## MAIN_INFO
All data reported in micrograms per L (ppb)
EXCEPT for figure 3, the data for that figure is unitless

## FIG_1
NO DATA
This figure is a schematic of the Home Plumbing Simulator, no data provided

## FIG_2
Fixed Duration Stagnation |  | MODELED Fixed Duration Stagnation |  | FLOWING SAMPLES
Stagnation | Sampled Values | Time (min) | Concentration (ppb) | Flowing | Sampled | Modeled
Time (min) | Concentration(ppb) | 0 | 0 | Flow Rate (mL/min) | Concentration (ppb) | Concentration (ppb)
15 | 35.2 | 1 | 1.7798 | 90 | 11 | 7.5872
30 | 60.5 | 2 | 3.537 | 90 | 6.6 | 7.5872
45 | 24 | 3 | 5.2719 | 150 | 7.4 | 4.6029
45 | 65.3 | 4 | 6.9847 | 252 | 8 | 2.7584
45 | 84.9 | 5 | 8.6758 | 260 | 7 | 2.6743
60 | 82.4 | 6 | 10.3453 | 465 | 5 | 1.5017
90 | 99 | 7 | 11.9936 | 540 | 6.9 | 1.2941
120 | 86 | 8 | 13.621 | 830 | 6.6 | 0.84329
120 | 109 | 9 | 15.2276 | 1020 | 4 | 0.68659
120 | 108.8 | 10 | 16.8139 | 1480 | 5.7 | 0.47355
180 | 127 | 11 | 18.38 | 1848 | 4.6 | 0.37938
240 | 107 | 12 | 19.9261 | 2700 | 0 | 0.25978
240 | 130.2 | 13 | 21.4526 | 3000 | 0 | 0.23382
300 | 159.7 | 14 | 22.9597 | 4220 | 5.1 | 0.16626
360 | 118.1 | 15 | 24.4477 | 6000 | 0 | 0.11696
360 | 159.6 | 16 | 25.9167 | 6360 | 0 | 0.11034
900 | 128.9 | 17 | 27.3671 | 8000 | 0 | 0.087728
900 | 130.1 | 18 | 28.799 | 8820 | 0 | 0.079574
900 | 133.3 | 19 | 30.2127 | 11400 | 0 | 0.061569
3855 | 151.6 | 20 | 31.6084 | 13000 | 0 | 0.053993
3855 | 150.8 | 21 | 32.9864 | 24000 | 0 | 0.029249
3855 | 137.1 | 22 | 34.3469 | 28472 | 3.9 | 0.024655
3855 | 136.9 | 23 | 35.6901
3855 | 150.5 | 24 | 37.0162
3855 | 143.5 | 25 | 38.3254
|  | 26 | 39.618
|  | 27 | 40.8942
|  | 28 | 42.1541
|  | 29 | 43.3981
|  | 30 | 44.6262
|  | 31 | 45.8387
|  | 32 | 47.0358
|  | 33 | 48.2176
|  | 34 | 49.3845
|  | 35 | 50.5365
|  | 36 | 51.6738
|  | 37 | 52.7967
|  | 38 | 53.9053
|  | 39 | 54.9999
|  | 40 | 56.0805
|  | 41 | 57.1474
|  | 42 | 58.2007
|  | 43 | 59.2406
|  | 44 | 60.2673
|  | 45 | 61.281
|  | 46 | 62.2817
|  | 47 | 63.2698
|  | 48 | 64.2452
|  | 49 | 65.2083
|  | 50 | 66.1592
|  | 51 | 67.0979
|  | 52 | 68.0247
|  | 53 | 68.9397
|  | 54 | 69.8431
|  | 55 | 70.7351
|  | 56 | 71.6156
|  | 57 | 72.485
|  | 58 | 73.3433
|  | 59 | 74.1907
|  | 60 | 75.0274
|  | 61 | 75.8534
|  | 62 | 76.6689
|  | 63 | 77.474
|  | 64 | 78.2689
|  | 65 | 79.0537
|  | 66 | 79.8285
|  | 67 | 80.5935
|  | 68 | 81.3487
|  | 69 | 82.0944
|  | 70 | 82.8305
|  | 71 | 83.5573
|  | 72 | 84.2749
|  | 73 | 84.9833
|  | 74 | 85.6828
|  | 75 | 86.3733
|  | 76 | 87.0551
|  | 77 | 87.7282
|  | 78 | 88.3927
|  | 79 | 89.0488
|  | 80 | 89.6965
|  | 81 | 90.3361
|  | 82 | 90.9674
|  | 83 | 91.5908
|  | 84 | 92.2062
|  | 85 | 92.8138
|  | 86 | 93.4137
|  | 87 | 94.006
|  | 88 | 94.5907
|  | 89 | 95.168
|  | 90 | 95.738
|  | 91 | 96.3007
|  | 92 | 96.8562
|  | 93 | 97.4047
|  | 94 | 97.9462
|  | 95 | 98.4809
|  | 96 | 99.0087
|  | 97 | 99.5298
|  | 98 | 100.0443
|  | 99 | 100.5523
|  | 100 | 101.0538
|  | 101 | 101.5489
|  | 102 | 102.0377
|  | 103 | 102.5204
|  | 104 | 102.9968
|  | 105 | 103.4673
|  | 106 | 103.9317
|  | 107 | 104.3903
|  | 108 | 104.843
|  | 109 | 105.2899
|  | 110 | 105.7312
|  | 111 | 106.1669
|  | 112 | 106.597
|  | 113 | 107.0216
|  | 114 | 107.4409
|  | 115 | 107.8548
|  | 116 | 108.2635
|  | 117 | 108.667
|  | 118 | 109.0653
|  | 119 | 109.4586
|  | 120 | 109.8469
|  | 121 | 110.2302
|  | 122 | 110.6087
|  | 123 | 110.9823
|  | 124 | 111.3512
|  | 125 | 111.7154
|  | 126 | 112.075
|  | 127 | 112.43
|  | 128 | 112.7805
|  | 129 | 113.1266
|  | 130 | 113.4682
|  | 131 | 113.8055
|  | 132 | 114.1385
|  | 133 | 114.4673
|  | 134 | 114.7919
|  | 135 | 115.1124
|  | 136 | 115.4288
|  | 137 | 115.7412
|  | 138 | 116.0496
|  | 139 | 116.3541
|  | 140 | 116.6547
|  | 141 | 116.9515
|  | 142 | 117.2445
|  | 143 | 117.5338
|  | 144 | 117.8194
|  | 145 | 118.1014
|  | 146 | 118.3798
|  | 147 | 118.6546
|  | 148 | 118.926
|  | 149 | 119.1939
|  | 150 | 119.4584
|  | 151 | 119.7196
|  | 152 | 119.9774
|  | 153 | 120.2319
|  | 154 | 120.4833
|  | 155 | 120.7314
|  | 156 | 120.9763
|  | 157 | 121.2182
|  | 158 | 121.457
|  | 159 | 121.6927
|  | 160 | 121.9254
|  | 161 | 122.1552
|  | 162 | 122.3821
|  | 163 | 122.6061
|  | 164 | 122.8272
|  | 165 | 123.0455
|  | 166 | 123.2611
|  | 167 | 123.4739
|  | 168 | 123.684
|  | 169 | 123.8914
|  | 170 | 124.0962
|  | 171 | 124.2984
|  | 172 | 124.498
|  | 173 | 124.6951
|  | 174 | 124.8896
|  | 175 | 125.0817
|  | 176 | 125.2714
|  | 177 | 125.4586
|  | 178 | 125.6435
|  | 179 | 125.826
|  | 180 | 126.0062
|  | 181 | 126.1841
|  | 182 | 126.3598
|  | 183 | 126.5332
|  | 184 | 126.7044
|  | 185 | 126.8734
|  | 186 | 127.0403
|  | 187 | 127.2051
|  | 188 | 127.3677
|  | 189 | 127.5283
|  | 190 | 127.6869
|  | 191 | 127.8434
|  | 192 | 127.998
|  | 193 | 128.1505
|  | 194 | 128.3012
|  | 195 | 128.4499
|  | 196 | 128.5967
|  | 197 | 128.7417
|  | 198 | 128.8848
|  | 199 | 129.0261
|  | 200 | 129.1657
|  | 201 | 129.3034
|  | 202 | 129.4394
|  | 203 | 129.5736
|  | 204 | 129.7062
|  | 205 | 129.8371
|  | 206 | 129.9663
|  | 207 | 130.0938
|  | 208 | 130.2198
|  | 209 | 130.3441
|  | 210 | 130.4669
|  | 211 | 130.5881
|  | 212 | 130.7077
|  | 213 | 130.8258
|  | 214 | 130.9425
|  | 215 | 131.0576
|  | 216 | 131.1713
|  | 217 | 131.2835
|  | 218 | 131.3944
|  | 219 | 131.5038
|  | 220 | 131.6118
|  | 221 | 131.7184
|  | 222 | 131.8237
|  | 223 | 131.9277
|  | 224 | 132.0303
|  | 225 | 132.1316
|  | 226 | 132.2316
|  | 227 | 132.3304
|  | 228 | 132.4279
|  | 229 | 132.5242
|  | 230 | 132.6192
|  | 231 | 132.713
|  | 232 | 132.8057
|  | 233 | 132.8971
|  | 234 | 132.9874
|  | 235 | 133.0766
|  | 236 | 133.1646
|  | 237 | 133.2515
|  | 238 | 133.3373
|  | 239 | 133.422
|  | 240 | 133.5056
|  | 241 | 133.5882
|  | 242 | 133.6697
|  | 243 | 133.7502
|  | 244 | 133.8296
|  | 245 | 133.9081
|  | 246 | 133.9855
|  | 247 | 134.062
|  | 248 | 134.1375
|  | 249 | 134.212
|  | 250 | 134.2856
|  | 251 | 134.3582
|  | 252 | 134.43
|  | 253 | 134.5008
|  | 254 | 134.5707
|  | 255 | 134.6397
|  | 256 | 134.7079
|  | 257 | 134.7751
|  | 258 | 134.8416
|  | 259 | 134.9071
|  | 260 | 134.9719
|  | 261 | 135.0358
|  | 262 | 135.0989
|  | 263 | 135.1612
|  | 264 | 135.2227
|  | 265 | 135.2835
|  | 266 | 135.3434
|  | 267 | 135.4026
|  | 268 | 135.4611
|  | 269 | 135.5188
|  | 270 | 135.5758
|  | 271 | 135.632
|  | 272 | 135.6875
|  | 273 | 135.7424
|  | 274 | 135.7965
|  | 275 | 135.8499
|  | 276 | 135.9027
|  | 277 | 135.9548
|  | 278 | 136.0062
|  | 279 | 136.057
|  | 280 | 136.1071
|  | 281 | 136.1566
|  | 282 | 136.2055
|  | 283 | 136.2537
|  | 284 | 136.3013
|  | 285 | 136.3484
|  | 286 | 136.3948
|  | 287 | 136.4406
|  | 288 | 136.4859
|  | 289 | 136.5305
|  | 290 | 136.5746
|  | 291 | 136.6182
|  | 292 | 136.6612
|  | 293 | 136.7036
|  | 294 | 136.7455
|  | 295 | 136.7869
|  | 296 | 136.8278
|  | 297 | 136.8681
|  | 298 | 136.9079
|  | 299 | 136.9472
|  | 300 | 136.986
|  | 301 | 137.0243
|  | 302 | 137.0622
|  | 303 | 137.0995
|  | 304 | 137.1364
|  | 305 | 137.1728
|  | 306 | 137.2087
|  | 307 | 137.2442
|  | 308 | 137.2793
|  | 309 | 137.3139
|  | 310 | 137.348
|  | 311 | 137.3817
|  | 312 | 137.415
|  | 313 | 137.4479
|  | 314 | 137.4803
|  | 315 | 137.5123
|  | 316 | 137.544
|  | 317 | 137.5752
|  | 318 | 137.606
|  | 319 | 137.6365
|  | 320 | 137.6665
|  | 321 | 137.6962
|  | 322 | 137.7255
|  | 323 | 137.7544
|  | 324 | 137.7829
|  | 325 | 137.8111
|  | 326 | 137.8389
|  | 327 | 137.8664
|  | 328 | 137.8935
|  | 329 | 137.9203
|  | 330 | 137.9468
|  | 331 | 137.9729
|  | 332 | 137.9986
|  | 333 | 138.0241
|  | 334 | 138.0492
|  | 335 | 138.074
|  | 336 | 138.0985
|  | 337 | 138.1227
|  | 338 | 138.1465
|  | 339 | 138.1701
|  | 340 | 138.1933
|  | 341 | 138.2163
|  | 342 | 138.239
|  | 343 | 138.2614
|  | 344 | 138.2835
|  | 345 | 138.3053
|  | 346 | 138.3269
|  | 347 | 138.3481
|  | 348 | 138.3691
|  | 349 | 138.3899
|  | 350 | 138.4103
|  | 351 | 138.4305
|  | 352 | 138.4505
|  | 353 | 138.4702
|  | 354 | 138.4896
|  | 355 | 138.5088
|  | 356 | 138.5278
|  | 357 | 138.5465
|  | 358 | 138.565
|  | 359 | 138.5832
|  | 360 | 138.6012
|  | 361 | 138.619
|  | 362 | 138.6366
|  | 363 | 138.6539
|  | 364 | 138.671
|  | 365 | 138.6879
|  | 366 | 138.7046
|  | 367 | 138.7211
|  | 368 | 138.7373
|  | 369 | 138.7534
|  | 370 | 138.7692
|  | 371 | 138.7849
|  | 372 | 138.8003
|  | 373 | 138.8156
|  | 374 | 138.8306
|  | 375 | 138.8455
|  | 376 | 138.8602
|  | 377 | 138.8747
|  | 378 | 138.889
|  | 379 | 138.9031
|  | 380 | 138.917
|  | 381 | 138.9308
|  | 382 | 138.9444
|  | 383 | 138.9578
|  | 384 | 138.9711
|  | 385 | 138.9842
|  | 386 | 138.9971
|  | 387 | 139.0098
|  | 388 | 139.0224
|  | 389 | 139.0348
|  | 390 | 139.0471
|  | 391 | 139.0592
|  | 392 | 139.0712
|  | 393 | 139.083
|  | 394 | 139.0946
|  | 395 | 139.1062
|  | 396 | 139.1175
|  | 397 | 139.1287
|  | 398 | 139.1398
|  | 399 | 139.1508
|  | 400 | 139.1616
|  | 401 | 139.1722
|  | 402 | 139.1827
|  | 403 | 139.1931
|  | 404 | 139.2034
|  | 405 | 139.2135
|  | 406 | 139.2235
|  | 407 | 139.2334
|  | 408 | 139.2431
|  | 409 | 139.2527
|  | 410 | 139.2622
|  | 411 | 139.2716
|  | 412 | 139.2809
|  | 413 | 139.29
|  | 414 | 139.2991
|  | 415 | 139.308
|  | 416 | 139.3168
|  | 417 | 139.3255
|  | 418 | 139.334
|  | 419 | 139.3425
|  | 420 | 139.3509
|  | 421 | 139.3591
|  | 422 | 139.3673
|  | 423 | 139.3753
|  | 424 | 139.3832
|  | 425 | 139.3911
|  | 426 | 139.3988
|  | 427 | 139.4065
|  | 428 | 139.414
|  | 429 | 139.4215
|  | 430 | 139.4288
|  | 431 | 139.4361
|  | 432 | 139.4432
|  | 433 | 139.4503
|  | 434 | 139.4573
|  | 435 | 139.4642
|  | 436 | 139.471
|  | 437 | 139.4777
|  | 438 | 139.4844
|  | 439 | 139.4909
|  | 440 | 139.4974
|  | 441 | 139.5038
|  | 442 | 139.5101
|  | 443 | 139.5163
|  | 444 | 139.5225
|  | 445 | 139.5286
|  | 446 | 139.5346
|  | 447 | 139.5405
|  | 448 | 139.5463
|  | 449 | 139.5521
|  | 450 | 139.5578
|  | 451 | 139.5634
|  | 452 | 139.5689
|  | 453 | 139.5744
|  | 454 | 139.5798
|  | 455 | 139.5852
|  | 456 | 139.5905
|  | 457 | 139.5957
|  | 458 | 139.6008
|  | 459 | 139.6059
|  | 460 | 139.6109
|  | 461 | 139.6158
|  | 462 | 139.6207
|  | 463 | 139.6255
|  | 464 | 139.6303
|  | 465 | 139.635
|  | 466 | 139.6396
|  | 467 | 139.6442
|  | 468 | 139.6487
|  | 469 | 139.6532
|  | 470 | 139.6576
|  | 471 | 139.662
|  | 472 | 139.6663
|  | 473 | 139.6705
|  | 474 | 139.6747
|  | 475 | 139.6788
|  | 476 | 139.6829
|  | 477 | 139.6869
|  | 478 | 139.6909
|  | 479 | 139.6949
|  | 480 | 139.6987
|  | 481 | 139.7026
|  | 482 | 139.7063
|  | 483 | 139.7101
|  | 484 | 139.7138
|  | 485 | 139.7174
|  | 486 | 139.721
|  | 487 | 139.7245
|  | 488 | 139.728
|  | 489 | 139.7315
|  | 490 | 139.7349
|  | 491 | 139.7383
|  | 492 | 139.7416
|  | 493 | 139.7449
|  | 494 | 139.7481
|  | 495 | 139.7513
|  | 496 | 139.7545
|  | 497 | 139.7576
|  | 498 | 139.7607
|  | 499 | 139.7638
|  | 500 | 139.7668
|  | 501 | 139.7697
|  | 502 | 139.7726
|  | 503 | 139.7755
|  | 504 | 139.7784
|  | 505 | 139.7812
|  | 506 | 139.784
|  | 507 | 139.7867
|  | 508 | 139.7894
|  | 509 | 139.7921
|  | 510 | 139.7948
|  | 511 | 139.7974
|  | 512 | 139.8
|  | 513 | 139.8025
|  | 514 | 139.805
|  | 515 | 139.8075
|  | 516 | 139.8099
|  | 517 | 139.8123
|  | 518 | 139.8147
|  | 519 | 139.8171
|  | 520 | 139.8194
|  | 521 | 139.8217
|  | 522 | 139.824
|  | 523 | 139.8262
|  | 524 | 139.8284
|  | 525 | 139.8306
|  | 526 | 139.8328
|  | 527 | 139.8349
|  | 528 | 139.837
|  | 529 | 139.8391
|  | 530 | 139.8411
|  | 531 | 139.8431
|  | 532 | 139.8451
|  | 533 | 139.8471
|  | 534 | 139.849
|  | 535 | 139.851
|  | 536 | 139.8528
|  | 537 | 139.8547
|  | 538 | 139.8566
|  | 539 | 139.8584
|  | 540 | 139.8602
|  | 541 | 139.862
|  | 542 | 139.8637
|  | 543 | 139.8655
|  | 544 | 139.8672
|  | 545 | 139.8689
|  | 546 | 139.8705
|  | 547 | 139.8722
|  | 548 | 139.8738
|  | 549 | 139.8754
|  | 550 | 139.877
|  | 551 | 139.8785
|  | 552 | 139.8801
|  | 553 | 139.8816
|  | 554 | 139.8831
|  | 555 | 139.8846
|  | 556 | 139.8861
|  | 557 | 139.8875
|  | 558 | 139.8889
|  | 559 | 139.8904
|  | 560 | 139.8918
|  | 561 | 139.8931
|  | 562 | 139.8945
|  | 563 | 139.8958
|  | 564 | 139.8972
|  | 565 | 139.8985
|  | 566 | 139.8998
|  | 567 | 139.901
|  | 568 | 139.9023
|  | 569 | 139.9035
|  | 570 | 139.9048
|  | 571 | 139.906
|  | 572 | 139.9072
|  | 573 | 139.9083
|  | 574 | 139.9095
|  | 575 | 139.9107
|  | 576 | 139.9118
|  | 577 | 139.9129
|  | 578 | 139.914
|  | 579 | 139.9151
|  | 580 | 139.9162
|  | 581 | 139.9173
|  | 582 | 139.9183
|  | 583 | 139.9193
|  | 584 | 139.9204
|  | 585 | 139.9214
|  | 586 | 139.9224
|  | 587 | 139.9234
|  | 588 | 139.9243
|  | 589 | 139.9253
|  | 590 | 139.9263
|  | 591 | 139.9272
|  | 592 | 139.9281
|  | 593 | 139.929
|  | 594 | 139.9299
|  | 595 | 139.9308
|  | 596 | 139.9317
|  | 597 | 139.9326
|  | 598 | 139.9334
|  | 599 | 139.9343
|  | 600 | 139.9351
|  | 601 | 139.9359
|  | 602 | 139.9368
|  | 603 | 139.9376
|  | 604 | 139.9384
|  | 605 | 139.9391
|  | 606 | 139.9399
|  | 607 | 139.9407
|  | 608 | 139.9414
|  | 609 | 139.9422
|  | 610 | 139.9429
|  | 611 | 139.9436
|  | 612 | 139.9443
|  | 613 | 139.9451
|  | 614 | 139.9458
|  | 615 | 139.9464
|  | 616 | 139.9471
|  | 617 | 139.9478
|  | 618 | 139.9485
|  | 619 | 139.9491
|  | 620 | 139.9498
|  | 621 | 139.9504
|  | 622 | 139.951
|  | 623 | 139.9517
|  | 624 | 139.9523
|  | 625 | 139.9529
|  | 626 | 139.9535
|  | 627 | 139.9541
|  | 628 | 139.9547
|  | 629 | 139.9552
|  | 630 | 139.9558
|  | 631 | 139.9564
|  | 632 | 139.9569
|  | 633 | 139.9575
|  | 634 | 139.958
|  | 635 | 139.9585
|  | 636 | 139.9591
|  | 637 | 139.9596
|  | 638 | 139.9601
|  | 639 | 139.9606
|  | 640 | 139.9611
|  | 641 | 139.9616
|  | 642 | 139.9621
|  | 643 | 139.9626
|  | 644 | 139.963
|  | 645 | 139.9635
|  | 646 | 139.964
|  | 647 | 139.9644
|  | 648 | 139.9649
|  | 649 | 139.9653
|  | 650 | 139.9658
|  | 651 | 139.9662
|  | 652 | 139.9666
|  | 653 | 139.9671
|  | 654 | 139.9675
|  | 655 | 139.9679
|  | 656 | 139.9683
|  | 657 | 139.9687
|  | 658 | 139.9691
|  | 659 | 139.9695
|  | 660 | 139.9699
|  | 661 | 139.9703
|  | 662 | 139.9706
|  | 663 | 139.971
|  | 664 | 139.9714
|  | 665 | 139.9718
|  | 666 | 139.9721
|  | 667 | 139.9725
|  | 668 | 139.9728
|  | 669 | 139.9732
|  | 670 | 139.9735
|  | 671 | 139.9738
|  | 672 | 139.9742
|  | 673 | 139.9745
|  | 674 | 139.9748
|  | 675 | 139.9751
|  | 676 | 139.9755
|  | 677 | 139.9758
|  | 678 | 139.9761
|  | 679 | 139.9764
|  | 680 | 139.9767
|  | 681 | 139.977
|  | 682 | 139.9773
|  | 683 | 139.9776
|  | 684 | 139.9778
|  | 685 | 139.9781
|  | 686 | 139.9784
|  | 687 | 139.9787
|  | 688 | 139.979
|  | 689 | 139.9792
|  | 690 | 139.9795
|  | 691 | 139.9797
|  | 692 | 139.98
|  | 693 | 139.9803
|  | 694 | 139.9805
|  | 695 | 139.9808
|  | 696 | 139.981
|  | 697 | 139.9812
|  | 698 | 139.9815
|  | 699 | 139.9817
|  | 700 | 139.9819
|  | 701 | 139.9822
|  | 702 | 139.9824
|  | 703 | 139.9826
|  | 704 | 139.9829
|  | 705 | 139.9831
|  | 706 | 139.9833
|  | 707 | 139.9835
|  | 708 | 139.9837
|  | 709 | 139.9839
|  | 710 | 139.9841
|  | 711 | 139.9843
|  | 712 | 139.9845
|  | 713 | 139.9847
|  | 714 | 139.9849
|  | 715 | 139.9851
|  | 716 | 139.9853
|  | 717 | 139.9855
|  | 718 | 139.9857
|  | 719 | 139.9858
|  | 720 | 139.986
|  | 721 | 139.9862
|  | 722 | 139.9864
|  | 723 | 139.9866
|  | 724 | 139.9867
|  | 725 | 139.9869
|  | 726 | 139.9871
|  | 727 | 139.9872
|  | 728 | 139.9874
|  | 729 | 139.9875
|  | 730 | 139.9877
|  | 731 | 139.9879
|  | 732 | 139.988
|  | 733 | 139.9882
|  | 734 | 139.9883
|  | 735 | 139.9885
|  | 736 | 139.9886
|  | 737 | 139.9888
|  | 738 | 139.9889
|  | 739 | 139.989
|  | 740 | 139.9892
|  | 741 | 139.9893
|  | 742 | 139.9895
|  | 743 | 139.9896
|  | 744 | 139.9897
|  | 745 | 139.9899
|  | 746 | 139.99
|  | 747 | 139.9901
|  | 748 | 139.9902
|  | 749 | 139.9904
|  | 750 | 139.9905
|  | 751 | 139.9906
|  | 752 | 139.9907
|  | 753 | 139.9908
|  | 754 | 139.991
|  | 755 | 139.9911
|  | 756 | 139.9912
|  | 757 | 139.9913
|  | 758 | 139.9914
|  | 759 | 139.9915
|  | 760 | 139.9916
|  | 761 | 139.9917
|  | 762 | 139.9918
|  | 763 | 139.9919
|  | 764 | 139.992
|  | 765 | 139.9921
|  | 766 | 139.9922
|  | 767 | 139.9923
|  | 768 | 139.9924
|  | 769 | 139.9925
|  | 770 | 139.9926
|  | 771 | 139.9927
|  | 772 | 139.9928
|  | 773 | 139.9929
|  | 774 | 139.993
|  | 775 | 139.9931
|  | 776 | 139.9932
|  | 777 | 139.9933
|  | 778 | 139.9933
|  | 779 | 139.9934
|  | 780 | 139.9935
|  | 781 | 139.9936
|  | 782 | 139.9937
|  | 783 | 139.9938
|  | 784 | 139.9938
|  | 785 | 139.9939
|  | 786 | 139.994
|  | 787 | 139.9941
|  | 788 | 139.9941
|  | 789 | 139.9942
|  | 790 | 139.9943
|  | 791 | 139.9944
|  | 792 | 139.9944
|  | 793 | 139.9945
|  | 794 | 139.9946
|  | 795 | 139.9946
|  | 796 | 139.9947
|  | 797 | 139.9948
|  | 798 | 139.9948
|  | 799 | 139.9949
|  | 800 | 139.995
|  | 801 | 139.995
|  | 802 | 139.9951
|  | 803 | 139.9952
|  | 804 | 139.9952
|  | 805 | 139.9953
|  | 806 | 139.9953
|  | 807 | 139.9954
|  | 808 | 139.9955
|  | 809 | 139.9955
|  | 810 | 139.9956
|  | 811 | 139.9956
|  | 812 | 139.9957
|  | 813 | 139.9957
|  | 814 | 139.9958
|  | 815 | 139.9959
|  | 816 | 139.9959
|  | 817 | 139.996
|  | 818 | 139.996
|  | 819 | 139.9961
|  | 820 | 139.9961
|  | 821 | 139.9962
|  | 822 | 139.9962
|  | 823 | 139.9963
|  | 824 | 139.9963
|  | 825 | 139.9964
|  | 826 | 139.9964
|  | 827 | 139.9964
|  | 828 | 139.9965
|  | 829 | 139.9965
|  | 830 | 139.9966
|  | 831 | 139.9966
|  | 832 | 139.9967
|  | 833 | 139.9967
|  | 834 | 139.9967
|  | 835 | 139.9968
|  | 836 | 139.9968
|  | 837 | 139.9969
|  | 838 | 139.9969
|  | 839 | 139.997
|  | 840 | 139.997
|  | 841 | 139.997
|  | 842 | 139.9971
|  | 843 | 139.9971
|  | 844 | 139.9971
|  | 845 | 139.9972
|  | 846 | 139.9972
|  | 847 | 139.9972
|  | 848 | 139.9973
|  | 849 | 139.9973
|  | 850 | 139.9974
|  | 851 | 139.9974
|  | 852 | 139.9974
|  | 853 | 139.9975
|  | 854 | 139.9975
|  | 855 | 139.9975
|  | 856 | 139.9975
|  | 857 | 139.9976
|  | 858 | 139.9976
|  | 859 | 139.9976
|  | 860 | 139.9977
|  | 861 | 139.9977
|  | 862 | 139.9977
|  | 863 | 139.9978
|  | 864 | 139.9978
|  | 865 | 139.9978
|  | 866 | 139.9978
|  | 867 | 139.9979
|  | 868 | 139.9979
|  | 869 | 139.9979
|  | 870 | 139.9979
|  | 871 | 139.998
|  | 872 | 139.998
|  | 873 | 139.998
|  | 874 | 139.9981
|  | 875 | 139.9981
|  | 876 | 139.9981
|  | 877 | 139.9981
|  | 878 | 139.9981
|  | 879 | 139.9982
|  | 880 | 139.9982
|  | 881 | 139.9982
|  | 882 | 139.9982
|  | 883 | 139.9983
|  | 884 | 139.9983
|  | 885 | 139.9983
|  | 886 | 139.9983
|  | 887 | 139.9984
|  | 888 | 139.9984
|  | 889 | 139.9984
|  | 890 | 139.9984
|  | 891 | 139.9984
|  | 892 | 139.9985
|  | 893 | 139.9985
|  | 894 | 139.9985
|  | 895 | 139.9985
|  | 896 | 139.9985
|  | 897 | 139.9985
|  | 898 | 139.9986
|  | 899 | 139.9986
|  | 900 | 139.9986
|  | 901 | 139.9986
|  | 902 | 139.9986
|  | 903 | 139.9987
|  | 904 | 139.9987
|  | 905 | 139.9987
|  | 906 | 139.9987
|  | 907 | 139.9987
|  | 908 | 139.9987
|  | 909 | 139.9988
|  | 910 | 139.9988
|  | 911 | 139.9988
|  | 912 | 139.9988
|  | 913 | 139.9988
|  | 914 | 139.9988
|  | 915 | 139.9988
|  | 916 | 139.9989
|  | 917 | 139.9989
|  | 918 | 139.9989
|  | 919 | 139.9989
|  | 920 | 139.9989
|  | 921 | 139.9989
|  | 922 | 139.9989
|  | 923 | 139.999
|  | 924 | 139.999
|  | 925 | 139.999
|  | 926 | 139.999
|  | 927 | 139.999
|  | 928 | 139.999
|  | 929 | 139.999
|  | 930 | 139.999
|  | 931 | 139.9991
|  | 932 | 139.9991
|  | 933 | 139.9991
|  | 934 | 139.9991
|  | 935 | 139.9991
|  | 936 | 139.9991
|  | 937 | 139.9991
|  | 938 | 139.9991
|  | 939 | 139.9992
|  | 940 | 139.9992
|  | 941 | 139.9992
|  | 942 | 139.9992
|  | 943 | 139.9992
|  | 944 | 139.9992
|  | 945 | 139.9992
|  | 946 | 139.9992
|  | 947 | 139.9992
|  | 948 | 139.9992
|  | 949 | 139.9993
|  | 950 | 139.9993
|  | 951 | 139.9993
|  | 952 | 139.9993
|  | 953 | 139.9993
|  | 954 | 139.9993
|  | 955 | 139.9993
|  | 956 | 139.9993
|  | 957 | 139.9993
|  | 958 | 139.9993
|  | 959 | 139.9993
|  | 960 | 139.9994
|  | 961 | 139.9994
|  | 962 | 139.9994
|  | 963 | 139.9994
|  | 964 | 139.9994
|  | 965 | 139.9994
|  | 966 | 139.9994
|  | 967 | 139.9994
|  | 968 | 139.9994
|  | 969 | 139.9994
|  | 970 | 139.9994
|  | 971 | 139.9994
|  | 972 | 139.9994
|  | 973 | 139.9995
|  | 974 | 139.9995
|  | 975 | 139.9995
|  | 976 | 139.9995
|  | 977 | 139.9995
|  | 978 | 139.9995
|  | 979 | 139.9995
|  | 980 | 139.9995
|  | 981 | 139.9995
|  | 982 | 139.9995
|  | 983 | 139.9995
|  | 984 | 139.9995
|  | 985 | 139.9995
|  | 986 | 139.9995
|  | 987 | 139.9995
|  | 988 | 139.9995
|  | 989 | 139.9996
|  | 990 | 139.9996
|  | 991 | 139.9996
|  | 992 | 139.9996
|  | 993 | 139.9996
|  | 994 | 139.9996
|  | 995 | 139.9996
|  | 996 | 139.9996
|  | 997 | 139.9996
|  | 998 | 139.9996
|  | 999 | 139.9996
|  | 1000 | 139.9996
|  | 1001 | 139.9996
|  | 1002 | 139.9996
|  | 1003 | 139.9996
|  | 1004 | 139.9996
|  | 1005 | 139.9996
|  | 1006 | 139.9996
|  | 1007 | 139.9996
|  | 1008 | 139.9996
|  | 1009 | 139.9997
|  | 1010 | 139.9997
|  | 1011 | 139.9997
|  | 1012 | 139.9997
|  | 1013 | 139.9997
|  | 1014 | 139.9997
|  | 1015 | 139.9997
|  | 1016 | 139.9997
|  | 1017 | 139.9997
|  | 1018 | 139.9997
|  | 1019 | 139.9997
|  | 1020 | 139.9997
|  | 1021 | 139.9997
|  | 1022 | 139.9997
|  | 1023 | 139.9997
|  | 1024 | 139.9997
|  | 1025 | 139.9997
|  | 1026 | 139.9997
|  | 1027 | 139.9997
|  | 1028 | 139.9997
|  | 1029 | 139.9997
|  | 1030 | 139.9997
|  | 1031 | 139.9997
|  | 1032 | 139.9997
|  | 1033 | 139.9997
|  | 1034 | 139.9997
|  | 1035 | 139.9998
|  | 1036 | 139.9998
|  | 1037 | 139.9998
|  | 1038 | 139.9998
|  | 1039 | 139.9998
|  | 1040 | 139.9998
|  | 1041 | 139.9998
|  | 1042 | 139.9998
|  | 1043 | 139.9998
|  | 1044 | 139.9998
|  | 1045 | 139.9998
|  | 1046 | 139.9998
|  | 1047 | 139.9998
|  | 1048 | 139.9998
|  | 1049 | 139.9998
|  | 1050 | 139.9998
|  | 1051 | 139.9998
|  | 1052 | 139.9998
|  | 1053 | 139.9998
|  | 1054 | 139.9998
|  | 1055 | 139.9998
|  | 1056 | 139.9998
|  | 1057 | 139.9998
|  | 1058 | 139.9998
|  | 1059 | 139.9998
|  | 1060 | 139.9998
|  | 1061 | 139.9998
|  | 1062 | 139.9998
|  | 1063 | 139.9998
|  | 1064 | 139.9998
|  | 1065 | 139.9998
|  | 1066 | 139.9998
|  | 1067 | 139.9998
|  | 1068 | 139.9998
|  | 1069 | 139.9998
|  | 1070 | 139.9998
|  | 1071 | 139.9998
|  | 1072 | 139.9998
|  | 1073 | 139.9998
|  | 1074 | 139.9998
|  | 1075 | 139.9999
|  | 1076 | 139.9999
|  | 1077 | 139.9999
|  | 1078 | 139.9999
|  | 1079 | 139.9999
|  | 1080 | 139.9999
|  | 1081 | 139.9999
|  | 1082 | 139.9999
|  | 1083 | 139.9999
|  | 1084 | 139.9999
|  | 1085 | 139.9999
|  | 1086 | 139.9999
|  | 1087 | 139.9999
|  | 1088 | 139.9999
|  | 1089 | 139.9999
|  | 1090 | 139.9999
|  | 1091 | 139.9999
|  | 1092 | 139.9999
|  | 1093 | 139.9999
|  | 1094 | 139.9999
|  | 1095 | 139.9999
|  | 1096 | 139.9999
|  | 1097 | 139.9999
|  | 1098 | 139.9999
|  | 1099 | 139.9999
|  | 1100 | 139.9999
|  | 1101 | 139.9999
|  | 1102 | 139.9999
|  | 1103 | 139.9999
|  | 1104 | 139.9999
|  | 1105 | 139.9999
|  | 1106 | 139.9999
|  | 1107 | 139.9999
|  | 1108 | 139.9999
|  | 1109 | 139.9999
|  | 1110 | 139.9999
|  | 1111 | 139.9999
|  | 1112 | 139.9999
|  | 1113 | 139.9999
|  | 1114 | 139.9999
|  | 1115 | 139.9999
|  | 1116 | 139.9999
|  | 1117 | 139.9999
|  | 1118 | 139.9999
|  | 1119 | 139.9999
|  | 1120 | 139.9999
|  | 1121 | 139.9999
|  | 1122 | 139.9999
|  | 1123 | 139.9999
|  | 1124 | 139.9999
|  | 1125 | 139.9999
|  | 1126 | 139.9999
|  | 1127 | 139.9999
|  | 1128 | 139.9999
|  | 1129 | 139.9999
|  | 1130 | 139.9999
|  | 1131 | 139.9999
|  | 1132 | 139.9999
|  | 1133 | 139.9999
|  | 1134 | 139.9999
|  | 1135 | 139.9999
|  | 1136 | 139.9999
|  | 1137 | 139.9999
|  | 1138 | 139.9999
|  | 1139 | 139.9999
|  | 1140 | 139.9999
|  | 1141 | 139.9999
|  | 1142 | 139.9999
|  | 1143 | 139.9999
|  | 1144 | 139.9999
|  | 1145 | 139.9999
|  | 1146 | 139.9999
|  | 1147 | 139.9999
|  | 1148 | 139.9999
|  | 1149 | 139.9999
|  | 1150 | 139.9999
|  | 1151 | 139.9999
|  | 1152 | 139.9999
|  | 1153 | 139.9999
|  | 1154 | 139.9999
|  | 1155 | 139.9999
|  | 1156 | 139.9999
|  | 1157 | 139.9999
|  | 1158 | 139.9999
|  | 1159 | 139.9999
|  | 1160 | 139.9999
|  | 1161 | 140
|  | 1162 | 140
|  | 1163 | 140
|  | 1164 | 140
|  | 1165 | 140
|  | 1166 | 140
|  | 1167 | 140
|  | 1168 | 140
|  | 1169 | 140
|  | 1170 | 140
|  | 1171 | 140
|  | 1172 | 140
|  | 1173 | 140
|  | 1174 | 140
|  | 1175 | 140
|  | 1176 | 140
|  | 1177 | 140
|  | 1178 | 140
|  | 1179 | 140
|  | 1180 | 140
|  | 1181 | 140
|  | 1182 | 140
|  | 1183 | 140
|  | 1184 | 140
|  | 1185 | 140
|  | 1186 | 140
|  | 1187 | 140
|  | 1188 | 140
|  | 1189 | 140
|  | 1190 | 140
|  | 1191 | 140
|  | 1192 | 140
|  | 1193 | 140
|  | 1194 | 140
|  | 1195 | 140
|  | 1196 | 140
|  | 1197 | 140
|  | 1198 | 140
|  | 1199 | 140
|  | 1200 | 140
|  | 1201 | 140
|  | 1202 | 140
|  | 1203 | 140
|  | 1204 | 140
|  | 1205 | 140
|  | 1206 | 140
|  | 1207 | 140
|  | 1208 | 140
|  | 1209 | 140
|  | 1210 | 140
|  | 1211 | 140
|  | 1212 | 140
|  | 1213 | 140
|  | 1214 | 140
|  | 1215 | 140
|  | 1216 | 140
|  | 1217 | 140
|  | 1218 | 140
|  | 1219 | 140
|  | 1220 | 140
|  | 1221 | 140
|  | 1222 | 140
|  | 1223 | 140
|  | 1224 | 140
|  | 1225 | 140
|  | 1226 | 140
|  | 1227 | 140
|  | 1228 | 140
|  | 1229 | 140
|  | 1230 | 140
|  | 1231 | 140
|  | 1232 | 140
|  | 1233 | 140
|  | 1234 | 140
|  | 1235 | 140
|  | 1236 | 140
|  | 1237 | 140
|  | 1238 | 140
|  | 1239 | 140
|  | 1240 | 140
|  | 1241 | 140
|  | 1242 | 140
|  | 1243 | 140
|  | 1244 | 140
|  | 1245 | 140
|  | 1246 | 140
|  | 1247 | 140
|  | 1248 | 140
|  | 1249 | 140
|  | 1250 | 140
|  | 1251 | 140
|  | 1252 | 140
|  | 1253 | 140
|  | 1254 | 140
|  | 1255 | 140
|  | 1256 | 140
|  | 1257 | 140
|  | 1258 | 140
|  | 1259 | 140
|  | 1260 | 140
|  | 1261 | 140
|  | 1262 | 140
|  | 1263 | 140
|  | 1264 | 140
|  | 1265 | 140
|  | 1266 | 140
|  | 1267 | 140
|  | 1268 | 140
|  | 1269 | 140
|  | 1270 | 140
|  | 1271 | 140
|  | 1272 | 140
|  | 1273 | 140
|  | 1274 | 140
|  | 1275 | 140
|  | 1276 | 140
|  | 1277 | 140
|  | 1278 | 140
|  | 1279 | 140
|  | 1280 | 140
|  | 1281 | 140
|  | 1282 | 140
|  | 1283 | 140
|  | 1284 | 140
|  | 1285 | 140
|  | 1286 | 140
|  | 1287 | 140
|  | 1288 | 140
|  | 1289 | 140
|  | 1290 | 140
|  | 1291 | 140
|  | 1292 | 140
|  | 1293 | 140
|  | 1294 | 140
|  | 1295 | 140
|  | 1296 | 140
|  | 1297 | 140
|  | 1298 | 140
|  | 1299 | 140
|  | 1300 | 140
|  | 1301 | 140
|  | 1302 | 140
|  | 1303 | 140
|  | 1304 | 140
|  | 1305 | 140
|  | 1306 | 140
|  | 1307 | 140
|  | 1308 | 140
|  | 1309 | 140
|  | 1310 | 140
|  | 1311 | 140
|  | 1312 | 140
|  | 1313 | 140
|  | 1314 | 140
|  | 1315 | 140
|  | 1316 | 140
|  | 1317 | 140
|  | 1318 | 140
|  | 1319 | 140
|  | 1320 | 140
|  | 1321 | 140
|  | 1322 | 140
|  | 1323 | 140
|  | 1324 | 140
|  | 1325 | 140
|  | 1326 | 140
|  | 1327 | 140
|  | 1328 | 140
|  | 1329 | 140
|  | 1330 | 140
|  | 1331 | 140
|  | 1332 | 140
|  | 1333 | 140
|  | 1334 | 140
|  | 1335 | 140
|  | 1336 | 140
|  | 1337 | 140
|  | 1338 | 140
|  | 1339 | 140
|  | 1340 | 140
|  | 1341 | 140
|  | 1342 | 140
|  | 1343 | 140
|  | 1344 | 140
|  | 1345 | 140
|  | 1346 | 140
|  | 1347 | 140
|  | 1348 | 140
|  | 1349 | 140
|  | 1350 | 140
|  | 1351 | 140
|  | 1352 | 140
|  | 1353 | 140
|  | 1354 | 140
|  | 1355 | 140
|  | 1356 | 140
|  | 1357 | 140
|  | 1358 | 140
|  | 1359 | 140
|  | 1360 | 140
|  | 1361 | 140
|  | 1362 | 140
|  | 1363 | 140
|  | 1364 | 140
|  | 1365 | 140
|  | 1366 | 140
|  | 1367 | 140
|  | 1368 | 140
|  | 1369 | 140
|  | 1370 | 140
|  | 1371 | 140
|  | 1372 | 140
|  | 1373 | 140
|  | 1374 | 140
|  | 1375 | 140
|  | 1376 | 140
|  | 1377 | 140
|  | 1378 | 140
|  | 1379 | 140
|  | 1380 | 140
|  | 1381 | 140
|  | 1382 | 140
|  | 1383 | 140
|  | 1384 | 140
|  | 1385 | 140
|  | 1386 | 140
|  | 1387 | 140
|  | 1388 | 140
|  | 1389 | 140
|  | 1390 | 140
|  | 1391 | 140
|  | 1392 | 140
|  | 1393 | 140
|  | 1394 | 140
|  | 1395 | 140
|  | 1396 | 140
|  | 1397 | 140
|  | 1398 | 140
|  | 1399 | 140
|  | 1400 | 140
|  | 1401 | 140
|  | 1402 | 140
|  | 1403 | 140
|  | 1404 | 140
|  | 1405 | 140
|  | 1406 | 140
|  | 1407 | 140
|  | 1408 | 140
|  | 1409 | 140
|  | 1410 | 140
|  | 1411 | 140
|  | 1412 | 140
|  | 1413 | 140
|  | 1414 | 140
|  | 1415 | 140
|  | 1416 | 140
|  | 1417 | 140
|  | 1418 | 140
|  | 1419 | 140
|  | 1420 | 140
|  | 1421 | 140
|  | 1422 | 140
|  | 1423 | 140
|  | 1424 | 140
|  | 1425 | 140
|  | 1426 | 140
|  | 1427 | 140
|  | 1428 | 140
|  | 1429 | 140
|  | 1430 | 140
|  | 1431 | 140
|  | 1432 | 140
|  | 1433 | 140
|  | 1434 | 140
|  | 1435 | 140
|  | 1436 | 140
|  | 1437 | 140
|  | 1438 | 140
|  | 1439 | 140
|  | 1440 | 140
|  | 1441 | 140
|  | 1442 | 140
|  | 1443 | 140
|  | 1444 | 140
|  | 1445 | 140
|  | 1446 | 140
|  | 1447 | 140
|  | 1448 | 140
|  | 1449 | 140
|  | 1450 | 140
|  | 1451 | 140
|  | 1452 | 140
|  | 1453 | 140
|  | 1454 | 140
|  | 1455 | 140
|  | 1456 | 140
|  | 1457 | 140
|  | 1458 | 140
|  | 1459 | 140
|  | 1460 | 140
|  | 1461 | 140
|  | 1462 | 140
|  | 1463 | 140
|  | 1464 | 140
|  | 1465 | 140
|  | 1466 | 140
|  | 1467 | 140
|  | 1468 | 140
|  | 1469 | 140
|  | 1470 | 140
|  | 1471 | 140
|  | 1472 | 140
|  | 1473 | 140
|  | 1474 | 140
|  | 1475 | 140
|  | 1476 | 140
|  | 1477 | 140
|  | 1478 | 140
|  | 1479 | 140
|  | 1480 | 140
|  | 1481 | 140
|  | 1482 | 140
|  | 1483 | 140
|  | 1484 | 140
|  | 1485 | 140
|  | 1486 | 140
|  | 1487 | 140
|  | 1488 | 140
|  | 1489 | 140
|  | 1490 | 140
|  | 1491 | 140
|  | 1492 | 140
|  | 1493 | 140
|  | 1494 | 140
|  | 1495 | 140
|  | 1496 | 140
|  | 1497 | 140
|  | 1498 | 140
|  | 1499 | 140
|  | 1500 | 140
|  | 1501 | 140
|  | 1502 | 140
|  | 1503 | 140
|  | 1504 | 140
|  | 1505 | 140
|  | 1506 | 140
|  | 1507 | 140
|  | 1508 | 140
|  | 1509 | 140
|  | 1510 | 140
|  | 1511 | 140
|  | 1512 | 140
|  | 1513 | 140
|  | 1514 | 140
|  | 1515 | 140
|  | 1516 | 140
|  | 1517 | 140
|  | 1518 | 140
|  | 1519 | 140
|  | 1520 | 140
|  | 1521 | 140
|  | 1522 | 140
|  | 1523 | 140
|  | 1524 | 140
|  | 1525 | 140
|  | 1526 | 140
|  | 1527 | 140
|  | 1528 | 140
|  | 1529 | 140
|  | 1530 | 140
|  | 1531 | 140
|  | 1532 | 140
|  | 1533 | 140
|  | 1534 | 140
|  | 1535 | 140
|  | 1536 | 140
|  | 1537 | 140
|  | 1538 | 140
|  | 1539 | 140
|  | 1540 | 140
|  | 1541 | 140
|  | 1542 | 140
|  | 1543 | 140
|  | 1544 | 140
|  | 1545 | 140
|  | 1546 | 140
|  | 1547 | 140
|  | 1548 | 140
|  | 1549 | 140
|  | 1550 | 140
|  | 1551 | 140
|  | 1552 | 140
|  | 1553 | 140
|  | 1554 | 140
|  | 1555 | 140
|  | 1556 | 140
|  | 1557 | 140
|  | 1558 | 140
|  | 1559 | 140
|  | 1560 | 140
|  | 1561 | 140
|  | 1562 | 140
|  | 1563 | 140
|  | 1564 | 140
|  | 1565 | 140
|  | 1566 | 140
|  | 1567 | 140
|  | 1568 | 140
|  | 1569 | 140
|  | 1570 | 140
|  | 1571 | 140
|  | 1572 | 140
|  | 1573 | 140
|  | 1574 | 140
|  | 1575 | 140
|  | 1576 | 140
|  | 1577 | 140
|  | 1578 | 140
|  | 1579 | 140
|  | 1580 | 140
|  | 1581 | 140
|  | 1582 | 140
|  | 1583 | 140
|  | 1584 | 140
|  | 1585 | 140
|  | 1586 | 140
|  | 1587 | 140
|  | 1588 | 140
|  | 1589 | 140
|  | 1590 | 140
|  | 1591 | 140
|  | 1592 | 140
|  | 1593 | 140
|  | 1594 | 140
|  | 1595 | 140
|  | 1596 | 140
|  | 1597 | 140
|  | 1598 | 140
|  | 1599 | 140
|  | 1600 | 140
|  | 1601 | 140
|  | 1602 | 140
|  | 1603 | 140
|  | 1604 | 140
|  | 1605 | 140
|  | 1606 | 140
|  | 1607 | 140
|  | 1608 | 140
|  | 1609 | 140
|  | 1610 | 140
|  | 1611 | 140
|  | 1612 | 140
|  | 1613 | 140
|  | 1614 | 140
|  | 1615 | 140
|  | 1616 | 140
|  | 1617 | 140
|  | 1618 | 140
|  | 1619 | 140
|  | 1620 | 140
|  | 1621 | 140
|  | 1622 | 140
|  | 1623 | 140
|  | 1624 | 140
|  | 1625 | 140
|  | 1626 | 140
|  | 1627 | 140
|  | 1628 | 140
|  | 1629 | 140
|  | 1630 | 140
|  | 1631 | 140
|  | 1632 | 140
|  | 1633 | 140
|  | 1634 | 140
|  | 1635 | 140
|  | 1636 | 140
|  | 1637 | 140
|  | 1638 | 140
|  | 1639 | 140
|  | 1640 | 140
|  | 1641 | 140
|  | 1642 | 140
|  | 1643 | 140
|  | 1644 | 140
|  | 1645 | 140
|  | 1646 | 140
|  | 1647 | 140
|  | 1648 | 140
|  | 1649 | 140
|  | 1650 | 140
|  | 1651 | 140
|  | 1652 | 140
|  | 1653 | 140
|  | 1654 | 140
|  | 1655 | 140
|  | 1656 | 140
|  | 1657 | 140
|  | 1658 | 140
|  | 1659 | 140
|  | 1660 | 140
|  | 1661 | 140
|  | 1662 | 140
|  | 1663 | 140
|  | 1664 | 140
|  | 1665 | 140
|  | 1666 | 140
|  | 1667 | 140
|  | 1668 | 140
|  | 1669 | 140
|  | 1670 | 140
|  | 1671 | 140
|  | 1672 | 140
|  | 1673 | 140
|  | 1674 | 140
|  | 1675 | 140
|  | 1676 | 140
|  | 1677 | 140
|  | 1678 | 140
|  | 1679 | 140
|  | 1680 | 140
|  | 1681 | 140
|  | 1682 | 140
|  | 1683 | 140
|  | 1684 | 140
|  | 1685 | 140
|  | 1686 | 140
|  | 1687 | 140
|  | 1688 | 140
|  | 1689 | 140
|  | 1690 | 140
|  | 1691 | 140
|  | 1692 | 140
|  | 1693 | 140
|  | 1694 | 140
|  | 1695 | 140
|  | 1696 | 140
|  | 1697 | 140
|  | 1698 | 140
|  | 1699 | 140
|  | 1700 | 140
|  | 1701 | 140
|  | 1702 | 140
|  | 1703 | 140
|  | 1704 | 140
|  | 1705 | 140
|  | 1706 | 140
|  | 1707 | 140
|  | 1708 | 140
|  | 1709 | 140
|  | 1710 | 140
|  | 1711 | 140
|  | 1712 | 140
|  | 1713 | 140
|  | 1714 | 140
|  | 1715 | 140
|  | 1716 | 140
|  | 1717 | 140
|  | 1718 | 140
|  | 1719 | 140
|  | 1720 | 140
|  | 1721 | 140
|  | 1722 | 140
|  | 1723 | 140
|  | 1724 | 140
|  | 1725 | 140
|  | 1726 | 140
|  | 1727 | 140
|  | 1728 | 140
|  | 1729 | 140
|  | 1730 | 140
|  | 1731 | 140
|  | 1732 | 140
|  | 1733 | 140
|  | 1734 | 140
|  | 1735 | 140
|  | 1736 | 140
|  | 1737 | 140
|  | 1738 | 140
|  | 1739 | 140
|  | 1740 | 140
|  | 1741 | 140
|  | 1742 | 140
|  | 1743 | 140
|  | 1744 | 140
|  | 1745 | 140
|  | 1746 | 140
|  | 1747 | 140
|  | 1748 | 140
|  | 1749 | 140
|  | 1750 | 140
|  | 1751 | 140
|  | 1752 | 140
|  | 1753 | 140
|  | 1754 | 140
|  | 1755 | 140
|  | 1756 | 140
|  | 1757 | 140
|  | 1758 | 140
|  | 1759 | 140
|  | 1760 | 140
|  | 1761 | 140
|  | 1762 | 140
|  | 1763 | 140
|  | 1764 | 140
|  | 1765 | 140
|  | 1766 | 140
|  | 1767 | 140
|  | 1768 | 140
|  | 1769 | 140
|  | 1770 | 140
|  | 1771 | 140
|  | 1772 | 140
|  | 1773 | 140
|  | 1774 | 140
|  | 1775 | 140
|  | 1776 | 140
|  | 1777 | 140
|  | 1778 | 140
|  | 1779 | 140
|  | 1780 | 140
|  | 1781 | 140
|  | 1782 | 140
|  | 1783 | 140
|  | 1784 | 140
|  | 1785 | 140
|  | 1786 | 140
|  | 1787 | 140
|  | 1788 | 140
|  | 1789 | 140
|  | 1790 | 140
|  | 1791 | 140
|  | 1792 | 140
|  | 1793 | 140
|  | 1794 | 140
|  | 1795 | 140
|  | 1796 | 140
|  | 1797 | 140
|  | 1798 | 140
|  | 1799 | 140
|  | 1800 | 140
|  | 1801 | 140
|  | 1802 | 140
|  | 1803 | 140
|  | 1804 | 140
|  | 1805 | 140
|  | 1806 | 140
|  | 1807 | 140
|  | 1808 | 140
|  | 1809 | 140
|  | 1810 | 140
|  | 1811 | 140
|  | 1812 | 140
|  | 1813 | 140
|  | 1814 | 140
|  | 1815 | 140
|  | 1816 | 140
|  | 1817 | 140
|  | 1818 | 140
|  | 1819 | 140
|  | 1820 | 140
|  | 1821 | 140
|  | 1822 | 140
|  | 1823 | 140
|  | 1824 | 140
|  | 1825 | 140
|  | 1826 | 140
|  | 1827 | 140
|  | 1828 | 140
|  | 1829 | 140
|  | 1830 | 140
|  | 1831 | 140
|  | 1832 | 140
|  | 1833 | 140
|  | 1834 | 140
|  | 1835 | 140
|  | 1836 | 140
|  | 1837 | 140
|  | 1838 | 140
|  | 1839 | 140
|  | 1840 | 140
|  | 1841 | 140
|  | 1842 | 140
|  | 1843 | 140
|  | 1844 | 140
|  | 1845 | 140
|  | 1846 | 140
|  | 1847 | 140
|  | 1848 | 140
|  | 1849 | 140
|  | 1850 | 140
|  | 1851 | 140
|  | 1852 | 140
|  | 1853 | 140
|  | 1854 | 140
|  | 1855 | 140
|  | 1856 | 140
|  | 1857 | 140
|  | 1858 | 140
|  | 1859 | 140
|  | 1860 | 140
|  | 1861 | 140
|  | 1862 | 140
|  | 1863 | 140
|  | 1864 | 140
|  | 1865 | 140
|  | 1866 | 140
|  | 1867 | 140
|  | 1868 | 140
|  | 1869 | 140
|  | 1870 | 140
|  | 1871 | 140
|  | 1872 | 140
|  | 1873 | 140
|  | 1874 | 140
|  | 1875 | 140
|  | 1876 | 140
|  | 1877 | 140
|  | 1878 | 140
|  | 1879 | 140
|  | 1880 | 140
|  | 1881 | 140
|  | 1882 | 140
|  | 1883 | 140
|  | 1884 | 140
|  | 1885 | 140
|  | 1886 | 140
|  | 1887 | 140
|  | 1888 | 140
|  | 1889 | 140
|  | 1890 | 140
|  | 1891 | 140
|  | 1892 | 140
|  | 1893 | 140
|  | 1894 | 140
|  | 1895 | 140
|  | 1896 | 140
|  | 1897 | 140
|  | 1898 | 140
|  | 1899 | 140
|  | 1900 | 140
|  | 1901 | 140
|  | 1902 | 140
|  | 1903 | 140
|  | 1904 | 140
|  | 1905 | 140
|  | 1906 | 140
|  | 1907 | 140
|  | 1908 | 140
|  | 1909 | 140
|  | 1910 | 140
|  | 1911 | 140
|  | 1912 | 140
|  | 1913 | 140
|  | 1914 | 140
|  | 1915 | 140
|  | 1916 | 140
|  | 1917 | 140
|  | 1918 | 140
|  | 1919 | 140
|  | 1920 | 140
|  | 1921 | 140
|  | 1922 | 140
|  | 1923 | 140
|  | 1924 | 140
|  | 1925 | 140
|  | 1926 | 140
|  | 1927 | 140
|  | 1928 | 140
|  | 1929 | 140
|  | 1930 | 140
|  | 1931 | 140
|  | 1932 | 140
|  | 1933 | 140
|  | 1934 | 140
|  | 1935 | 140
|  | 1936 | 140
|  | 1937 | 140
|  | 1938 | 140
|  | 1939 | 140
|  | 1940 | 140
|  | 1941 | 140
|  | 1942 | 140
|  | 1943 | 140
|  | 1944 | 140
|  | 1945 | 140
|  | 1946 | 140
|  | 1947 | 140
|  | 1948 | 140
|  | 1949 | 140
|  | 1950 | 140
|  | 1951 | 140
|  | 1952 | 140
|  | 1953 | 140
|  | 1954 | 140
|  | 1955 | 140
|  | 1956 | 140
|  | 1957 | 140
|  | 1958 | 140
|  | 1959 | 140
|  | 1960 | 140
|  | 1961 | 140
|  | 1962 | 140
|  | 1963 | 140
|  | 1964 | 140
|  | 1965 | 140
|  | 1966 | 140
|  | 1967 | 140
|  | 1968 | 140
|  | 1969 | 140
|  | 1970 | 140
|  | 1971 | 140
|  | 1972 | 140
|  | 1973 | 140
|  | 1974 | 140
|  | 1975 | 140
|  | 1976 | 140
|  | 1977 | 140
|  | 1978 | 140
|  | 1979 | 140
|  | 1980 | 140
|  | 1981 | 140
|  | 1982 | 140
|  | 1983 | 140
|  | 1984 | 140
|  | 1985 | 140
|  | 1986 | 140
|  | 1987 | 140
|  | 1988 | 140
|  | 1989 | 140
|  | 1990 | 140
|  | 1991 | 140
|  | 1992 | 140
|  | 1993 | 140
|  | 1994 | 140
|  | 1995 | 140
|  | 1996 | 140
|  | 1997 | 140
|  | 1998 | 140
|  | 1999 | 140
|  | 2000 | 140
|  | 2001 | 140
|  | 2002 | 140
|  | 2003 | 140
|  | 2004 | 140
|  | 2005 | 140
|  | 2006 | 140
|  | 2007 | 140
|  | 2008 | 140
|  | 2009 | 140
|  | 2010 | 140
|  | 2011 | 140
|  | 2012 | 140
|  | 2013 | 140
|  | 2014 | 140
|  | 2015 | 140
|  | 2016 | 140
|  | 2017 | 140
|  | 2018 | 140
|  | 2019 | 140
|  | 2020 | 140
|  | 2021 | 140
|  | 2022 | 140
|  | 2023 | 140
|  | 2024 | 140
|  | 2025 | 140
|  | 2026 | 140
|  | 2027 | 140
|  | 2028 | 140
|  | 2029 | 140
|  | 2030 | 140
|  | 2031 | 140
|  | 2032 | 140
|  | 2033 | 140
|  | 2034 | 140
|  | 2035 | 140
|  | 2036 | 140
|  | 2037 | 140
|  | 2038 | 140
|  | 2039 | 140
|  | 2040 | 140
|  | 2041 | 140
|  | 2042 | 140
|  | 2043 | 140
|  | 2044 | 140
|  | 2045 | 140
|  | 2046 | 140
|  | 2047 | 140
|  | 2048 | 140
|  | 2049 | 140
|  | 2050 | 140
|  | 2051 | 140
|  | 2052 | 140
|  | 2053 | 140
|  | 2054 | 140
|  | 2055 | 140
|  | 2056 | 140
|  | 2057 | 140
|  | 2058 | 140
|  | 2059 | 140
|  | 2060 | 140
|  | 2061 | 140
|  | 2062 | 140
|  | 2063 | 140
|  | 2064 | 140
|  | 2065 | 140
|  | 2066 | 140
|  | 2067 | 140
|  | 2068 | 140
|  | 2069 | 140
|  | 2070 | 140
|  | 2071 | 140
|  | 2072 | 140
|  | 2073 | 140
|  | 2074 | 140
|  | 2075 | 140
|  | 2076 | 140
|  | 2077 | 140
|  | 2078 | 140
|  | 2079 | 140
|  | 2080 | 140
|  | 2081 | 140
|  | 2082 | 140
|  | 2083 | 140
|  | 2084 | 140
|  | 2085 | 140
|  | 2086 | 140
|  | 2087 | 140
|  | 2088 | 140
|  | 2089 | 140
|  | 2090 | 140
|  | 2091 | 140
|  | 2092 | 140
|  | 2093 | 140
|  | 2094 | 140
|  | 2095 | 140
|  | 2096 | 140
|  | 2097 | 140
|  | 2098 | 140
|  | 2099 | 140
|  | 2100 | 140
|  | 2101 | 140
|  | 2102 | 140
|  | 2103 | 140
|  | 2104 | 140
|  | 2105 | 140
|  | 2106 | 140
|  | 2107 | 140
|  | 2108 | 140
|  | 2109 | 140
|  | 2110 | 140
|  | 2111 | 140
|  | 2112 | 140
|  | 2113 | 140
|  | 2114 | 140
|  | 2115 | 140
|  | 2116 | 140
|  | 2117 | 140
|  | 2118 | 140
|  | 2119 | 140
|  | 2120 | 140
|  | 2121 | 140
|  | 2122 | 140
|  | 2123 | 140
|  | 2124 | 140
|  | 2125 | 140
|  | 2126 | 140
|  | 2127 | 140
|  | 2128 | 140
|  | 2129 | 140
|  | 2130 | 140
|  | 2131 | 140
|  | 2132 | 140
|  | 2133 | 140
|  | 2134 | 140
|  | 2135 | 140
|  | 2136 | 140
|  | 2137 | 140
|  | 2138 | 140
|  | 2139 | 140
|  | 2140 | 140
|  | 2141 | 140
|  | 2142 | 140
|  | 2143 | 140
|  | 2144 | 140
|  | 2145 | 140
|  | 2146 | 140
|  | 2147 | 140
|  | 2148 | 140
|  | 2149 | 140
|  | 2150 | 140
|  | 2151 | 140
|  | 2152 | 140
|  | 2153 | 140
|  | 2154 | 140
|  | 2155 | 140
|  | 2156 | 140
|  | 2157 | 140
|  | 2158 | 140
|  | 2159 | 140
|  | 2160 | 140
|  | 2161 | 140
|  | 2162 | 140
|  | 2163 | 140
|  | 2164 | 140
|  | 2165 | 140
|  | 2166 | 140
|  | 2167 | 140
|  | 2168 | 140
|  | 2169 | 140
|  | 2170 | 140
|  | 2171 | 140
|  | 2172 | 140
|  | 2173 | 140
|  | 2174 | 140
|  | 2175 | 140
|  | 2176 | 140
|  | 2177 | 140
|  | 2178 | 140
|  | 2179 | 140
|  | 2180 | 140
|  | 2181 | 140
|  | 2182 | 140
|  | 2183 | 140
|  | 2184 | 140
|  | 2185 | 140
|  | 2186 | 140
|  | 2187 | 140
|  | 2188 | 140
|  | 2189 | 140
|  | 2190 | 140
|  | 2191 | 140
|  | 2192 | 140
|  | 2193 | 140
|  | 2194 | 140
|  | 2195 | 140
|  | 2196 | 140
|  | 2197 | 140
|  | 2198 | 140
|  | 2199 | 140
|  | 2200 | 140
|  | 2201 | 140
|  | 2202 | 140
|  | 2203 | 140
|  | 2204 | 140
|  | 2205 | 140
|  | 2206 | 140
|  | 2207 | 140
|  | 2208 | 140
|  | 2209 | 140
|  | 2210 | 140
|  | 2211 | 140
|  | 2212 | 140
|  | 2213 | 140
|  | 2214 | 140
|  | 2215 | 140
|  | 2216 | 140
|  | 2217 | 140
|  | 2218 | 140
|  | 2219 | 140
|  | 2220 | 140
|  | 2221 | 140
|  | 2222 | 140
|  | 2223 | 140
|  | 2224 | 140
|  | 2225 | 140
|  | 2226 | 140
|  | 2227 | 140
|  | 2228 | 140
|  | 2229 | 140
|  | 2230 | 140
|  | 2231 | 140
|  | 2232 | 140
|  | 2233 | 140
|  | 2234 | 140
|  | 2235 | 140
|  | 2236 | 140
|  | 2237 | 140
|  | 2238 | 140
|  | 2239 | 140
|  | 2240 | 140
|  | 2241 | 140
|  | 2242 | 140
|  | 2243 | 140
|  | 2244 | 140
|  | 2245 | 140
|  | 2246 | 140
|  | 2247 | 140
|  | 2248 | 140
|  | 2249 | 140
|  | 2250 | 140
|  | 2251 | 140
|  | 2252 | 140
|  | 2253 | 140
|  | 2254 | 140
|  | 2255 | 140
|  | 2256 | 140
|  | 2257 | 140
|  | 2258 | 140
|  | 2259 | 140
|  | 2260 | 140
|  | 2261 | 140
|  | 2262 | 140
|  | 2263 | 140
|  | 2264 | 140
|  | 2265 | 140
|  | 2266 | 140
|  | 2267 | 140
|  | 2268 | 140
|  | 2269 | 140
|  | 2270 | 140
|  | 2271 | 140
|  | 2272 | 140
|  | 2273 | 140
|  | 2274 | 140
|  | 2275 | 140
|  | 2276 | 140
|  | 2277 | 140
|  | 2278 | 140
|  | 2279 | 140
|  | 2280 | 140
|  | 2281 | 140
|  | 2282 | 140
|  | 2283 | 140
|  | 2284 | 140
|  | 2285 | 140
|  | 2286 | 140
|  | 2287 | 140
|  | 2288 | 140
|  | 2289 | 140
|  | 2290 | 140
|  | 2291 | 140
|  | 2292 | 140
|  | 2293 | 140
|  | 2294 | 140
|  | 2295 | 140
|  | 2296 | 140
|  | 2297 | 140
|  | 2298 | 140
|  | 2299 | 140
|  | 2300 | 140
|  | 2301 | 140
|  | 2302 | 140
|  | 2303 | 140
|  | 2304 | 140
|  | 2305 | 140
|  | 2306 | 140
|  | 2307 | 140
|  | 2308 | 140
|  | 2309 | 140
|  | 2310 | 140
|  | 2311 | 140
|  | 2312 | 140
|  | 2313 | 140
|  | 2314 | 140
|  | 2315 | 140
|  | 2316 | 140
|  | 2317 | 140
|  | 2318 | 140
|  | 2319 | 140
|  | 2320 | 140
|  | 2321 | 140
|  | 2322 | 140
|  | 2323 | 140
|  | 2324 | 140
|  | 2325 | 140
|  | 2326 | 140
|  | 2327 | 140
|  | 2328 | 140
|  | 2329 | 140
|  | 2330 | 140
|  | 2331 | 140
|  | 2332 | 140
|  | 2333 | 140
|  | 2334 | 140
|  | 2335 | 140
|  | 2336 | 140
|  | 2337 | 140
|  | 2338 | 140
|  | 2339 | 140
|  | 2340 | 140
|  | 2341 | 140
|  | 2342 | 140
|  | 2343 | 140
|  | 2344 | 140
|  | 2345 | 140
|  | 2346 | 140
|  | 2347 | 140
|  | 2348 | 140
|  | 2349 | 140
|  | 2350 | 140
|  | 2351 | 140
|  | 2352 | 140
|  | 2353 | 140
|  | 2354 | 140
|  | 2355 | 140
|  | 2356 | 140
|  | 2357 | 140
|  | 2358 | 140
|  | 2359 | 140
|  | 2360 | 140
|  | 2361 | 140
|  | 2362 | 140
|  | 2363 | 140
|  | 2364 | 140
|  | 2365 | 140
|  | 2366 | 140
|  | 2367 | 140
|  | 2368 | 140
|  | 2369 | 140
|  | 2370 | 140
|  | 2371 | 140
|  | 2372 | 140
|  | 2373 | 140
|  | 2374 | 140
|  | 2375 | 140
|  | 2376 | 140
|  | 2377 | 140
|  | 2378 | 140
|  | 2379 | 140
|  | 2380 | 140
|  | 2381 | 140
|  | 2382 | 140
|  | 2383 | 140
|  | 2384 | 140
|  | 2385 | 140
|  | 2386 | 140
|  | 2387 | 140
|  | 2388 | 140
|  | 2389 | 140
|  | 2390 | 140
|  | 2391 | 140
|  | 2392 | 140
|  | 2393 | 140
|  | 2394 | 140
|  | 2395 | 140
|  | 2396 | 140
|  | 2397 | 140
|  | 2398 | 140
|  | 2399 | 140
|  | 2400 | 140
|  | 2401 | 140
|  | 2402 | 140
|  | 2403 | 140
|  | 2404 | 140
|  | 2405 | 140
|  | 2406 | 140
|  | 2407 | 140
|  | 2408 | 140
|  | 2409 | 140
|  | 2410 | 140
|  | 2411 | 140
|  | 2412 | 140
|  | 2413 | 140
|  | 2414 | 140
|  | 2415 | 140
|  | 2416 | 140
|  | 2417 | 140
|  | 2418 | 140
|  | 2419 | 140
|  | 2420 | 140
|  | 2421 | 140
|  | 2422 | 140
|  | 2423 | 140
|  | 2424 | 140
|  | 2425 | 140
|  | 2426 | 140
|  | 2427 | 140
|  | 2428 | 140
|  | 2429 | 140
|  | 2430 | 140
|  | 2431 | 140
|  | 2432 | 140
|  | 2433 | 140
|  | 2434 | 140
|  | 2435 | 140
|  | 2436 | 140
|  | 2437 | 140
|  | 2438 | 140
|  | 2439 | 140
|  | 2440 | 140
|  | 2441 | 140
|  | 2442 | 140
|  | 2443 | 140
|  | 2444 | 140
|  | 2445 | 140
|  | 2446 | 140
|  | 2447 | 140
|  | 2448 | 140
|  | 2449 | 140
|  | 2450 | 140
|  | 2451 | 140
|  | 2452 | 140
|  | 2453 | 140
|  | 2454 | 140
|  | 2455 | 140
|  | 2456 | 140
|  | 2457 | 140
|  | 2458 | 140
|  | 2459 | 140
|  | 2460 | 140
|  | 2461 | 140
|  | 2462 | 140
|  | 2463 | 140
|  | 2464 | 140
|  | 2465 | 140
|  | 2466 | 140
|  | 2467 | 140
|  | 2468 | 140
|  | 2469 | 140
|  | 2470 | 140
|  | 2471 | 140
|  | 2472 | 140
|  | 2473 | 140
|  | 2474 | 140
|  | 2475 | 140
|  | 2476 | 140
|  | 2477 | 140
|  | 2478 | 140
|  | 2479 | 140
|  | 2480 | 140
|  | 2481 | 140
|  | 2482 | 140
|  | 2483 | 140
|  | 2484 | 140
|  | 2485 | 140
|  | 2486 | 140
|  | 2487 | 140
|  | 2488 | 140
|  | 2489 | 140
|  | 2490 | 140
|  | 2491 | 140
|  | 2492 | 140
|  | 2493 | 140
|  | 2494 | 140
|  | 2495 | 140
|  | 2496 | 140
|  | 2497 | 140
|  | 2498 | 140
|  | 2499 | 140
|  | 2500 | 140
|  | 2501 | 140
|  | 2502 | 140
|  | 2503 | 140
|  | 2504 | 140
|  | 2505 | 140
|  | 2506 | 140
|  | 2507 | 140
|  | 2508 | 140
|  | 2509 | 140
|  | 2510 | 140
|  | 2511 | 140
|  | 2512 | 140
|  | 2513 | 140
|  | 2514 | 140
|  | 2515 | 140
|  | 2516 | 140
|  | 2517 | 140
|  | 2518 | 140
|  | 2519 | 140
|  | 2520 | 140
|  | 2521 | 140
|  | 2522 | 140
|  | 2523 | 140
|  | 2524 | 140
|  | 2525 | 140
|  | 2526 | 140
|  | 2527 | 140
|  | 2528 | 140
|  | 2529 | 140
|  | 2530 | 140
|  | 2531 | 140
|  | 2532 | 140
|  | 2533 | 140
|  | 2534 | 140
|  | 2535 | 140
|  | 2536 | 140
|  | 2537 | 140
|  | 2538 | 140
|  | 2539 | 140
|  | 2540 | 140
|  | 2541 | 140
|  | 2542 | 140
|  | 2543 | 140
|  | 2544 | 140
|  | 2545 | 140
|  | 2546 | 140
|  | 2547 | 140
|  | 2548 | 140
|  | 2549 | 140
|  | 2550 | 140
|  | 2551 | 140
|  | 2552 | 140
|  | 2553 | 140
|  | 2554 | 140
|  | 2555 | 140
|  | 2556 | 140
|  | 2557 | 140
|  | 2558 | 140
|  | 2559 | 140
|  | 2560 | 140
|  | 2561 | 140
|  | 2562 | 140
|  | 2563 | 140
|  | 2564 | 140
|  | 2565 | 140
|  | 2566 | 140
|  | 2567 | 140
|  | 2568 | 140
|  | 2569 | 140
|  | 2570 | 140
|  | 2571 | 140
|  | 2572 | 140
|  | 2573 | 140
|  | 2574 | 140
|  | 2575 | 140
|  | 2576 | 140
|  | 2577 | 140
|  | 2578 | 140
|  | 2579 | 140
|  | 2580 | 140
|  | 2581 | 140
|  | 2582 | 140
|  | 2583 | 140
|  | 2584 | 140
|  | 2585 | 140
|  | 2586 | 140
|  | 2587 | 140
|  | 2588 | 140
|  | 2589 | 140
|  | 2590 | 140
|  | 2591 | 140
|  | 2592 | 140
|  | 2593 | 140
|  | 2594 | 140
|  | 2595 | 140
|  | 2596 | 140
|  | 2597 | 140
|  | 2598 | 140
|  | 2599 | 140
|  | 2600 | 140
|  | 2601 | 140
|  | 2602 | 140
|  | 2603 | 140
|  | 2604 | 140
|  | 2605 | 140
|  | 2606 | 140
|  | 2607 | 140
|  | 2608 | 140
|  | 2609 | 140
|  | 2610 | 140
|  | 2611 | 140
|  | 2612 | 140
|  | 2613 | 140
|  | 2614 | 140
|  | 2615 | 140
|  | 2616 | 140
|  | 2617 | 140
|  | 2618 | 140
|  | 2619 | 140
|  | 2620 | 140
|  | 2621 | 140
|  | 2622 | 140
|  | 2623 | 140
|  | 2624 | 140
|  | 2625 | 140
|  | 2626 | 140
|  | 2627 | 140
|  | 2628 | 140
|  | 2629 | 140
|  | 2630 | 140
|  | 2631 | 140
|  | 2632 | 140
|  | 2633 | 140
|  | 2634 | 140
|  | 2635 | 140
|  | 2636 | 140
|  | 2637 | 140
|  | 2638 | 140
|  | 2639 | 140
|  | 2640 | 140
|  | 2641 | 140
|  | 2642 | 140
|  | 2643 | 140
|  | 2644 | 140
|  | 2645 | 140
|  | 2646 | 140
|  | 2647 | 140
|  | 2648 | 140
|  | 2649 | 140
|  | 2650 | 140
|  | 2651 | 140
|  | 2652 | 140
|  | 2653 | 140
|  | 2654 | 140
|  | 2655 | 140
|  | 2656 | 140
|  | 2657 | 140
|  | 2658 | 140
|  | 2659 | 140
|  | 2660 | 140
|  | 2661 | 140
|  | 2662 | 140
|  | 2663 | 140
|  | 2664 | 140
|  | 2665 | 140
|  | 2666 | 140
|  | 2667 | 140
|  | 2668 | 140
|  | 2669 | 140
|  | 2670 | 140
|  | 2671 | 140
|  | 2672 | 140
|  | 2673 | 140
|  | 2674 | 140
|  | 2675 | 140
|  | 2676 | 140
|  | 2677 | 140
|  | 2678 | 140
|  | 2679 | 140
|  | 2680 | 140
|  | 2681 | 140
|  | 2682 | 140
|  | 2683 | 140
|  | 2684 | 140
|  | 2685 | 140
|  | 2686 | 140
|  | 2687 | 140
|  | 2688 | 140
|  | 2689 | 140
|  | 2690 | 140
|  | 2691 | 140
|  | 2692 | 140
|  | 2693 | 140
|  | 2694 | 140
|  | 2695 | 140
|  | 2696 | 140
|  | 2697 | 140
|  | 2698 | 140
|  | 2699 | 140
|  | 2700 | 140
|  | 2701 | 140
|  | 2702 | 140
|  | 2703 | 140
|  | 2704 | 140
|  | 2705 | 140
|  | 2706 | 140
|  | 2707 | 140
|  | 2708 | 140
|  | 2709 | 140
|  | 2710 | 140
|  | 2711 | 140
|  | 2712 | 140
|  | 2713 | 140
|  | 2714 | 140
|  | 2715 | 140
|  | 2716 | 140
|  | 2717 | 140
|  | 2718 | 140
|  | 2719 | 140
|  | 2720 | 140
|  | 2721 | 140
|  | 2722 | 140
|  | 2723 | 140
|  | 2724 | 140
|  | 2725 | 140
|  | 2726 | 140
|  | 2727 | 140
|  | 2728 | 140
|  | 2729 | 140
|  | 2730 | 140
|  | 2731 | 140
|  | 2732 | 140
|  | 2733 | 140
|  | 2734 | 140
|  | 2735 | 140
|  | 2736 | 140
|  | 2737 | 140
|  | 2738 | 140
|  | 2739 | 140
|  | 2740 | 140
|  | 2741 | 140
|  | 2742 | 140
|  | 2743 | 140
|  | 2744 | 140
|  | 2745 | 140
|  | 2746 | 140
|  | 2747 | 140
|  | 2748 | 140
|  | 2749 | 140
|  | 2750 | 140
|  | 2751 | 140
|  | 2752 | 140
|  | 2753 | 140
|  | 2754 | 140
|  | 2755 | 140
|  | 2756 | 140
|  | 2757 | 140
|  | 2758 | 140
|  | 2759 | 140
|  | 2760 | 140
|  | 2761 | 140
|  | 2762 | 140
|  | 2763 | 140
|  | 2764 | 140
|  | 2765 | 140
|  | 2766 | 140
|  | 2767 | 140
|  | 2768 | 140
|  | 2769 | 140
|  | 2770 | 140
|  | 2771 | 140
|  | 2772 | 140
|  | 2773 | 140
|  | 2774 | 140
|  | 2775 | 140
|  | 2776 | 140
|  | 2777 | 140
|  | 2778 | 140
|  | 2779 | 140
|  | 2780 | 140
|  | 2781 | 140
|  | 2782 | 140
|  | 2783 | 140
|  | 2784 | 140
|  | 2785 | 140
|  | 2786 | 140
|  | 2787 | 140
|  | 2788 | 140
|  | 2789 | 140
|  | 2790 | 140
|  | 2791 | 140
|  | 2792 | 140
|  | 2793 | 140
|  | 2794 | 140
|  | 2795 | 140
|  | 2796 | 140
|  | 2797 | 140
|  | 2798 | 140
|  | 2799 | 140
|  | 2800 | 140
|  | 2801 | 140
|  | 2802 | 140
|  | 2803 | 140
|  | 2804 | 140
|  | 2805 | 140
|  | 2806 | 140
|  | 2807 | 140
|  | 2808 | 140
|  | 2809 | 140
|  | 2810 | 140
|  | 2811 | 140
|  | 2812 | 140
|  | 2813 | 140
|  | 2814 | 140
|  | 2815 | 140
|  | 2816 | 140
|  | 2817 | 140
|  | 2818 | 140
|  | 2819 | 140
|  | 2820 | 140
|  | 2821 | 140
|  | 2822 | 140
|  | 2823 | 140
|  | 2824 | 140
|  | 2825 | 140
|  | 2826 | 140
|  | 2827 | 140
|  | 2828 | 140
|  | 2829 | 140
|  | 2830 | 140
|  | 2831 | 140
|  | 2832 | 140
|  | 2833 | 140
|  | 2834 | 140
|  | 2835 | 140
|  | 2836 | 140
|  | 2837 | 140
|  | 2838 | 140
|  | 2839 | 140
|  | 2840 | 140
|  | 2841 | 140
|  | 2842 | 140
|  | 2843 | 140
|  | 2844 | 140
|  | 2845 | 140
|  | 2846 | 140
|  | 2847 | 140
|  | 2848 | 140
|  | 2849 | 140
|  | 2850 | 140
|  | 2851 | 140
|  | 2852 | 140
|  | 2853 | 140
|  | 2854 | 140
|  | 2855 | 140
|  | 2856 | 140
|  | 2857 | 140
|  | 2858 | 140
|  | 2859 | 140
|  | 2860 | 140
|  | 2861 | 140
|  | 2862 | 140
|  | 2863 | 140
|  | 2864 | 140
|  | 2865 | 140
|  | 2866 | 140
|  | 2867 | 140
|  | 2868 | 140
|  | 2869 | 140
|  | 2870 | 140
|  | 2871 | 140
|  | 2872 | 140
|  | 2873 | 140
|  | 2874 | 140
|  | 2875 | 140
|  | 2876 | 140
|  | 2877 | 140
|  | 2878 | 140
|  | 2879 | 140
|  | 2880 | 140
|  | 2881 | 140
|  | 2882 | 140
|  | 2883 | 140
|  | 2884 | 140
|  | 2885 | 140
|  | 2886 | 140
|  | 2887 | 140
|  | 2888 | 140
|  | 2889 | 140
|  | 2890 | 140
|  | 2891 | 140
|  | 2892 | 140
|  | 2893 | 140
|  | 2894 | 140
|  | 2895 | 140
|  | 2896 | 140
|  | 2897 | 140
|  | 2898 | 140
|  | 2899 | 140
|  | 2900 | 140
|  | 2901 | 140
|  | 2902 | 140
|  | 2903 | 140
|  | 2904 | 140
|  | 2905 | 140
|  | 2906 | 140
|  | 2907 | 140
|  | 2908 | 140
|  | 2909 | 140
|  | 2910 | 140
|  | 2911 | 140
|  | 2912 | 140
|  | 2913 | 140
|  | 2914 | 140
|  | 2915 | 140
|  | 2916 | 140
|  | 2917 | 140
|  | 2918 | 140
|  | 2919 | 140
|  | 2920 | 140
|  | 2921 | 140
|  | 2922 | 140
|  | 2923 | 140
|  | 2924 | 140
|  | 2925 | 140
|  | 2926 | 140
|  | 2927 | 140
|  | 2928 | 140
|  | 2929 | 140
|  | 2930 | 140
|  | 2931 | 140
|  | 2932 | 140
|  | 2933 | 140
|  | 2934 | 140
|  | 2935 | 140
|  | 2936 | 140
|  | 2937 | 140
|  | 2938 | 140
|  | 2939 | 140
|  | 2940 | 140
|  | 2941 | 140
|  | 2942 | 140
|  | 2943 | 140
|  | 2944 | 140
|  | 2945 | 140
|  | 2946 | 140
|  | 2947 | 140
|  | 2948 | 140
|  | 2949 | 140
|  | 2950 | 140
|  | 2951 | 140
|  | 2952 | 140
|  | 2953 | 140
|  | 2954 | 140
|  | 2955 | 140
|  | 2956 | 140
|  | 2957 | 140
|  | 2958 | 140
|  | 2959 | 140
|  | 2960 | 140
|  | 2961 | 140
|  | 2962 | 140
|  | 2963 | 140
|  | 2964 | 140
|  | 2965 | 140
|  | 2966 | 140
|  | 2967 | 140
|  | 2968 | 140
|  | 2969 | 140
|  | 2970 | 140
|  | 2971 | 140
|  | 2972 | 140
|  | 2973 | 140
|  | 2974 | 140
|  | 2975 | 140
|  | 2976 | 140
|  | 2977 | 140
|  | 2978 | 140
|  | 2979 | 140
|  | 2980 | 140
|  | 2981 | 140
|  | 2982 | 140
|  | 2983 | 140
|  | 2984 | 140
|  | 2985 | 140
|  | 2986 | 140
|  | 2987 | 140
|  | 2988 | 140
|  | 2989 | 140
|  | 2990 | 140
|  | 2991 | 140
|  | 2992 | 140
|  | 2993 | 140
|  | 2994 | 140
|  | 2995 | 140
|  | 2996 | 140
|  | 2997 | 140
|  | 2998 | 140
|  | 2999 | 140
|  | 3000 | 140
|  | 3001 | 140
|  | 3002 | 140
|  | 3003 | 140
|  | 3004 | 140
|  | 3005 | 140
|  | 3006 | 140
|  | 3007 | 140
|  | 3008 | 140
|  | 3009 | 140
|  | 3010 | 140
|  | 3011 | 140
|  | 3012 | 140
|  | 3013 | 140
|  | 3014 | 140
|  | 3015 | 140
|  | 3016 | 140
|  | 3017 | 140
|  | 3018 | 140
|  | 3019 | 140
|  | 3020 | 140
|  | 3021 | 140
|  | 3022 | 140
|  | 3023 | 140
|  | 3024 | 140
|  | 3025 | 140
|  | 3026 | 140
|  | 3027 | 140
|  | 3028 | 140
|  | 3029 | 140
|  | 3030 | 140
|  | 3031 | 140
|  | 3032 | 140
|  | 3033 | 140
|  | 3034 | 140
|  | 3035 | 140
|  | 3036 | 140
|  | 3037 | 140
|  | 3038 | 140
|  | 3039 | 140
|  | 3040 | 140
|  | 3041 | 140
|  | 3042 | 140
|  | 3043 | 140
|  | 3044 | 140
|  | 3045 | 140
|  | 3046 | 140
|  | 3047 | 140
|  | 3048 | 140
|  | 3049 | 140
|  | 3050 | 140
|  | 3051 | 140
|  | 3052 | 140
|  | 3053 | 140
|  | 3054 | 140
|  | 3055 | 140
|  | 3056 | 140
|  | 3057 | 140
|  | 3058 | 140
|  | 3059 | 140
|  | 3060 | 140
|  | 3061 | 140
|  | 3062 | 140
|  | 3063 | 140
|  | 3064 | 140
|  | 3065 | 140
|  | 3066 | 140
|  | 3067 | 140
|  | 3068 | 140
|  | 3069 | 140
|  | 3070 | 140
|  | 3071 | 140
|  | 3072 | 140
|  | 3073 | 140
|  | 3074 | 140
|  | 3075 | 140
|  | 3076 | 140
|  | 3077 | 140
|  | 3078 | 140
|  | 3079 | 140
|  | 3080 | 140
|  | 3081 | 140
|  | 3082 | 140
|  | 3083 | 140
|  | 3084 | 140
|  | 3085 | 140
|  | 3086 | 140
|  | 3087 | 140
|  | 3088 | 140
|  | 3089 | 140
|  | 3090 | 140
|  | 3091 | 140
|  | 3092 | 140
|  | 3093 | 140
|  | 3094 | 140
|  | 3095 | 140
|  | 3096 | 140
|  | 3097 | 140
|  | 3098 | 140
|  | 3099 | 140
|  | 3100 | 140
|  | 3101 | 140
|  | 3102 | 140
|  | 3103 | 140
|  | 3104 | 140
|  | 3105 | 140
|  | 3106 | 140
|  | 3107 | 140
|  | 3108 | 140
|  | 3109 | 140
|  | 3110 | 140
|  | 3111 | 140
|  | 3112 | 140
|  | 3113 | 140
|  | 3114 | 140
|  | 3115 | 140
|  | 3116 | 140
|  | 3117 | 140
|  | 3118 | 140
|  | 3119 | 140
|  | 3120 | 140
|  | 3121 | 140
|  | 3122 | 140
|  | 3123 | 140
|  | 3124 | 140
|  | 3125 | 140
|  | 3126 | 140
|  | 3127 | 140
|  | 3128 | 140
|  | 3129 | 140
|  | 3130 | 140
|  | 3131 | 140
|  | 3132 | 140
|  | 3133 | 140
|  | 3134 | 140
|  | 3135 | 140
|  | 3136 | 140
|  | 3137 | 140
|  | 3138 | 140
|  | 3139 | 140
|  | 3140 | 140
|  | 3141 | 140
|  | 3142 | 140
|  | 3143 | 140
|  | 3144 | 140
|  | 3145 | 140
|  | 3146 | 140
|  | 3147 | 140
|  | 3148 | 140
|  | 3149 | 140
|  | 3150 | 140
|  | 3151 | 140
|  | 3152 | 140
|  | 3153 | 140
|  | 3154 | 140
|  | 3155 | 140
|  | 3156 | 140
|  | 3157 | 140
|  | 3158 | 140
|  | 3159 | 140
|  | 3160 | 140
|  | 3161 | 140
|  | 3162 | 140
|  | 3163 | 140
|  | 3164 | 140
|  | 3165 | 140
|  | 3166 | 140
|  | 3167 | 140
|  | 3168 | 140
|  | 3169 | 140
|  | 3170 | 140
|  | 3171 | 140
|  | 3172 | 140
|  | 3173 | 140
|  | 3174 | 140
|  | 3175 | 140
|  | 3176 | 140
|  | 3177 | 140
|  | 3178 | 140
|  | 3179 | 140
|  | 3180 | 140
|  | 3181 | 140
|  | 3182 | 140
|  | 3183 | 140
|  | 3184 | 140
|  | 3185 | 140
|  | 3186 | 140
|  | 3187 | 140
|  | 3188 | 140
|  | 3189 | 140
|  | 3190 | 140
|  | 3191 | 140
|  | 3192 | 140
|  | 3193 | 140
|  | 3194 | 140
|  | 3195 | 140
|  | 3196 | 140
|  | 3197 | 140
|  | 3198 | 140
|  | 3199 | 140
|  | 3200 | 140
|  | 3201 | 140
|  | 3202 | 140
|  | 3203 | 140
|  | 3204 | 140
|  | 3205 | 140
|  | 3206 | 140
|  | 3207 | 140
|  | 3208 | 140
|  | 3209 | 140
|  | 3210 | 140
|  | 3211 | 140
|  | 3212 | 140
|  | 3213 | 140
|  | 3214 | 140
|  | 3215 | 140
|  | 3216 | 140
|  | 3217 | 140
|  | 3218 | 140
|  | 3219 | 140
|  | 3220 | 140
|  | 3221 | 140
|  | 3222 | 140
|  | 3223 | 140
|  | 3224 | 140
|  | 3225 | 140
|  | 3226 | 140
|  | 3227 | 140
|  | 3228 | 140
|  | 3229 | 140
|  | 3230 | 140
|  | 3231 | 140
|  | 3232 | 140
|  | 3233 | 140
|  | 3234 | 140
|  | 3235 | 140
|  | 3236 | 140
|  | 3237 | 140
|  | 3238 | 140
|  | 3239 | 140
|  | 3240 | 140
|  | 3241 | 140
|  | 3242 | 140
|  | 3243 | 140
|  | 3244 | 140
|  | 3245 | 140
|  | 3246 | 140
|  | 3247 | 140
|  | 3248 | 140
|  | 3249 | 140
|  | 3250 | 140
|  | 3251 | 140
|  | 3252 | 140
|  | 3253 | 140
|  | 3254 | 140
|  | 3255 | 140
|  | 3256 | 140
|  | 3257 | 140
|  | 3258 | 140
|  | 3259 | 140
|  | 3260 | 140
|  | 3261 | 140
|  | 3262 | 140
|  | 3263 | 140
|  | 3264 | 140
|  | 3265 | 140
|  | 3266 | 140
|  | 3267 | 140
|  | 3268 | 140
|  | 3269 | 140
|  | 3270 | 140
|  | 3271 | 140
|  | 3272 | 140
|  | 3273 | 140
|  | 3274 | 140
|  | 3275 | 140
|  | 3276 | 140
|  | 3277 | 140
|  | 3278 | 140
|  | 3279 | 140
|  | 3280 | 140
|  | 3281 | 140
|  | 3282 | 140
|  | 3283 | 140
|  | 3284 | 140
|  | 3285 | 140
|  | 3286 | 140
|  | 3287 | 140
|  | 3288 | 140
|  | 3289 | 140
|  | 3290 | 140
|  | 3291 | 140
|  | 3292 | 140
|  | 3293 | 140
|  | 3294 | 140
|  | 3295 | 140
|  | 3296 | 140
|  | 3297 | 140
|  | 3298 | 140
|  | 3299 | 140
|  | 3300 | 140
|  | 3301 | 140
|  | 3302 | 140
|  | 3303 | 140
|  | 3304 | 140
|  | 3305 | 140
|  | 3306 | 140
|  | 3307 | 140
|  | 3308 | 140
|  | 3309 | 140
|  | 3310 | 140
|  | 3311 | 140
|  | 3312 | 140
|  | 3313 | 140
|  | 3314 | 140
|  | 3315 | 140
|  | 3316 | 140
|  | 3317 | 140
|  | 3318 | 140
|  | 3319 | 140
|  | 3320 | 140
|  | 3321 | 140
|  | 3322 | 140
|  | 3323 | 140
|  | 3324 | 140
|  | 3325 | 140
|  | 3326 | 140
|  | 3327 | 140
|  | 3328 | 140
|  | 3329 | 140
|  | 3330 | 140
|  | 3331 | 140
|  | 3332 | 140
|  | 3333 | 140
|  | 3334 | 140
|  | 3335 | 140
|  | 3336 | 140
|  | 3337 | 140
|  | 3338 | 140
|  | 3339 | 140
|  | 3340 | 140
|  | 3341 | 140
|  | 3342 | 140
|  | 3343 | 140
|  | 3344 | 140
|  | 3345 | 140
|  | 3346 | 140
|  | 3347 | 140
|  | 3348 | 140
|  | 3349 | 140
|  | 3350 | 140
|  | 3351 | 140
|  | 3352 | 140
|  | 3353 | 140
|  | 3354 | 140
|  | 3355 | 140
|  | 3356 | 140
|  | 3357 | 140
|  | 3358 | 140
|  | 3359 | 140
|  | 3360 | 140
|  | 3361 | 140
|  | 3362 | 140
|  | 3363 | 140
|  | 3364 | 140
|  | 3365 | 140
|  | 3366 | 140
|  | 3367 | 140
|  | 3368 | 140
|  | 3369 | 140
|  | 3370 | 140
|  | 3371 | 140
|  | 3372 | 140
|  | 3373 | 140
|  | 3374 | 140
|  | 3375 | 140
|  | 3376 | 140
|  | 3377 | 140
|  | 3378 | 140
|  | 3379 | 140
|  | 3380 | 140
|  | 3381 | 140
|  | 3382 | 140
|  | 3383 | 140
|  | 3384 | 140
|  | 3385 | 140
|  | 3386 | 140
|  | 3387 | 140
|  | 3388 | 140
|  | 3389 | 140
|  | 3390 | 140
|  | 3391 | 140
|  | 3392 | 140
|  | 3393 | 140
|  | 3394 | 140
|  | 3395 | 140
|  | 3396 | 140
|  | 3397 | 140
|  | 3398 | 140
|  | 3399 | 140
|  | 3400 | 140
|  | 3401 | 140
|  | 3402 | 140
|  | 3403 | 140
|  | 3404 | 140
|  | 3405 | 140
|  | 3406 | 140
|  | 3407 | 140
|  | 3408 | 140
|  | 3409 | 140
|  | 3410 | 140
|  | 3411 | 140
|  | 3412 | 140
|  | 3413 | 140
|  | 3414 | 140
|  | 3415 | 140
|  | 3416 | 140
|  | 3417 | 140
|  | 3418 | 140
|  | 3419 | 140
|  | 3420 | 140
|  | 3421 | 140
|  | 3422 | 140
|  | 3423 | 140
|  | 3424 | 140
|  | 3425 | 140
|  | 3426 | 140
|  | 3427 | 140
|  | 3428 | 140
|  | 3429 | 140
|  | 3430 | 140
|  | 3431 | 140
|  | 3432 | 140
|  | 3433 | 140
|  | 3434 | 140
|  | 3435 | 140
|  | 3436 | 140
|  | 3437 | 140
|  | 3438 | 140
|  | 3439 | 140
|  | 3440 | 140
|  | 3441 | 140
|  | 3442 | 140
|  | 3443 | 140
|  | 3444 | 140
|  | 3445 | 140
|  | 3446 | 140
|  | 3447 | 140
|  | 3448 | 140
|  | 3449 | 140
|  | 3450 | 140
|  | 3451 | 140
|  | 3452 | 140
|  | 3453 | 140
|  | 3454 | 140
|  | 3455 | 140
|  | 3456 | 140
|  | 3457 | 140
|  | 3458 | 140
|  | 3459 | 140
|  | 3460 | 140
|  | 3461 | 140
|  | 3462 | 140
|  | 3463 | 140
|  | 3464 | 140
|  | 3465 | 140
|  | 3466 | 140
|  | 3467 | 140
|  | 3468 | 140
|  | 3469 | 140
|  | 3470 | 140
|  | 3471 | 140
|  | 3472 | 140
|  | 3473 | 140
|  | 3474 | 140
|  | 3475 | 140
|  | 3476 | 140
|  | 3477 | 140
|  | 3478 | 140
|  | 3479 | 140
|  | 3480 | 140
|  | 3481 | 140
|  | 3482 | 140
|  | 3483 | 140
|  | 3484 | 140
|  | 3485 | 140
|  | 3486 | 140
|  | 3487 | 140
|  | 3488 | 140
|  | 3489 | 140
|  | 3490 | 140
|  | 3491 | 140
|  | 3492 | 140
|  | 3493 | 140
|  | 3494 | 140
|  | 3495 | 140
|  | 3496 | 140
|  | 3497 | 140
|  | 3498 | 140
|  | 3499 | 140
|  | 3500 | 140
|  | 3501 | 140
|  | 3502 | 140
|  | 3503 | 140
|  | 3504 | 140
|  | 3505 | 140
|  | 3506 | 140
|  | 3507 | 140
|  | 3508 | 140
|  | 3509 | 140
|  | 3510 | 140
|  | 3511 | 140
|  | 3512 | 140
|  | 3513 | 140
|  | 3514 | 140
|  | 3515 | 140
|  | 3516 | 140
|  | 3517 | 140
|  | 3518 | 140
|  | 3519 | 140
|  | 3520 | 140
|  | 3521 | 140
|  | 3522 | 140
|  | 3523 | 140
|  | 3524 | 140
|  | 3525 | 140
|  | 3526 | 140
|  | 3527 | 140
|  | 3528 | 140
|  | 3529 | 140
|  | 3530 | 140
|  | 3531 | 140
|  | 3532 | 140
|  | 3533 | 140
|  | 3534 | 140
|  | 3535 | 140
|  | 3536 | 140
|  | 3537 | 140
|  | 3538 | 140
|  | 3539 | 140
|  | 3540 | 140
|  | 3541 | 140
|  | 3542 | 140
|  | 3543 | 140
|  | 3544 | 140
|  | 3545 | 140
|  | 3546 | 140
|  | 3547 | 140
|  | 3548 | 140
|  | 3549 | 140
|  | 3550 | 140
|  | 3551 | 140
|  | 3552 | 140
|  | 3553 | 140
|  | 3554 | 140
|  | 3555 | 140
|  | 3556 | 140
|  | 3557 | 140
|  | 3558 | 140
|  | 3559 | 140
|  | 3560 | 140
|  | 3561 | 140
|  | 3562 | 140
|  | 3563 | 140
|  | 3564 | 140
|  | 3565 | 140
|  | 3566 | 140
|  | 3567 | 140
|  | 3568 | 140
|  | 3569 | 140
|  | 3570 | 140
|  | 3571 | 140
|  | 3572 | 140
|  | 3573 | 140
|  | 3574 | 140
|  | 3575 | 140
|  | 3576 | 140
|  | 3577 | 140
|  | 3578 | 140
|  | 3579 | 140
|  | 3580 | 140
|  | 3581 | 140
|  | 3582 | 140
|  | 3583 | 140
|  | 3584 | 140
|  | 3585 | 140
|  | 3586 | 140
|  | 3587 | 140
|  | 3588 | 140
|  | 3589 | 140
|  | 3590 | 140
|  | 3591 | 140
|  | 3592 | 140
|  | 3593 | 140
|  | 3594 | 140
|  | 3595 | 140
|  | 3596 | 140
|  | 3597 | 140
|  | 3598 | 140
|  | 3599 | 140
|  | 3600 | 140
|  | 3601 | 140
|  | 3602 | 140
|  | 3603 | 140
|  | 3604 | 140
|  | 3605 | 140
|  | 3606 | 140
|  | 3607 | 140
|  | 3608 | 140
|  | 3609 | 140
|  | 3610 | 140
|  | 3611 | 140
|  | 3612 | 140
|  | 3613 | 140
|  | 3614 | 140
|  | 3615 | 140
|  | 3616 | 140
|  | 3617 | 140
|  | 3618 | 140
|  | 3619 | 140
|  | 3620 | 140
|  | 3621 | 140
|  | 3622 | 140
|  | 3623 | 140
|  | 3624 | 140
|  | 3625 | 140
|  | 3626 | 140
|  | 3627 | 140
|  | 3628 | 140
|  | 3629 | 140
|  | 3630 | 140
|  | 3631 | 140
|  | 3632 | 140
|  | 3633 | 140
|  | 3634 | 140
|  | 3635 | 140
|  | 3636 | 140
|  | 3637 | 140
|  | 3638 | 140
|  | 3639 | 140
|  | 3640 | 140
|  | 3641 | 140
|  | 3642 | 140
|  | 3643 | 140
|  | 3644 | 140
|  | 3645 | 140
|  | 3646 | 140
|  | 3647 | 140
|  | 3648 | 140
|  | 3649 | 140
|  | 3650 | 140
|  | 3651 | 140
|  | 3652 | 140
|  | 3653 | 140
|  | 3654 | 140
|  | 3655 | 140
|  | 3656 | 140
|  | 3657 | 140
|  | 3658 | 140
|  | 3659 | 140
|  | 3660 | 140
|  | 3661 | 140
|  | 3662 | 140
|  | 3663 | 140
|  | 3664 | 140
|  | 3665 | 140
|  | 3666 | 140
|  | 3667 | 140
|  | 3668 | 140
|  | 3669 | 140
|  | 3670 | 140
|  | 3671 | 140
|  | 3672 | 140
|  | 3673 | 140
|  | 3674 | 140
|  | 3675 | 140
|  | 3676 | 140
|  | 3677 | 140
|  | 3678 | 140
|  | 3679 | 140
|  | 3680 | 140
|  | 3681 | 140
|  | 3682 | 140
|  | 3683 | 140
|  | 3684 | 140
|  | 3685 | 140
|  | 3686 | 140
|  | 3687 | 140
|  | 3688 | 140
|  | 3689 | 140
|  | 3690 | 140
|  | 3691 | 140
|  | 3692 | 140
|  | 3693 | 140
|  | 3694 | 140
|  | 3695 | 140
|  | 3696 | 140
|  | 3697 | 140
|  | 3698 | 140
|  | 3699 | 140
|  | 3700 | 140
|  | 3701 | 140
|  | 3702 | 140
|  | 3703 | 140
|  | 3704 | 140
|  | 3705 | 140
|  | 3706 | 140
|  | 3707 | 140
|  | 3708 | 140
|  | 3709 | 140
|  | 3710 | 140
|  | 3711 | 140
|  | 3712 | 140
|  | 3713 | 140
|  | 3714 | 140
|  | 3715 | 140
|  | 3716 | 140
|  | 3717 | 140
|  | 3718 | 140
|  | 3719 | 140
|  | 3720 | 140
|  | 3721 | 140
|  | 3722 | 140
|  | 3723 | 140
|  | 3724 | 140
|  | 3725 | 140
|  | 3726 | 140
|  | 3727 | 140
|  | 3728 | 140
|  | 3729 | 140
|  | 3730 | 140
|  | 3731 | 140
|  | 3732 | 140
|  | 3733 | 140
|  | 3734 | 140
|  | 3735 | 140
|  | 3736 | 140
|  | 3737 | 140
|  | 3738 | 140
|  | 3739 | 140
|  | 3740 | 140
|  | 3741 | 140
|  | 3742 | 140
|  | 3743 | 140
|  | 3744 | 140
|  | 3745 | 140
|  | 3746 | 140
|  | 3747 | 140
|  | 3748 | 140
|  | 3749 | 140
|  | 3750 | 140
|  | 3751 | 140
|  | 3752 | 140
|  | 3753 | 140
|  | 3754 | 140
|  | 3755 | 140
|  | 3756 | 140
|  | 3757 | 140
|  | 3758 | 140
|  | 3759 | 140
|  | 3760 | 140
|  | 3761 | 140
|  | 3762 | 140
|  | 3763 | 140
|  | 3764 | 140
|  | 3765 | 140
|  | 3766 | 140
|  | 3767 | 140
|  | 3768 | 140
|  | 3769 | 140
|  | 3770 | 140
|  | 3771 | 140
|  | 3772 | 140
|  | 3773 | 140
|  | 3774 | 140
|  | 3775 | 140
|  | 3776 | 140
|  | 3777 | 140
|  | 3778 | 140
|  | 3779 | 140
|  | 3780 | 140
|  | 3781 | 140
|  | 3782 | 140
|  | 3783 | 140
|  | 3784 | 140
|  | 3785 | 140
|  | 3786 | 140
|  | 3787 | 140
|  | 3788 | 140
|  | 3789 | 140
|  | 3790 | 140
|  | 3791 | 140
|  | 3792 | 140
|  | 3793 | 140
|  | 3794 | 140
|  | 3795 | 140
|  | 3796 | 140
|  | 3797 | 140
|  | 3798 | 140
|  | 3799 | 140
|  | 3800 | 140
|  | 3801 | 140
|  | 3802 | 140
|  | 3803 | 140
|  | 3804 | 140
|  | 3805 | 140
|  | 3806 | 140
|  | 3807 | 140
|  | 3808 | 140
|  | 3809 | 140
|  | 3810 | 140
|  | 3811 | 140
|  | 3812 | 140
|  | 3813 | 140
|  | 3814 | 140
|  | 3815 | 140
|  | 3816 | 140
|  | 3817 | 140
|  | 3818 | 140
|  | 3819 | 140
|  | 3820 | 140
|  | 3821 | 140
|  | 3822 | 140
|  | 3823 | 140
|  | 3824 | 140
|  | 3825 | 140
|  | 3826 | 140
|  | 3827 | 140
|  | 3828 | 140
|  | 3829 | 140
|  | 3830 | 140
|  | 3831 | 140
|  | 3832 | 140
|  | 3833 | 140
|  | 3834 | 140
|  | 3835 | 140
|  | 3836 | 140
|  | 3837 | 140
|  | 3838 | 140
|  | 3839 | 140
|  | 3840 | 140
|  | 3841 | 140
|  | 3842 | 140
|  | 3843 | 140
|  | 3844 | 140
|  | 3845 | 140
|  | 3846 | 140
|  | 3847 | 140
|  | 3848 | 140
|  | 3849 | 140
|  | 3850 | 140
|  | 3851 | 140
|  | 3852 | 140
|  | 3853 | 140
|  | 3854 | 140
|  | 3855 | 140
|  | 3856 | 140
|  | 3857 | 140
|  | 3858 | 140
|  | 3859 | 140
|  | 3860 | 140
|  | 3861 | 140
|  | 3862 | 140
|  | 3863 | 140
|  | 3864 | 140
|  | 3865 | 140
|  | 3866 | 140
|  | 3867 | 140
|  | 3868 | 140
|  | 3869 | 140
|  | 3870 | 140
|  | 3871 | 140
|  | 3872 | 140
|  | 3873 | 140
|  | 3874 | 140
|  | 3875 | 140
|  | 3876 | 140
|  | 3877 | 140
|  | 3878 | 140
|  | 3879 | 140
|  | 3880 | 140
|  | 3881 | 140
|  | 3882 | 140
|  | 3883 | 140
|  | 3884 | 140
|  | 3885 | 140
|  | 3886 | 140
|  | 3887 | 140
|  | 3888 | 140
|  | 3889 | 140
|  | 3890 | 140
|  | 3891 | 140
|  | 3892 | 140
|  | 3893 | 140
|  | 3894 | 140
|  | 3895 | 140
|  | 3896 | 140
|  | 3897 | 140
|  | 3898 | 140
|  | 3899 | 140
|  | 3900 | 140
|  | 3901 | 140
|  | 3902 | 140
|  | 3903 | 140
|  | 3904 | 140
|  | 3905 | 140
|  | 3906 | 140
|  | 3907 | 140
|  | 3908 | 140
|  | 3909 | 140
|  | 3910 | 140
|  | 3911 | 140
|  | 3912 | 140
|  | 3913 | 140
|  | 3914 | 140
|  | 3915 | 140
|  | 3916 | 140
|  | 3917 | 140
|  | 3918 | 140
|  | 3919 | 140
|  | 3920 | 140
|  | 3921 | 140
|  | 3922 | 140

## FIG_3
Re | D/ud |  | Re | Model
63 | 2.0472 |  | 10 | 2.0213
63 | 2.3622 |  | 50 | 2.1064
63 | 2.2047 |  | 90 | 2.1915
126 | 2.7559 |  | 130 | 2.2766
126 | 2.8346 |  | 170 | 2.3618
126 | 3.2283 |  | 210 | 2.4469
126 | 3.5433 |  | 250 | 2.532
253 | 3.5433 |  | 290 | 2.6171
253 | 2.5591 |  | 330 | 2.7022
253 | 3.3071 |  | 370 | 2.7874
253 | 3.6614 |  | 410 | 2.8725
506 | 3.3661 |  | 450 | 2.9576
506 | 3.3268 |  | 490 | 3.0427
506 | 3.1693 |  | 530 | 3.1278
506 | 2.7362 |  | 570 | 3.213
1012 | 3.0512 |  | 610 | 3.2981
1012 | 3.9272 |  | 650 | 3.3832
1012 | 3.8484 |  | 690 | 3.4683
1012 | 4.1535 |  | 730 | 3.5534
974 | 7.5604 |  | 770 | 3.6386
1000 | 7.4967 |  | 810 | 3.7237
1174 | 7.5539 |  | 850 | 3.8088
1198 | 7.8878 |  | 890 | 3.8939
1396 | 5.3811 |  | 930 | 3.979
1402 | 7.0047 |  | 970 | 4.0642
1614 | 6.8613 |  | 1000 | 4.128
1623 | 7.7685 |  | 1001 | 4.172
1804 | 7.5726 |  | 1100 | 4.3918
1807 | 6.9284 |  | 1200 | 4.6578
1816 | 7.115 |  | 1300 | 4.972
1828 | 7.9063 |  | 1400 | 5.3385
1853 | 6.5979 |  | 1500 | 5.7613
2013 | 8.6457 |  | 1600 | 6.2443
2017 | 8.5404 |  | 1700 | 6.7917
2024 | 7.3783 |  | 1800 | 7.4074
2037 | 8.191 |  | 1900 | 8.0955
2050 | 10.8169 |  | 2000 | 8.86
2182 | 10.7652 |  | 2100 | 9.7049
2195 | 11.4371 |  | 2200 | 10.6342
2382 | 12.3267 |  | 2300 | 11.6519
2403 | 13.1808 |  | 2400 | 12.7621
2554 | 10.5536 |  | 2420 | 12.9956
2571 | 6.9364 |  | 2421 | 12.5513
2591 | 7.791 |  | 2500 | 11.3075
2783 | 8.6385 |  | 3000 | 6.2951
2789 | 7.968 |  | 3500 | 3.8883
2878 | 8.2053 |  | 4000 | 2.6018
2916 | 7.6098 |  | 4500 | 1.857
3387 | 5.3915 |  | 5000 | 1.3985
3394 | 5.6731 |  | 5500 | 1.102
3767 | 3.4787 |  | 6000 | 0.90247
3789 | 4.7774 |  | 6500 | 0.76364
4183 | 2.1527 |  | 7000 | 0.66429
4269 | 1.216 |  | 7500 | 0.59148
4584 | 2.0496 |  | 8000 | 0.53698
4593 | 2.1656 |  | 8500 | 0.49544
4838 | 1.1569 |  | 9000 | 0.46327
4857 | 1.1022 |  | 9500 | 0.438
4931 | 1.1844 |  | 10000 | 0.4179
4980 | 1.0587 |  | 100000 | 0.045169
5506 | 0.86882
5590 | 1.201
6021 | 0.90601
6021 | 0.98964
6504 | 0.80468
6504 | 0.77786
6954 | 0.79278 | Dispersion, experimental data (left), model above
6970 | 0.74295
7334 | 0.6036
7413 | 0.52079
8023 | 0.60383
8038 | 0.57154
8509 | 0.59881
8509 | 0.50064
8879 | 0.56713
9108 | 0.4468
9419 | 0.54978
9502 | 0.35163
10026 | 0.42486
10073 | 0.39803

## FIG_4
Faucet 1 |  |  |  |  | Faucet 2 |  |  |  |  | Faucet 3 |  |  |  |  | Faucet 4
sampling no. | Sample 1 | Sample 2 | LDM | LDM-ADR | sampling no. | Sample 1 | Sample 2 | LDM | LDM-ADR | sampling no. | Sample 1 | Sample 2 | LDM | LDM-ADR | sampling no. | Sample 1 | Sample 2 | LDM | LDM-ADR
1 | 0 | 2.9 | 0 | 0 | 1 | 53.5 | 2.7 | 0 | 0 | 1 | 114.4 | 0 | 0 | 0 | 1 | 0 | 0 | 0 | 2.1712e-44
2 | 0 | 0 | 0 | 1.0351e-39 | 2 | 0 | 2 | 0 | 4.877e-33 | 2 | 8.9 | 2.1 | 0 | 3.5914e-24 | 2 | 0 | 0 | 0 | 1.4748e-18
3 | 27.6 | 0 | 0 | 8.4754e-14 | 3 | 0 | 0 | 0 | 1.8489e-11 | 3 | 8.3 | 0 | 0 | 6.8986e-10 | 3 | 0 | 0 | 0 | 8.2178e-08
4 | 0 | 0 | 0 | 1.9302e-08 | 4 | 0 | 0 | 0 | 2.2795e-07 | 4 | 37.5 | 2.1 | 0 | 2.9989e-06 | 4 | 0 | 0 | 0 | 7.2742e-05
5 | 0 | 0 | 0 | 5.5959e-07 | 5 | 2.4 | 0 | 0 | 3.1897e-06 | 5 | 0 | 2.2 | 0 | 1.4224e-05 | 5 | 0 | 2.1 | 0 | 0.00071439
6 | 0 | 2.4 | 0 | 2.7651e-06 | 6 | 0 | 0 | 0 | 9.9123e-06 | 6 | 0 | 2.6 | 0 | 2.5082e-05 | 6 | 0 | 2.5 | 0 | 0.2557
7 | 0 | 2.4 | 0 | 7.0906e-06 | 7 | 0 | 0 | 0 | 1.9235e-05 | 7 | 25.4 | 2.6 | 0 | 0.00011921 | 7 | 0 | 17 | 0 | 10.8435
8 | 18.7 | 2.7 | 0 | 1.2732e-05 | 8 | 0 | 2.4 | 0 | 2.5636e-05 | 8 | 0 | 0 | 0 | 0.018129 | 8 | 33.2 | 48.3 | 52.7074 | 63.887
9 | 0 | 0 | 0 | 1.9471e-05 | 9 | 0 | 3.3 | 0 | 4.7558e-05 | 9 | 6 | 4.7 | 0 | 1.4462 | 9 | 66.2 | 60.2 | 139.7006 | 119.0655
10 | 0 | 2.4 | 0 | 3.4556e-05 | 10 | 0 | 2.6 | 0 | 0.0028381 | 10 | 112.8 | 19.1 | 0 | 19.0312 | 10 | 61.9 | 47.1 | 139.7025 | 122.9864
11 | 0 | 2.9 | 0 | 5.4614e-05 | 11 | 0 | 4.3 | 0 | 0.27458 | 11 | 76.6 | 34.8 | 66.5429 | 70.7788 | 11 | 44.9 | 33 | 106.2459 | 82.8964
12 | 0 | 3 | 0 | 0.0031838 | 12 | 6.1 | 14.7 | 0 | 5.5469 | 12 | 48.9 | 40.1 | 139.7008 | 116.293 | 12 | 30.1 | 20.6 | 2.7822 | 34.8009
13 | 0 | 3.5 | 0 | 0.21685 | 13 | 12.4 | 26.7 | 0 | 33.5639 | 13 | 46 | 36.2 | 139.7027 | 115.786 | 13 | 21.6 | 15.4 | 2.7822 | 10.3631
14 | 5.3 | 4.6 | 0 | 3.9153 | 14 | 35.1 | 30.2 | 103.0078 | 84.3231 | 14 | 36.6 | 26.6 | 92.6821 | 76.8516 | 14 | 16.7 | 12.3 | 2.7822 | 3.9194
15 | 20.6 | 11.7 | 0 | 24.6341 | 15 | 51.2 | 26.5 | 139.7013 | 116.1211 | 15 | 26.4 | 19.8 | 2.7822 | 33.7595 | 15 | 13.1 | 10.7 | 2.7822 | 2.9053
16 | 34.5 | 21.5 | 63.4654 | 69.1218 | 16 | 130.8 | 23.5 | 139.7033 | 104.5319 | 16 | 23.7 | 16.3 | 2.7822 | 11.0089 | 16 | 11.7 | 8.7 | 2.7822 | 2.7981
17 | 44.1 | 26.3 | 139.7008 | 107.5851 | 17 | 46.2 | 18 | 56.9399 | 64.4354 | 17 | 51.7 | 13.8 | 2.7822 | 4.2306 | 17 | 10.5 | 9.8 | 2.7822 | 2.7891
18 | 43.4 | 26.1 | 139.7027 | 108.8645 | 18 | 37.1 | 13.8 | 2.7822 | 27.6463 | 18 | 88.3 | 9.7 | 2.7822 | 2.9662 | 18 | 10.4 | 6.9 | 2.7822 | 2.7879
19 | 37.8 | 21.7 | 95.6953 | 76.5435 | 19 | 30 | 11.4 | 2.7822 | 9.4931 | 19 | 12 | 8 | 2.7822 | 2.8047 | 19 | 10.2 |  | 2.7822 | 2.7865
20 | 32 | 18.1 | 2.7822 | 38.0836 | 20 | 27 | 8.6 | 2.7822 | 4.0372 | 20 | 183.6 | 8.1 | 2.7822 | 2.7886 | 20 | 9.5 |  | 2.7822 | 2.7849
21 |  | 14.1 | 2.7822 | 14.4064 | 21 |  | 8 | 2.7822 | 2.9563 | 21 |  |  | 2.7822 | 2.7869 | 21 |  |  | 2.7822 | 2.7843
22 |  | 11.1 | 2.7822 | 5.4677 | 22 |  | 6.7 | 2.7822 | 2.8043 | 22 |  |  | 2.7822 | 2.7864 | 22 |  |  | 2.7822 | 2.7846
23 |  | 9.1 | 2.7822 | 3.2348 | 23 |  |  | 2.7822 | 2.7876 | 23 |  |  | 2.7822 | 2.7861 | 23 |  |  | 2.7822 | 2.7842
24 |  | 8 | 2.7822 | 2.8427 | 24 |  |  | 2.7822 | 2.7859 | 24 |  |  | 2.7822 | 2.7854 | 24 |  |  | 2.7822 | 2.7841
25 |  | 8.1 | 2.7822 | 2.7915 | 25 |  |  | 2.7822 | 2.7853 | 25 |  |  | 2.7822 | 2.7846 | 25 |  |  | 2.7822 | 2.7836
26 |  |  | 2.7822 | 2.7861 | 26 |  |  | 2.7822 | 2.785 | 26 |  |  | 2.7822 | 2.784 | 26 |  |  | 2.7822 | 2.7829
27 |  |  | 2.7822 | 2.785 | 27 |  |  | 2.7822 | 2.7842 | 27 |  |  | 2.7822 | 2.7837 |  |  |  | 2.7822 | 2.783
28 |  |  | 2.7822 | 2.7844 | 28 |  |  | 2.7822 | 2.7833 | 28 |  |  | 2.7822 | 2.7833 |  |  |  | 2.7822 | 2.783
29 |  |  | 2.7822 | 2.7844 | 29 |  |  | 2.7822 | 2.7831 | 29 |  |  | 2.7822 | 2.783 |  |  |  | 2.7822 | 2.7825
30 |  |  | 2.7822 | 2.7843 | 30 |  |  | 2.7822 | 2.7831 |  |  |  | 2.7822 | 2.7829 |  |  |  | 2.7822 | 2.7826
31 |  |  | 2.7822 | 2.784 | 31 |  |  | 2.7822 | 2.7829 |  |  |  | 2.7822 | 2.7829 |  |  |  | 2.7822 | 2.7827
32 |  |  | 2.7822 | 2.7838 | 32 |  |  | 2.7822 | 2.7826 |  |  |  | 2.7822 | 2.7828 |  |  |  | 2.7822 | 2.7826
33 |  |  |  |  | 33
34
35
36
Sequential Sampling Comparison Data

## FIG_5
Faucet 4 |  |  |  |  | Uncertainty of model parameters to sequential sampling prediction
sampling no. | Sample 1 | Sample 2
1 | 0 | 0
2 | 0 | 0
3 | 0 | 0
4 | 0 | 0
5 | 0 | 2.1
6 | 0 | 2.5
7 | 0 | 17
8 | 33.2 | 48.3
9 | 66.2 | 60.2
10 | 61.9 | 47.1
11 | 44.9 | 33
12 | 30.1 | 20.6
13 | 21.6 | 15.4
14 | 16.7 | 12.3
15 | 13.1 | 10.7
16 | 11.7 | 8.7
17 | 10.5 | 9.8
18 | 10.4 | 6.9
19 | 10.2
20 | 9.5
21
22
23
24
25
26
max conc = 120 | [9 empty] | max conc = 140 |  |  |  | max conc = 120 | [5 empty] | max conc = 160
F4, @120 | 200 mL/min (125 mL/sample) | 200 mL/min (133 mL/sample) | 200 mL/min (140 mL/sample) | 250 mL/min (125 mL/sample) | 250 mL/min (133 mL/sample) | 250 mL/min (133 mL/sample) | 300 mL/min (125 mL/sample) | 300 mL/min (133 mL/sample) | 300 mL/min (140 mL/sample) | F4, @140 | 200 mL/min (125 mL/sample) | 200 mL/min (133 mL/sample) | 200 mL/min (140 mL/sample) | 250 mL/min (125 mL/sample) | 250 mL/min (133 mL/sample) | 250 mL/min (133 mL/sample) | 300 mL/min (125 mL/sample) | 300 mL/min (133 mL/sample) | 300 mL/min (140 mL/sample) | F4, @160 | 200 mL/min (125 mL/sample) | 200 mL/min (133 mL/sample) | 200 mL/min (140 mL/sample) | 250 mL/min (125 mL/sample) | 250 mL/min (133 mL/sample) | 250 mL/min (133 mL/sample) | 300 mL/min (125 mL/sample) | 300 mL/min (133 mL/sample) | 300 mL/min (140 mL/sample)
1 | 0 | 0 | 1.9529e-44 | 2.1712e-44 | 4.5075e-42 | 7.5488e-40 | 1.3342e-40 | 3.7195e-38 | 5.7041e-37 |  | 0 | 0 | 2.9293e-44 | 2.1712e-44 | 5.2519e-42 | 8.6551e-40 | 1.5778e-40 | 4.3967e-38 | 6.7418e-37 |  | 0 | 0 | 2.9293e-44 | 3.2567e-44 | 6.0678e-42 | 9.9287e-40 | 1.8204e-40 | 5.0717e-38 | 7.7758e-37
2 | 9.567e-20 | 2.3777e-17 | 1.4124e-15 | 1.4373e-18 | 2.2458e-16 | 7.7088e-15 | 1.0672e-17 | 7.2386e-16 | 3.7615e-14 |  | 1.1303e-19 | 2.8075e-17 | 1.6666e-15 | 1.4748e-18 | 2.4016e-16 | 8.4753e-15 | 1.2589e-17 | 8.4893e-16 | 4.2219e-14 |  | 1.1482e-19 | 2.9756e-17 | 1.81e-15 | 1.2423e-18 | 2.0324e-16 | 7.2851e-15 | 1.4499e-17 | 9.7729e-16 | 4.8584e-14
3 | 4.17e-08 | 4.02e-07 | 4.9815e-06 | 7.2894e-08 | 5.7896e-07 | 7.0945e-06 | 1.0308e-07 | 8.0213e-07 | 8.2606e-06 |  | 4.9113e-08 | 4.7328e-07 | 5.8632e-06 | 8.2178e-08 | 6.5857e-07 | 8.1512e-06 | 8.3736e-08 | 7.0566e-07 | 7.6452e-06 |  | 4.2758e-08 | 4.3859e-07 | 5.6819e-06 | 7.6727e-08 | 6.1818e-07 | 7.6739e-06 | 9.6261e-08 | 8.1097e-07 | 8.7846e-06
4 | 4.4427e-05 | 7.4096e-05 | 0.00010677 | 6.2942e-05 | 0.00010483 | 0.00015093 | 7.5008e-05 | 0.00013027 | 0.00019319 |  | 5.2279e-05 | 8.7183e-05 | 0.00012562 | 7.2742e-05 | 0.0001214 | 0.00017509 | 7.2475e-05 | 0.00012789 | 0.00019206 |  | 5.2325e-05 | 8.833e-05 | 0.00012866 | 6.9264e-05 | 0.00011696 | 0.00017116 | 8.3263e-05 | 0.00014692 | 0.0002206
5 | 0.00039633 | 0.0021618 | 0.013944 | 0.00061211 | 0.0034296 | 0.019747 | 0.00087388 | 0.0048562 | 0.029091 |  | 0.00046605 | 0.0025406 | 0.016378 | 0.00071439 | 0.0040128 | 0.023186 | 0.00091692 | 0.0058673 | 0.034275 |  | 0.00049308 | 0.0029996 | 0.018855 | 0.00074481 | 0.0044348 | 0.026305 | 0.0010528 | 0.0067336 | 0.039322
6 | 0.17045 | 1.0802 | 3.4009 | 0.21789 | 1.2434 | 3.8325 | 0.28454 | 1.4633 | 4.186 |  | 0.20005 | 1.2671 | 3.9878 | 0.2557 | 1.4584 | 4.4935 | 0.334 | 1.7161 | 4.9074 |  | 0.22952 | 1.4527 | 4.5704 | 0.29315 | 1.6722 | 5.1502 | 0.38301 | 1.9671 | 5.6237
7 | 8.5677 | 23.993 | 42.0757 | 9.2513 | 24.3663 | 42.1734 | 10.0255 | 25.6545 | 42.7416 |  | 10.043 | 28.111 | 49.282 | 10.8435 | 28.5473 | 49.3955 | 11.75 | 30.0548 | 50.0594 |  | 11.5076 | 32.1983 | 56.4339 | 12.4245 | 32.697 | 56.5626 | 13.4619 | 34.4222 | 57.3216
8 | 54.5453 | 83.3058 | 99.4835 | 54.554 | 82.2311 | 98.1975 | 54.9968 | 82.0057 | 97.5374 |  | 63.8779 | 97.5276 | 116.448 | 63.887 | 96.2698 | 114.944 | 64.4041 | 96.0053 | 114.171 |  | 73.1394 | 111.639 | 133.281 | 73.1486 | 110.2 | 131.56 | 73.7395 | 109.897 | 130.676
9 | 102.826 | 109.874 | 104.985 | 101.722 | 108.894 | 104.383 | 100.921 | 107.826 | 103.148 |  | 120.356 | 128.604 | 122.91 | 119.065 | 127.456 | 122.199 | 118.128 | 126.207 | 120.752 |  | 137.75 | 147.191 | 140.707 | 136.274 | 145.877 | 139.886 | 135.202 | 144.448 | 138.226
10 | 105.893 | 86.3485 | 64.0773 | 105.058 | 86.1037 | 64.7016 | 103.959 | 84.8679 | 63.8878 |  | 123.968 | 101.179 | 75.2082 | 122.986 | 100.871 | 75.8962 | 121.698 | 99.4127 | 74.9191 |  | 141.914 | 115.929 | 86.3139 | 140.784 | 115.551 | 87.0521 | 139.307 | 113.868 | 85.9052
11 | 70.8402 | 39.617 | 21.3771 | 70.7002 | 40.3956 | 21.9837 | 70.038 | 40.3717 | 22.4048 |  | 83.0948 | 46.684 | 25.4144 | 82.8964 | 47.5318 | 26.0455 | 82.0994 | 47.4632 | 26.4856 |  | 95.307 | 53.7884 | 29.5371 | 95.04 | 54.6856 | 30.1687 | 94.1026 | 54.5605 | 30.6118
12 | 28.9006 | 11.2331 | 5.4811 | 29.4864 | 11.6637 | 5.4325 | 29.702 | 12.0249 | 5.4914 |  | 34.1874 | 13.5863 | 6.8802 | 34.8009 | 14.0026 | 6.7316 | 35.0056 | 14.3664 | 6.7384 |  | 39.5396 | 16.0524 | 8.4082 | 40.1589 | 16.428 | 8.1329 | 40.3384 | 16.7768 | 8.0694
13 | 8.3447 | 3.6954 | 2.8137 | 8.5448 | 3.4515 | 2.3953 | 8.7056 | 3.3057 | 2.1288 |  | 10.2187 | 4.7986 | 3.771 | 10.3631 | 4.4202 | 3.1881 | 10.491 | 4.1867 | 2.8129 |  | 12.2135 | 6.0359 | 4.8651 | 12.2757 | 5.4962 | 4.091 | 12.3529 | 5.1569 | 3.589
14 | 3.3447 | 2.6509 | 2.5716 | 3.0222 | 2.184 | 2.0756 | 2.8456 | 1.8781 | 1.7441 |  | 4.3899 | 3.5813 | 3.4889 | 3.9194 | 2.9416 | 2.8151 | 3.6496 | 2.5203 | 2.3639 |  | 5.5701 | 4.6489 | 4.5437 | 4.925 | 3.8099 | 3.6657 | 4.5439 | 3.2551 | 3.0767
15 | 2.6283 | 2.5619 | 2.5559 | 2.1529 | 2.062 | 2.0541 | 1.8419 | 1.7263 | 1.7147 |  | 3.5549 | 3.4777 | 3.4706 | 2.9053 | 2.7993 | 2.79 | 2.4781 | 2.3431 | 2.3295 |  | 4.6189 | 4.531 | 4.5229 | 3.7685 | 3.6477 | 3.6371 | 3.2069 | 3.053 | 3.0375
16 | 2.5614 | 2.5551 | 2.5536 | 2.061 | 2.0532 | 2.0523 | 1.7246 | 1.7133 | 1.7117 |  | 3.477 | 3.4697 | 3.468 | 2.7981 | 2.789 | 2.788 | 2.3411 | 2.3279 | 2.3261 |  | 4.5302 | 4.5218 | 4.5199 | 3.6463 | 3.636 | 3.6349 | 3.0507 | 3.0357 | 3.0336
17 | 2.5551 | 2.5533 | 2.5529 | 2.0532 | 2.0522 | 2.0511 | 1.7134 | 1.7116 | 1.712 |  | 3.4698 | 3.4676 | 3.4672 | 2.7891 | 2.7879 | 2.7866 | 2.3281 | 2.3259 | 2.3265 |  | 4.522 | 4.5196 | 4.519 | 3.6361 | 3.6347 | 3.6332 | 3.0358 | 3.0334 | 3.034
18 | 2.5534 | 2.5529 | 2.5524 | 2.0523 | 2.0507 | 2.0495 | 1.7116 | 1.7121 | 1.7122 |  | 3.4678 | 3.4671 | 3.4666 | 2.7879 | 2.7862 | 2.7847 | 2.326 | 2.3266 | 2.3266 |  | 4.5197 | 4.519 | 4.5184 | 3.6347 | 3.6328 | 3.6311 | 3.0334 | 3.0341 | 3.0342
19 | 2.5529 | 2.5524 | 2.5513 | 2.051 | 2.0494 | 2.0492 | 1.712 | 1.7121 | 1.7114 |  | 3.4672 | 3.4665 | 3.4653 | 2.7865 | 2.7846 | 2.7844 | 2.3265 | 2.3266 | 2.3257 |  | 4.519 | 4.5183 | 4.5169 | 3.6332 | 3.631 | 3.6307 | 3.034 | 3.0341 | 3.0331
20 | 2.5525 | 2.5512 | 2.5502 | 2.0496 | 2.0492 | 2.0493 | 1.7122 | 1.7113 | 1.7109 |  | 3.4667 | 3.4652 | 3.4641 | 2.7849 | 2.7844 | 2.7845 | 2.3267 | 2.3256 | 2.3251 |  | 4.5185 | 4.5168 | 4.5156 | 3.6313 | 3.6307 | 3.6308 | 3.0343 | 3.0331 | 3.0325
21 | 2.5516 | 2.5502 | 2.55 | 2.0491 | 2.0493 | 2.0489 | 1.7116 | 1.7109 | 1.7104 |  | 3.4656 | 3.4641 | 3.4638 | 2.7843 | 2.7845 | 2.7841 | 2.3259 | 2.3251 | 2.3245 |  | 4.5173 | 4.5155 | 4.5152 | 3.6307 | 3.6308 | 3.6304 | 3.0334 | 3.0325 | 3.0318
22 | 2.5504 | 2.55 | 2.5497 | 2.0494 | 2.0489 | 2.0488 | 1.7109 | 1.7104 | 1.7103 |  | 3.4643 | 3.4638 | 3.4635 | 2.7846 | 2.7841 | 2.7839 | 2.3252 | 2.3245 | 2.3245 |  | 4.5158 | 4.5152 | 4.5148 | 3.6309 | 3.6304 | 3.6302 | 3.0326 | 3.0318 | 3.0318
23 | 2.5501 | 2.5497 | 2.5497 | 2.049 | 2.0488 | 2.048 | 1.7106 | 1.7103 | 1.7101 |  | 3.4639 | 3.4635 | 3.4635 | 2.7842 | 2.7839 | 2.783 | 2.3248 | 2.3245 | 2.3243 |  | 4.5153 | 4.5149 | 4.5149 | 3.6305 | 3.6302 | 3.6292 | 3.0321 | 3.0318 | 3.0315
24 | 2.5498 | 2.5497 | 2.5491 | 2.0489 | 2.0481 | 2.0479 | 1.7103 | 1.7102 | 1.7098 |  | 3.4636 | 3.4635 | 3.4628 | 2.7841 | 2.7831 | 2.7829 | 2.3244 | 2.3243 | 2.3239 |  | 4.515 | 4.5149 | 4.5141 | 3.6304 | 3.6293 | 3.6291 | 3.0317 | 3.0316 | 3.0311
25 | 2.5497 | 2.5493 | 2.5486 | 2.0485 | 2.0479 | 2.048 | 1.7103 | 1.7098 | 1.7095 |  | 3.4635 | 3.463 | 3.4623 | 2.7836 | 2.7829 | 2.783 | 2.3245 | 2.3239 | 2.3236 |  | 4.5149 | 4.5143 | 4.5135 | 3.6298 | 3.629 | 3.6291 | 3.0318 | 3.0311 | 3.0307
26 | 2.5497 | 2.5487 | 2.5487 | 2.0479 | 2.048 | 2.0476 | 1.71 | 1.7096 | 1.7092 |  | 3.4634 | 3.4623 | 3.4623 | 2.7829 | 2.783 | 2.7825 | 2.3241 | 2.3236 | 2.3232 |  | 4.5148 | 4.5136 | 4.5136 | 3.629 | 3.6292 | 3.6286 | 3.0314 | 3.0308 | 3.0303
27 | 2.549 | 2.5487 | 2.5484 | 2.048 | 2.0476 | 2.0477 | 1.7098 | 1.7093 | 1.7089 |  | 3.4627 | 3.4623 | 3.462 | 2.783 | 2.7826 | 2.7826 | 2.3238 | 2.3233 | 2.3228 |  | 4.514 | 4.5136 | 4.5132 | 3.6291 | 3.6287 | 3.6287 | 3.031 | 3.0304 | 3.0299
28 | 2.5486 | 2.5485 | 2.5483 | 2.048 | 2.0476 | 2.0477 | 1.7095 | 1.709 | 1.7088 |  | 3.4623 | 3.4621 | 3.4619 | 2.783 | 2.7826 | 2.7827 | 2.3235 | 2.3229 | 2.3228 |  | 4.5135 | 4.5133 | 4.5131 | 3.6291 | 3.6287 | 3.6288 | 3.0307 | 3.03 | 3.0298
29 | 2.5487 | 2.5483 | 2.5485 | 2.0476 | 2.0478 | 2.0476 | 1.7092 | 1.7088 | 1.7088 |  | 3.4623 | 3.4619 | 3.4621 | 2.7825 | 2.7827 | 2.7825 | 2.3232 | 2.3228 | 2.3227 |  | 4.5136 | 4.513 | 4.5133 | 3.6286 | 3.6288 | 3.6286 | 3.0303 | 3.0298 | 3.0298
30 | 2.5485 | 2.5485 | 2.5483 | 2.0476 | 2.0477 | 2.0472 | 1.7089 | 1.7089 | 1.7086 |  | 3.4621 | 3.4621 | 3.4618 | 2.7826 | 2.7826 | 2.7821 | 2.3229 | 2.3228 | 2.3225 |  | 4.5133 | 4.5133 | 4.513 | 3.6287 | 3.6287 | 3.6281 | 3.0299 | 3.0299 | 3.0295
31 | 2.5483 | 2.5484 | 2.5482 | 2.0477 | 2.0473 | 2.0471 | 1.7088 | 1.7086 | 1.7085 |  | 3.4619 | 3.462 | 3.4617 | 2.7827 | 2.7822 | 2.7819 | 2.3228 | 2.3225 | 2.3224 |  | 4.513 | 4.5132 | 4.5129 | 3.6288 | 3.6283 | 3.6279 | 3.0298 | 3.0296 | 3.0295
32 | 2.5485 | 2.5482 | 2.5483 | 2.0477 | 2.0471 | 2.0469 | 1.7089 | 1.7086 | 1.7084 |  | 3.4621 | 3.4617 | 3.4619 | 2.7826 | 2.782 | 2.7818 | 2.3228 | 2.3225 | 2.3223 |  | 4.5133 | 4.5128 | 4.513 | 3.6287 | 3.628 | 3.6278 | 3.0299 | 3.0295 | 3.0293

## FIG_6
SampleID | Order | Cold Vol (GPM) | Duration | Mass (ug) | Cold Vol (L) | LDM | PB_AES | PB_MS | AES Conc | Measured | LDM-ADR | Measured column = mass spect. Results
PPS-Mod_1_1_1 | 1 | 1.8627 | 13 | 0 | 0.9406 | 0 | 0.0059 | 0.00572 | 5.9 | 5.72 | 0.0046703 | LDR-ADR - modeled average for use
PPS-Mod_1_1_2 | 2 | 1.5744 | 13 | 66.7486 | 0.95644 | 69.7886 | 0.0224 | 0.02329 | 22.4 | 23.29 | 64.005
PPS-Mod_1_1_3 | 3 | 1.57 | 8 | 0.91749 | 0.94306 | 0.97289 | 0.0034 | 0.00394 | 3.4 | 3.94 | 0.255 | All uses during this study were measured.
PPS-Mod_1_1_4 | 4 | 1.7429 | 7 | 9.0027 | 0.89686 | 10.0381 | 0.0052 | 0.00529 | 5.2 | 5.29 | 1.6063
PPS-Mod_1_1_5 | 5 | 1.8637 | 8 | 1.3455 | 0.87966 | 1.5296 | 0.0029 | 0.00282 | 2.9 | 2.82 | 0.20036
PPS-Mod_1_1_6 | 6 | 1.692 | 13 | 1.3042 | 0.96924 | 1.3456 | 0.0066 | 0.00669 | 6.6 | 6.69 | 1.3348
PPS-Mod_1_1_7 | 7 | 1.6972 | 8 | 48.0459 | 0.94066 | 51.077 | 0.003 | 0.00407 | 3 | 4.07 | 9.7613
PPS-Mod_1_1_8 | 8 | 1.7073 | 9 | 9.2825 | 0.96074 | 9.6618 | 0.0136 | 0.01427 | 13.6 | 14.27 | 8.2787
PPS-Mod_1_1_9 | 9 | 1.6641 | 13 | 11.9472 | 0.92382 | 12.9324 | 0.0049 | 0.00544 | 4.9 | 5.44 | 10.8566
PPS-Mod_1_1_10 | 10 | 1.765 | 9 | 1.8344 | 0.95353 | 1.9238 | 0.0028 | 0.00387 | 2.8 | 3.87 | 0.86349
PPS-Mod_1_1_11 | 11 | 1.6791 | 7 | 1.1622 | 0.88168 | 1.3182 | 0.0036 | 0.00462 | 3.6 | 4.62 | 3.1623
PPS-Mod_1_1_12 | 12 | 1.9246 | 14 | 1.0691 | 0.97691 | 1.0944 | 0.0061 | 0.00612 | 6.1 | 6.12 | 0.88643
PPS-Mod_1_1_14 | 13 | 0.3663 | 8 | 1.1508 | 1.0142 | 1.1347 | 0.0029 | 0.00352 | 2.9 | 3.52 | 5.401
PPS-Mod_1_1_13 | 14 | 0.31915 | 14 | 0.59486 | 0.94017 | 0.63272 | 0.007 | 0.00776 | 7 | 7.76 | 2.6515
PPS-Mod_1_1_15 | 15 | 0.26737 | 9 | 67.7139 | 0.94692 | 71.5099 | 0.0146 | 0.01549 | 14.6 | 15.49 | 41.5259
PPS-Mod_1_1_16 | 16 | 0.39696 | 8 | 52.9123 | 0.89302 | 59.2511 | 0.0037 | 0.00367 | 3.7 | 3.67 | 4.8693
PPS-Mod_1_1_17 | 17 | 0.39262 | 13 | 1.1309 | 0.96289 | 1.1745 | 0.0063 | 0.00609 | 6.3 | 6.09 | 6.1816
PPS-Mod_1_1_18 | 18 | 0.36263 | 13 | 1.3217 | 0.97006 | 1.3625 | 0.0089 | 0.01015 | 8.9 | 10.15 | 3.5803
PPS-Mod_1_1_19 | 19 | 1.1468 | 9 | 1.1985 | 0.89399 | 1.3407 | 0.0025 | 0.00291 | 2.5 | 2.91 | 0.83381
PPS-Mod_1_1_20 | 20 | 1.106 | 9 | 31.569 | 0.89146 | 35.4125 | 0.0053 | 0.00565 | 5.3 | 5.65 | 0.77175
PPS-Mod_1_2_1 | 21 | 1.1482 | 15 | 10.8394 | 1.0678 | 10.1516 | 0.0047 | 0.00586 | 4.7 | 5.86 | 1.05
PPS-Mod_1_2_2 | 22 | 1.174 | 15 | 7.3855 | 1.0922 | 6.7619 | 0.0248 | 0.02768 | 24.8 | 27.68 | 58.7358
PPS-Mod_1_2_3 | 23 | 1.1827 | 9 | 1.0885 | 1.0135 | 1.074 | 0.0022 | 0.00358 | 2.2 | 3.58 | 48.28
PPS-Mod_1_2_4 | 24 | 1.1661 | 9 | 1.8452 | 0.99463 | 1.8552 | 0.0049 | 0.00545 | 4.9 | 5.45 | 0.71103
PPS-Mod_1_2_5 | 25 | 1.1817 | 9 | 22.1087 | 1.0022 | 22.0605 | 0.0029 | 0.00343 | 2.9 | 3.43 | 0.78254
PPS-Mod_1_2_6 | 26 | 1.1264 | 14 | 3.2884 | 1.0079 | 3.2627 | 0.0047 | 0.00607 | 4.7 | 6.07 | 0.86821
PPS-Mod_1_2_7 | 27 | 1.1283 | 9 | 1.3025 | 0.95339 | 1.3662 | 0.0038 | 0.00448 | 3.8 | 4.48 | 11.2443
PPS-Mod_1_2_8 | 28 | 1.2018 | 8 | 1.0407 | 0.97137 | 1.0713 | 0.0155 | 0.01677 | 15.5 | 16.77 | 8.1069
PPS-Mod_1_2_9 | 29 | 1.1736 | 14 | 45.0626 | 0.9927 | 45.394 | 0.0054 | 0.00625 | 5.4 | 6.25 | 14.5541
PPS-Mod_1_2_10 | 30 | 1.1452 | 10 | 3.0196 | 0.96992 | 3.1132 | 0.0033 | 0.00388 | 3.3 | 3.88 | 0.76257
PPS-Mod_1_2_11 | 31 | 1.1663 | 9 | 4.1873 | 0.9981 | 4.1952 | 0.004 | 0.0042 | 4 | 4.2 | 9.0842
PPS-Mod_1_2_12 | 32 | 1.1541 | 13 | 1.1157 | 0.98567 | 1.132 | 0.0047 | 0.0052 | 4.7 | 5.2 | 3.2179
PPS-Mod_1_2_13 | 33 | 1.1411 | 9 | 1.2177 | 0.96367 | 1.2636 | 0.0023 | 0.00355 | 2.3 | 3.55 | 0.83111
PPS-Mod_1_2_14 | 34 | 1.1239 | 14 | 1.0606 | 1.0366 | 1.0232 | 0.0055 | 0.00552 | 5.5 | 5.52 | 1.5014
PPS-Mod_1_2_15 | 35 | 1.1774 | 9 | 0.58023 | 1.0038 | 0.57803 | 0.0188 | 0.01974 | 18.8 | 19.74 | 35.6393
PPS-Mod_1_2_16 | 36 | 0.50265 | 7 | 1.1856 | 0.93124 | 1.2731 | 0.0025 | 0.00387 | 2.5 | 3.87 | 5.4556
PPS-Mod_1_2_17 | 37 | 0.1815 | 14 | 67.7109 | 1.0115 | 66.9423 | 0.0063 | 0.00624 | 6.3 | 6.24 | 5.133
PPS-Mod_1_2_18 | 38 | 0.50215 | 14 | 61.3406 | 1.0301 | 59.5477 | 0.0062 | 0.00656 | 6.2 | 6.56 | 2.0626
PPS-Mod_1_2_19 | 39 | 0.13636 | 9 | 1.6097 | 0.9694 | 1.6606 | 0.0033 | 0.00397 | 3.3 | 3.97 | 0.79603
PPS-Mod_1_2_20 | 40 | 0.54412 | 9 | 1.1244 | 0.94488 | 1.19 | 0.0035 | 0.0048 | 3.5 | 4.8 | 0.71778
PPS-Mod_1_3_1 | 41 | 0.64566 | 15 | 1.7415 | 1.1143 | 1.5629 | 0.0045 | 0.00567 | 4.5 | 5.67 | 1.4329
PPS-Mod_1_3_2 | 42 | 0.19849 | 32 | 31.752 | 1.0985 | 28.9045 | 0.0254 | 0.02593 | 25.4 | 25.93 | 57.4854
PPS-Mod_1_3_3 | 43 | 1.6793 | 57 | 1.3138 | 1.0447 | 1.2576 | 0.0026 | 0.00328 | 2.6 | 3.28 | 34.0562
PPS-Mod_1_3_4 | 44 | 1.9964 | 51 | 8.5498 | 1.0422 | 8.2032 | 0.0041 | 0.00484 | 4.1 | 4.84 | 1.194
PPS-Mod_1_3_5 | 45 | 1.6677 | 42 | 2.2874 | 1.0519 | 2.1747 | 0.0024 | 0.0031 | 2.4 | 3.1 | 0.81039
PPS-Mod_1_3_6 | 46 | 1.7693 | 25 | 1.1909 | 1.0184 | 1.1694 | 0.0046 | 0.00558 | 4.6 | 5.58 | 1.3066
PPS-Mod_1_3_7 | 47 | 1.8685 | 44 | 21.2813 | 1.0899 | 19.5258 | 0.0082 | 0.00874 | 8.2 | 8.74 | 16.2825
PPS-Mod_1_3_8 | 48 | 2.0308 | 46 | 2.2498 | 1.0524 | 2.1378 | 0.0102 | 0.01068 | 10.2 | 10.68 | 2.8882
PPS-Mod_1_3_9 | 49 | 1.5374 | 83 | 1.2672 | 1.0394 | 1.2192 | 0.0048 | 0.0054 | 4.8 | 5.4 | 12.3314
PPS-Mod_1_3_10 | 50 | 1.7578 | 97 | 1.8517 | 1.06 | 1.7469 | 0.0036 | 0.0049 | 3.6 | 4.9 | 1.6851
PPS-Mod_1_3_11 | 51 | 1.7678 | 42 | 40.368 | 1.067 | 37.8328 | 0.005 | 0.00648 | 5 | 6.48 | 18.3878
PPS-Mod_1_3_12 | 52 | 2.1086 | 34 | 27.0692 | 1.0782 | 25.1053 | 0.0061 | 0.00662 | 6.1 | 6.62 | 3.0604
PPS-Mod_1_3_13 | 53 | 1.7849 | 46 | 2.1991 | 1.0631 | 2.0687 | 0.0028 | 0.00428 | 2.8 | 4.28 | 1.0657
PPS-Mod_1_3_14 | 54 | 1.7517 | 89 | 1.0577 | 1.0191 | 1.0379 | 0.0043 | 0.00637 | 4.3 | 6.37 | 1.4013
PPS-Mod_1_3_15 | 55 | 0.1732 | 72 | 1.7931 | 1.048 | 1.7111 | 0.0178 | 0.01931 | 17.8 | 19.31 | 27.172
PPS-Mod_1_3_16 | 56 | 0.40268 | 30 | 2.8411 | 1.0723 | 2.6496 | 0.0037 | 0.00567 | 3.7 | 5.67 | 21.8697
PPS-Mod_1_3_17 | 57 | 0.2307 | 34 | 27.7966 | 1.0771 | 25.8059 | 0.0051 | 0.00639 | 5.1 | 6.39 | 2.5418
PPS-Mod_1_3_18 | 58 | 0.56652 | 121 | 13.2036 | 1.041 | 12.6841 | 0.005 | 0.00582 | 5 | 5.82 | 0.84097
PPS-Mod_1_3_19 | 59 | 0.29051 | 54 | 4.2884 | 1.0873 | 3.944 | 0.0026 | 0.00389 | 2.6 | 3.89 | 1.3681
PPS-Mod_1_3_20 | 60 | 0.32392 | 66 | 1.2944 | 1.1133 | 1.1626 | 0.0042 | 0.00573 | 4.2 | 5.73 | 1.9132

## FIG_7
| 1.93 m | 6.1 m | 18.3 m
0-10 | 0.92526 | 0.35825 | 0.11856
10-20 | 0.025773 | 0.061856 | 0.16237
20-30 | 0.012887 | 0.043814 | 0.030928
30-40 | 0.0051546 | 0.048969 | 0.03866
40-50 | 0.012887 | 0.043814 | 0.028351
50-60 | 0.007732 | 0.056701 | 0.061856
60-70 | 0.0025773 | 0.061856 | 0.048969
70-80 | 0.0025773 | 0.061856 | 0.06701
80-90 | 0.0025773 | 0.043814 | 0.046392
90-100 | 0.0025773 | 0.064433 | 0.03866
100-110 | 0 | 0.028351 | 0.056701
110-120 | 0 | 0.059278 | 0.079897
120-130 | 0 | 0.028351 | 0.059278
130-140 | 0 | 0.03866 | 0.15979
Percentage of Drinking Water Activites in Different concentration ranges for different LSL lengths

## FIG_S1
Faucet 1 |  |  |  |  | Faucet 2 |  |  |  |  | Faucet 3 |  |  |  |  | Faucet 4
sampling no. | Sample 1 | Sample 2 | LDM | LDM-ADR | sampling no. | Sample 1 | Sample 2 | LDM | LDM-ADR | sampling no. | Sample 1 | Sample 2 | LDM | LDM-ADR | sampling no. | Sample 1 | Sample 2 | LDM | LDM-ADR
1 | 0 | 2.9 | 0 | 0 | 1 | 53.5 | 2.7 | 0 | 0 | 1 | 114.4 | 0 | 0 | 0 | 1 | 0 | 0 | 0 | 0
2 | 0 | 0 | 0 | 0 | 2 | 0 | 2 | 0 | 0 | 2 | 8.9 | 2.1 | 0 | 0 | 2 | 0 | 0 | 0 | 0
3 | 27.6 | 0 | 0 | 0 | 3 | 0 | 0 | 0 | 0 | 3 | 8.3 | 0 | 0 | 0 | 3 | 0 | 0 | 0 | 0
4 | 0 | 0 | 0 | 0 | 4 | 0 | 0 | 0 | 0 | 4 | 37.5 | 2.1 | 0 | 0 | 4 | 0 | 0 | 0 | 0.0007
5 | 0 | 0 | 0 | 0 | 5 | 2.4 | 0 | 0 | 0 | 5 | 0 | 2.2 | 0 | 0 | 5 | 0 | 2.1 | 0 | 0.055
6 | 0 | 2.4 | 0 | 0 | 6 | 0 | 0 | 0 | 0 | 6 | 0 | 2.6 | 0 | 0.0028 | 6 | 0 | 2.5 | 0 | 0.9696
7 | 0 | 2.4 | 0 | 0 | 7 | 0 | 0 | 0 | 0 | 7 | 25.4 | 2.6 | 0 | 0.0828 | 7 | 0 | 17 | 0 | 6.4799
8 | 18.7 | 2.7 | 0 | 0 | 8 | 0 | 2.4 | 0 | 0.0016 | 8 | 0 | 0 | 0 | 0.9143 | 8 | 33.2 | 48.3 | 0 | 22.1003
9 | 0 | 0 | 0 | 0.0003 | 9 | 0 | 3.3 | 0 | 0.0358 | 9 | 6 | 4.7 | 0 | 4.9413 | 9 | 66.2 | 60.2 | 35.4491 | 45.9744
10 | 0 | 2.4 | 0 | 0.0083 | 10 | 0 | 2.6 | 0 | 0.3659 | 10 | 112.8 | 19.1 | 0 | 15.4857 | 10 | 61.9 | 47.1 | 127.0434 | 64.9455
11 | 0 | 2.9 | 0 | 0.0993 | 11 | 0 | 4.3 | 0 | 2.0698 | 11 | 76.6 | 34.8 | 0 | 31.596 | 11 | 44.9 | 33 | 130 | 67.0682
12 | 0 | 3 | 0 | 0.6738 | 12 | 6.1 | 14.7 | 0 | 7.3155 | 12 | 48.9 | 40.1 | 50.7296 | 45.6553 | 12 | 30.1 | 20.6 | 103.6777 | 53.6868
13 | 0 | 3.5 | 0 | 2.8741 | 13 | 12.4 | 26.7 | 0 | 17.6294 | 13 | 46 | 36.2 | 127.9808 | 49.8454 | 13 | 21.6 | 15.4 | 11.4381 | 34.9714
14 | 5.3 | 4.6 | 0 | 8.3619 | 14 | 35.1 | 30.2 | 5.4702 | 30.9571 | 14 | 36.6 | 26.6 | 130 | 43.2828 | 14 | 16.7 | 12.3 | 1.546 | 19.2894
15 | 20.6 | 11.7 | 0 | 17.6746 | 15 | 51.2 | 26.5 | 79.7018 | 41.7366 | 15 | 26.4 | 19.8 | 91.5953 | 31.1447 | 15 | 13.1 | 10.7 | 1.5463 | 9.3009
16 | 34.5 | 21.5 | 0 | 28.5444 | 16 | 130.8 | 23.5 | 128.0661 | 45.0646 | 16 | 23.7 | 16.3 | 8.7012 | 19.1919 | 16 | 11.7 | 8.7 | 1.5461 | 4.0205
17 | 44.1 | 26.3 | 52.813 | 36.694 | 17 | 46.2 | 18 | 125.9267 | 40.3382 | 17 | 51.7 | 13.8 | 1.5455 | 10.3985 | 17 | 10.5 | 9.8 | 1.5452 | 1.5894
18 | 43.4 | 26.1 | 122.0805 | 38.833 | 18 | 37.1 | 13.8 | 62.7882 | 30.7979 | 18 | 88.3 | 9.7 | 1.5454 | 5.06 | 18 | 10.4 | 6.9 | 1.5443 | 0.5837
19 | 37.8 | 21.7 | 129.9236 | 34.7904 | 19 | 30 | 11.4 | 6.5297 | 20.5336 | 19 | 12 | 8 | 1.5455 | 2.2496 | 19 | 10.2 |  | 1.5443 | 0.2017
20 | 32 | 18.1 | 87.6988 | 27.0067 | 20 | 27 | 8.6 | 1.569 | 12.1905 | 20 | 183.6 | 8.1 | 1.5458 | 0.9265 | 20 | 9.5 |  | 1.545 | 0.0662
21 |  | 14.1 | 15.3551 | 18.522 | 21 |  | 8 | 1.5454 | 6.5499 | 21 |  |  |  | 0.3575 | 21 |  |  |  | 0.0208
22 |  | 11.1 | 1.8709 | 11.4077 | 22 |  | 6.7 | 1.5448 | 3.2284 | 22 |  |  |  | 0.1305 | 22 |  |  |  | 0.0063
23 |  | 9.1 | 1.5464 | 6.3971 | 23 |  |  | 1.5448 | 1.4763 | 23 |  |  |  | 0.0454 | 23 |  |  |  | 0.0019
24 |  | 8 | 1.5457 | 3.3045 | 24 |  |  | 1.5454 | 0.6324 | 24 |  |  |  | 0.0151 | 24 |  |  |  | 0.0005
25 |  | 8.1 | 1.5454 | 1.588 | 25 |  |  | 1.546 | 0.2558 | 25 |  |  |  | 0.0049 | 25 |  |  |  | 0.0001
26 |  |  | 1.5453 | 0.7159 | 26 |  |  | 1.546 | 0.0984 | 26 |  |  |  | 0.0015 | 26
27 |  |  |  | 0.305 | 27 |  |  |  | 0.0362 | 27 |  |  |  | 0.0005
28 |  |  |  | 0.1236 | 28 |  |  |  | 0.0128 | 28 |  |  |  | 0.0001
29 |  |  |  | 0.0479 | 29 |  |  |  | 0.0044 | 29
30 |  |  |  | 0.0178 | 30 |  |  |  | 0.0014
31 |  |  |  | 0.0064 | 31 |  |  |  | 0.0005
32 |  |  |  | 0.0022 | 32 |  |  |  | 0.0001
33 |  |  |  | 0.0007 | 33
34 |  |  |  | 0.0002
35 |  |  |  | 0.0001
36
Sequential Sampling Comparison Data

## FIG_S2
Faucet 4 |  |  |  |  | Uncertainty of model parameters to sequential sampling prediction
sampling no. | Sample 1 | Sample 2
1 | 0 | 0
2 | 0 | 0
3 | 0 | 0
4 | 0 | 0
5 | 0 | 2.1
6 | 0 | 2.5
7 | 0 | 17
8 | 33.2 | 48.3
9 | 66.2 | 60.2
10 | 61.9 | 47.1
11 | 44.9 | 33
12 | 30.1 | 20.6
13 | 21.6 | 15.4
14 | 16.7 | 12.3
15 | 13.1 | 10.7
16 | 11.7 | 8.7
17 | 10.5 | 9.8
18 | 10.4 | 6.9
19 | 10.2
20 | 9.5
21
22
23
24
25
26
sampling no. | lead_conc1 | lead_conc2 | lead_conc3 | lead_conc4 | lead_conc5 | lead_conc6 | lead_conc7 | lead_conc8 | lead_conc9 | lead_conc10 | lead_conc11 | lead_conc12 | lead_conc13 | lead_conc14 | lead_conc15 | lead_conc16 | lead_conc17 | lead_conc18 | lead_conc19 | lead_conc20 | lead_conc21 | lead_conc22 | lead_conc23 | lead_conc24 | lead_conc25 | lead_conc26 | lead_conc27 | lead_conc28 | lead_conc29 | lead_conc30 | lead_conc31 | lead_conc32 | lead_conc33 | lead_conc34 | lead_conc35 | lead_conc36 | lead_conc37 | lead_conc38 | lead_conc39 | lead_conc40 | lead_conc41 | lead_conc42 | lead_conc43 | lead_conc44 | lead_conc45 | lead_conc46 | lead_conc47 | lead_conc48 | lead_conc49 | lead_conc50 | lead_conc51 | lead_conc52 | lead_conc53 | lead_conc54 | lead_conc55 | lead_conc56 | lead_conc57 | lead_conc58 | lead_conc59 | lead_conc60
0 | 0 | 0 | 0 | 0 | 0 | 0 | 0 | 0 | 0 | 0 | 0 | 0 | 0 | 0 | 0 | 0 | 0 | 0 | 0 | 0 | 0 | 0 | 0 | 0 | 0 | 0 | 0 | 0 | 0 | 0 | 0 | 0 | 0 | 0 | 0 | 0 | 0 | 0 | 0 | 0 | 0 | 0 | 0 | 0 | 0 | 0 | 0 | 0 | 0 | 0 | 0 | 0 | 0 | 0 | 0 | 0 | 0 | 0 | 0 | 0
1 | 0 | 0 | 0 | 0 | 0 | 0 | 0 | 0 | 0 | 0 | 0 | 0 | 0 | 0 | 0 | 0 | 0 | 0 | 0 | 0 | 0 | 0 | 0 | 0 | 0 | 0 | 0 | 0 | 0 | 0 | 0 | 0 | 0 | 0 | 0 | 0 | 0 | 0 | 0 | 0 | 0 | 0 | 0 | 0 | 0 | 0 | 0 | 0 | 0 | 0 | 0 | 0 | 0 | 0 | 0 | 0 | 0 | 0 | 0 | 0
2 | 0 | 0 | 0 | 0 | 0 | 0 | 0 | 0 | 0 | 0 | 0 | 0 | 0 | 0 | 0 | 0 | 0 | 0 | 0 | 0 | 0 | 0 | 0 | 0 | 0 | 0 | 0 | 0 | 0 | 0 | 0 | 0 | 0 | 0 | 0 | 0 | 0 | 0 | 0 | 0 | 0 | 0 | 0 | 0 | 0 | 0 | 0 | 0 | 0 | 0 | 0 | 0 | 0 | 0 | 0 | 0 | 0 | 0 | 0 | 0
3 | 0 | 0 | 0 | 0 | 0 | 0 | 0 | 0 | 0 | 0 | 0 | 0 | 0 | 0 | 0 | 0 | 0 | 0 | 0 | 0 | 0 | 0 | 0 | 0 | 0 | 0 | 0 | 0 | 0 | 0 | 0 | 0 | 0 | 0 | 0 | 0 | 0 | 0 | 0 | 0 | 0 | 0 | 0 | 0 | 0 | 0.0001 | 0.0001 | 0.0001 | 0.0001 | 0.0001 | 0 | 0 | 0 | 0 | 0 | 0 | 0 | 0 | 0 | 0
4 | 0.0012 | 0.0012 | 0.0013 | 0.0013 | 0.0013 | 0.0007 | 0.0007 | 0.0007 | 0.0007 | 0.0007 | 0.0013 | 0.0013 | 0.0013 | 0.0013 | 0.0014 | 0.0025 | 0.0025 | 0.0026 | 0.0026 | 0.0026 | 0.0034 | 0.0035 | 0.0035 | 0.0036 | 0.0036 | 0.003 | 0.003 | 0.0031 | 0.0031 | 0.0032 | 0.0089 | 0.0091 | 0.0092 | 0.0093 | 0.0095 | 0.0069 | 0.0071 | 0.0072 | 0.0073 | 0.0074 | 0.0066 | 0.0067 | 0.0068 | 0.0069 | 0.0071 | 0.0159 | 0.0163 | 0.0165 | 0.0167 | 0.0171 | 0.0134 | 0.0137 | 0.0139 | 0.0141 | 0.0144 | 0.0137 | 0.014 | 0.0142 | 0.0144 | 0.0147
5 | 0.081 | 0.0828 | 0.084 | 0.0852 | 0.087 | 0.053 | 0.0542 | 0.055 | 0.0557 | 0.0569 | 0.086 | 0.0879 | 0.0891 | 0.0904 | 0.0923 | 0.1401 | 0.1432 | 0.1453 | 0.1473 | 0.1504 | 0.1816 | 0.1856 | 0.1883 | 0.191 | 0.195 | 0.1667 | 0.1704 | 0.1728 | 0.1753 | 0.179 | 0.3737 | 0.382 | 0.3875 | 0.393 | 0.4013 | 0.3129 | 0.3198 | 0.3245 | 0.3291 | 0.336 | 0.3053 | 0.3121 | 0.3166 | 0.3211 | 0.3279 | 0.5798 | 0.5927 | 0.6013 | 0.6099 | 0.6228 | 0.5167 | 0.5282 | 0.5358 | 0.5435 | 0.555 | 0.531 | 0.5428 | 0.5507 | 0.5586 | 0.5704
6 | 1.2809 | 1.3094 | 1.3284 | 1.3474 | 1.3758 | 0.935 | 0.9557 | 0.9696 | 0.9835 | 1.0042 | 1.3704 | 1.4008 | 1.4211 | 1.4414 | 1.4719 | 1.9431 | 1.9863 | 2.0151 | 2.0439 | 2.0871 | 2.3885 | 2.4416 | 2.477 | 2.5123 | 2.5654 | 2.2635 | 2.3138 | 2.3473 | 2.3808 | 2.4311 | 4.0465 | 4.1365 | 4.1964 | 4.2564 | 4.3463 | 3.5847 | 3.6643 | 3.7174 | 3.7705 | 3.8502 | 3.5561 | 3.6351 | 3.6878 | 3.7405 | 3.8195 | 5.5835 | 5.7076 | 5.7903 | 5.873 | 5.9971 | 5.1836 | 5.2988 | 5.3756 | 5.4524 | 5.5676 | 5.339 | 5.4577 | 5.5368 | 5.6159 | 5.7345
7 | 7.8447 | 8.019 | 8.1353 | 8.2515 | 8.4258 | 6.253 | 6.392 | 6.4846 | 6.5772 | 6.7162 | 8.3789 | 8.5651 | 8.6893 | 8.8134 | 8.9996 | 10.6608 | 10.8977 | 11.0556 | 11.2136 | 11.4505 | 12.4751 | 12.7523 | 12.9371 | 13.1219 | 13.3991 | 12.0878 | 12.3564 | 12.5355 | 12.7146 | 12.9832 | 18.0081 | 18.4082 | 18.675 | 18.9418 | 19.342 | 16.6581 | 17.0283 | 17.2751 | 17.5218 | 17.892 | 16.6753 | 17.0459 | 17.2929 | 17.54 | 17.9105 | 22.4787 | 22.9783 | 23.3113 | 23.6443 | 24.1438 | 21.5122 | 21.9903 | 22.309 | 22.6277 | 23.1057 | 22.0836 | 22.5744 | 22.9015 | 23.2287 | 23.7194
8 | 24.9504 | 25.5049 | 25.8745 | 26.2441 | 26.7986 | 21.4008 | 21.8764 | 22.1934 | 22.5105 | 22.9861 | 26.4001 | 26.9868 | 27.3779 | 27.769 | 28.3557 | 30.7653 | 31.449 | 31.9048 | 32.3606 | 33.0442 | 34.3253 | 35.0881 | 35.5967 | 36.1052 | 36.868 | 33.7759 | 34.5265 | 35.0269 | 35.5273 | 36.2778 | 43.0112 | 43.967 | 44.6042 | 45.2414 | 46.1972 | 41.2408 | 42.1572 | 42.7682 | 43.3792 | 44.2956 | 41.4313 | 42.352 | 42.9658 | 43.5796 | 44.5003 | 48.933 | 50.0204 | 50.7453 | 51.4702 | 52.5576 | 47.9932 | 49.0597 | 49.7707 | 50.4817 | 51.5483 | 48.8802 | 49.9664 | 50.6906 | 51.4147 | 52.5009
9 | 49.0096 | 50.0987 | 50.8248 | 51.5508 | 52.6399 | 44.9016 | 45.8994 | 46.5646 | 47.2298 | 48.2276 | 51.0488 | 52.1832 | 52.9395 | 53.6958 | 54.8302 | 55.0905 | 56.3147 | 57.1309 | 57.947 | 59.1713 | 58.5391 | 59.84 | 60.7072 | 61.5745 | 62.8753 | 58.2312 | 59.5252 | 60.3879 | 61.2506 | 62.5446 | 64.114 | 65.5387 | 66.4885 | 67.4384 | 68.8631 | 63.4783 | 64.8889 | 65.8294 | 66.7698 | 68.1804 | 63.7367 | 65.1531 | 66.0973 | 67.0416 | 68.4579 | 66.5946 | 68.0744 | 69.061 | 70.0476 | 71.5275 | 66.7063 | 68.1887 | 69.1769 | 70.1652 | 71.6476 | 67.1391 | 68.6311 | 69.6258 | 70.6204 | 72.1124
10 | 65.9036 | 67.3682 | 68.3445 | 69.3209 | 70.7854 | 64.2666 | 65.6947 | 66.6468 | 67.5989 | 69.027 | 67.1988 | 68.6921 | 69.6876 | 70.6832 | 72.1765 | 67.6173 | 69.1199 | 70.1216 | 71.1233 | 72.6259 | 68.29 | 69.8076 | 70.8193 | 71.831 | 73.3485 | 68.4361 | 69.9569 | 70.9708 | 71.9847 | 73.5055 | 65.6737 | 67.1332 | 68.1061 | 69.0791 | 70.5385 | 66.9203 | 68.4074 | 69.3989 | 70.3903 | 71.8774 | 66.9321 | 68.4195 | 69.4111 | 70.4026 | 71.89 | 62.3854 | 63.7717 | 64.6959 | 65.6202 | 67.0065 | 63.6059 | 65.0193 | 65.9617 | 66.904 | 68.3174 | 63.0659 | 64.4674 | 65.4017 | 66.336 | 67.7375
11 | 65.1338 | 66.5812 | 67.5462 | 68.5111 | 69.9585 | 67.3782 | 68.8755 | 69.8737 | 70.8719 | 72.3692 | 64.7009 | 66.1387 | 67.0972 | 68.0557 | 69.4935 | 61.1124 | 62.4705 | 63.3759 | 64.2812 | 65.6393 | 58.585 | 59.8869 | 60.7548 | 61.6228 | 62.9247 | 58.9701 | 60.2806 | 61.1542 | 62.0279 | 63.3383 | 49.8015 | 50.9082 | 51.646 | 52.3838 | 53.4905 | 52.0339 | 53.1902 | 53.9611 | 54.732 | 55.8883 | 51.7011 | 52.85 | 53.616 | 54.3819 | 55.5308 | 43.4141 | 44.3788 | 45.022 | 45.6652 | 46.6299 | 44.894 | 45.8916 | 46.5567 | 47.2218 | 48.2194 | 43.7515 | 44.7237 | 45.3719 | 46.0201 | 46.9923
12 | 50.0976 | 51.2109 | 51.9531 | 52.6952 | 53.8085 | 54.7432 | 55.9597 | 56.7707 | 57.5817 | 58.7983 | 48.2961 | 49.3693 | 50.0848 | 50.8003 | 51.8736 | 43.1309 | 44.0894 | 44.7284 | 45.3674 | 46.3258 | 39.2366 | 40.1085 | 40.6898 | 41.2711 | 42.143 | 39.5662 | 40.4454 | 41.0316 | 41.6178 | 42.497 | 29.7281 | 30.3887 | 30.8291 | 31.2696 | 31.9302 | 31.7285 | 32.4335 | 32.9036 | 33.3736 | 34.0787 | 31.2526 | 31.9471 | 32.4101 | 32.8731 | 33.5676 | 23.889 | 24.4199 | 24.7738 | 25.1277 | 25.6586 | 24.9717 | 25.5266 | 25.8965 | 26.2665 | 26.8214 | 23.8838 | 24.4146 | 24.7684 | 25.1223 | 25.653
13 | 31.4571 | 32.1562 | 32.6222 | 33.0883 | 33.7873 | 36.1419 | 36.9451 | 37.4805 | 38.016 | 38.8191 | 29.3483 | 30.0004 | 30.4352 | 30.87 | 31.5222 | 24.956 | 25.5106 | 25.8803 | 26.25 | 26.8046 | 21.5544 | 22.0334 | 22.3527 | 22.672 | 23.151 | 21.7279 | 22.2107 | 22.5326 | 22.8545 | 23.3373 | 14.6798 | 15.006 | 15.2235 | 15.4409 | 15.7672 | 15.9496 | 16.3041 | 16.5404 | 16.7766 | 17.1311 | 15.5499 | 15.8954 | 16.1258 | 16.3562 | 16.7017 | 10.9245 | 11.1673 | 11.3291 | 11.491 | 11.7337 | 11.5106 | 11.7664 | 11.9369 | 12.1074 | 12.3632 | 10.7941 | 11.034 | 11.1939 | 11.3538 | 11.5937
14 | 16.7707 | 17.1434 | 17.3919 | 17.6403 | 18.013 | 20.1681 | 20.6163 | 20.9151 | 21.2139 | 21.6621 | 15.112 | 15.4478 | 15.6717 | 15.8956 | 16.2314 | 12.3133 | 12.5869 | 12.7693 | 12.9518 | 13.2254 | 10.1059 | 10.3305 | 10.4802 | 10.63 | 10.8545 | 10.1661 | 10.392 | 10.5426 | 10.6932 | 10.9191 | 6.2354 | 6.3739 | 6.4663 | 6.5587 | 6.6972 | 6.8766 | 7.0295 | 7.1313 | 7.2332 | 7.386 | 6.6281 | 6.7754 | 6.8736 | 6.9718 | 7.1191 | 4.3157 | 4.4116 | 4.4755 | 4.5395 | 4.6354 | 4.5727 | 4.6743 | 4.7421 | 4.8098 | 4.9114 | 4.2019 | 4.2952 | 4.3575 | 4.4197 | 4.5131
15 | 7.8338 | 8.0078 | 8.1239 | 8.24 | 8.414 | 9.8208 | 10.0391 | 10.1846 | 10.33 | 10.5483 | 6.8086 | 6.9599 | 7.0608 | 7.1616 | 7.3129 | 5.3446 | 5.4634 | 5.5426 | 5.6217 | 5.7405 | 4.1726 | 4.2653 | 4.3271 | 4.389 | 4.4817 | 4.183 | 4.276 | 4.3379 | 4.3999 | 4.4929 | 2.3483 | 2.4005 | 2.4352 | 2.47 | 2.5222 | 2.6225 | 2.6807 | 2.7196 | 2.7584 | 2.8167 | 2.4969 | 2.5523 | 2.5893 | 2.6263 | 2.6818 | 1.5173 | 1.551 | 1.5735 | 1.596 | 1.6297 | 1.6137 | 1.6495 | 1.6734 | 1.6973 | 1.7332 | 1.4525 | 1.4847 | 1.5063 | 1.5278 | 1.56
16 | 3.2868 | 3.3599 | 3.4086 | 3.4572 | 3.5303 | 4.2805 | 4.3757 | 4.4391 | 4.5025 | 4.5976 | 2.7529 | 2.814 | 2.8548 | 2.8956 | 2.9568 | 2.0913 | 2.1377 | 2.1687 | 2.1997 | 2.2462 | 1.5547 | 1.5892 | 1.6123 | 1.6353 | 1.6698 | 1.5516 | 1.586 | 1.609 | 1.632 | 1.6665 | 0.8027 | 0.8205 | 0.8324 | 0.8443 | 0.8622 | 0.906 | 0.9261 | 0.9395 | 0.9529 | 0.9731 | 0.8515 | 0.8705 | 0.8831 | 0.8957 | 0.9146 | 0.4857 | 0.4965 | 0.5037 | 0.5109 | 0.5217 | 0.5177 | 0.5292 | 0.5369 | 0.5446 | 0.5561 | 0.4564 | 0.4665 | 0.4733 | 0.4801 | 0.4902
17 | 1.2632 | 1.2913 | 1.31 | 1.3287 | 1.3568 | 1.704 | 1.7419 | 1.7671 | 1.7923 | 1.8302 | 1.019 | 1.0416 | 1.0567 | 1.0718 | 1.0944 | 0.7519 | 0.7686 | 0.7798 | 0.7909 | 0.8076 | 0.5328 | 0.5446 | 0.5525 | 0.5604 | 0.5723 | 0.5289 | 0.5407 | 0.5485 | 0.5563 | 0.5681 | 0.2536 | 0.2592 | 0.263 | 0.2667 | 0.2724 | 0.2888 | 0.2952 | 0.2995 | 0.3038 | 0.3102 | 0.2679 | 0.2738 | 0.2778 | 0.2818 | 0.2877 | 0.1441 | 0.1473 | 0.1495 | 0.1516 | 0.1548 | 0.1538 | 0.1572 | 0.1595 | 0.1617 | 0.1652 | 0.1327 | 0.1357 | 0.1377 | 0.1396 | 0.1426
18 | 0.4517 | 0.4617 | 0.4684 | 0.4751 | 0.4851 | 0.6295 | 0.6435 | 0.6528 | 0.6621 | 0.6761 | 0.3507 | 0.3585 | 0.3637 | 0.3689 | 0.3767 | 0.2522 | 0.2578 | 0.2615 | 0.2652 | 0.2709 | 0.1705 | 0.1743 | 0.1768 | 0.1793 | 0.1831 | 0.1682 | 0.172 | 0.1745 | 0.1769 | 0.1807 | 0.0751 | 0.0768 | 0.0779 | 0.079 | 0.0807 | 0.0862 | 0.0881 | 0.0894 | 0.0907 | 0.0926 | 0.0789 | 0.0806 | 0.0818 | 0.083 | 0.0847 | 0.0402 | 0.0411 | 0.0417 | 0.0423 | 0.0432 | 0.0429 | 0.0438 | 0.0445 | 0.0451 | 0.046 | 0.0362 | 0.037 | 0.0376 | 0.0381 | 0.0389
19 | 0.1521 | 0.1555 | 0.1577 | 0.16 | 0.1633 | 0.2185 | 0.2234 | 0.2266 | 0.2299 | 0.2347 | 0.1137 | 0.1162 | 0.1179 | 0.1196 | 0.1221 | 0.0798 | 0.0816 | 0.0828 | 0.084 | 0.0857 | 0.0515 | 0.0527 | 0.0534 | 0.0542 | 0.0553 | 0.0505 | 0.0516 | 0.0524 | 0.0531 | 0.0543 | 0.0211 | 0.0216 | 0.0219 | 0.0222 | 0.0226 | 0.0244 | 0.0249 | 0.0253 | 0.0256 | 0.0262 | 0.022 | 0.0225 | 0.0228 | 0.0231 | 0.0236 | 0.0106 | 0.0109 | 0.011 | 0.0112 | 0.0114 | 0.0113 | 0.0116 | 0.0118 | 0.0119 | 0.0122 | 0.0094 | 0.0096 | 0.0097 | 0.0099 | 0.0101
20 | 0.0487 | 0.0498 | 0.0505 | 0.0512 | 0.0523 | 0.072 | 0.0736 | 0.0747 | 0.0758 | 0.0774 | 0.035 | 0.0358 | 0.0363 | 0.0369 | 0.0376 | 0.0241 | 0.0246 | 0.025 | 0.0253 | 0.0259 | 0.0149 | 0.0152 | 0.0154 | 0.0156 | 0.016 | 0.0145 | 0.0148 | 0.015 | 0.0152 | 0.0155 | 0.0057 | 0.0058 | 0.0059 | 0.006 | 0.0061 | 0.0066 | 0.0067 | 0.0068 | 0.0069 | 0.0071 | 0.0059 | 0.006 | 0.0061 | 0.0062 | 0.0063 | 0.0027 | 0.0028 | 0.0028 | 0.0028 | 0.0029 | 0.0029 | 0.0029 | 0.003 | 0.003 | 0.0031 | 0.0023 | 0.0024 | 0.0024 | 0.0025 | 0.0025
21 | 0.015 | 0.0153 | 0.0155 | 0.0157 | 0.0161 | 0.0227 | 0.0232 | 0.0236 | 0.0239 | 0.0244 | 0.0104 | 0.0106 | 0.0107 | 0.0109 | 0.0111 | 0.007 | 0.0071 | 0.0072 | 0.0073 | 0.0075 | 0.0041 | 0.0042 | 0.0043 | 0.0043 | 0.0044 | 0.004 | 0.0041 | 0.0041 | 0.0042 | 0.0043 | 0.0015 | 0.0015 | 0.0015 | 0.0015 | 0.0016 | 0.0017 | 0.0017 | 0.0018 | 0.0018 | 0.0018 | 0.0015 | 0.0015 | 0.0016 | 0.0016 | 0.0016 | 0.0007 | 0.0007 | 0.0007 | 0.0007 | 0.0007 | 0.0007 | 0.0007 | 0.0007 | 0.0007 | 0.0008 | 0.0006 | 0.0006 | 0.0006 | 0.0006 | 0.0006
22 | 0.0044 | 0.0045 | 0.0046 | 0.0047 | 0.0048 | 0.0069 | 0.0071 | 0.0072 | 0.0073 | 0.0074 | 0.003 | 0.003 | 0.0031 | 0.0031 | 0.0032 | 0.002 | 0.002 | 0.002 | 0.0021 | 0.0021 | 0.0011 | 0.0011 | 0.0011 | 0.0012 | 0.0012 | 0.0011 | 0.0011 | 0.0011 | 0.0011 | 0.0011 | 0.0004 | 0.0004 | 0.0004 | 0.0004 | 0.0004 | 0.0004 | 0.0004 | 0.0004 | 0.0005 | 0.0005 | 0.0004 | 0.0004 | 0.0004 | 0.0004 | 0.0004 | 0.0002 | 0.0002 | 0.0002 | 0.0002 | 0.0002 | 0.0002 | 0.0002 | 0.0002 | 0.0002 | 0.0002 | 0.0001 | 0.0001 | 0.0001 | 0.0001 | 0.0001
23 | 0.0013 | 0.0013 | 0.0013 | 0.0013 | 0.0014 | 0.002 | 0.0021 | 0.0021 | 0.0021 | 0.0022 | 0.0008 | 0.0008 | 0.0008 | 0.0009 | 0.0009 | 0.0005 | 0.0005 | 0.0006 | 0.0006 | 0.0006 | 0.0003 | 0.0003 | 0.0003 | 0.0003 | 0.0003 | 0.0003 | 0.0003 | 0.0003 | 0.0003 | 0.0003 | 0.0001 | 0.0001 | 0.0001 | 0.0001 | 0.0001 | 0.0001 | 0.0001 | 0.0001 | 0.0001 | 0.0001 | 0.0001 | 0.0001 | 0.0001 | 0.0001 | 0.0001 | 0 | 0 | 0 | 0 | 0 | 0 | 0 | 0 | 0 | 0 | 0 | 0 | 0 | 0 | 0
24 | 0.0004 | 0.0004 | 0.0004 | 0.0004 | 0.0004 | 0.0006 | 0.0006 | 0.0006 | 0.0006 | 0.0006 | 0.0002 | 0.0002 | 0.0002 | 0.0002 | 0.0002 | 0.0001 | 0.0001 | 0.0001 | 0.0001 | 0.0002 | 0.0001 | 0.0001 | 0.0001 | 0.0001 | 0.0001 | 0.0001 | 0.0001 | 0.0001 | 0.0001 | 0.0001 | 0 | 0 | 0 | 0 | 0 | 0 | 0 | 0 | 0 | 0 | 0 | 0 | 0 | 0 | 0 | 0 | 0 | 0 | 0 | 0 | 0 | 0 | 0 | 0 | 0 | 0 | 0 | 0 | 0 | 0
25 | 0.0001 | 0.0001 | 0.0001 | 0.0001 | 0.0001 | 0.0002 | 0.0002 | 0.0002 | 0.0002 | 0.0002 | 0.0001 | 0.0001 | 0.0001 | 0.0001 | 0.0001 | 0 | 0 | 0 | 0 | 0 | 0 | 0 | 0 | 0 | 0 | 0 | 0 | 0 | 0 | 0 | 0 | 0 | 0 | 0 | 0 | 0 | 0 | 0 | 0 | 0 | 0 | 0 | 0 | 0 | 0 | 0 | 0 | 0 | 0 | 0 | 0 | 0 | 0 | 0 | 0 | 0 | 0 | 0 | 0 | 0
26 | 0 | 0 | 0 | 0 | 0 | 0 | 0 | 0 | 0 | 0 | 0 | 0 | 0 | 0 | 0 | 0 | 0 | 0 | 0 | 0 | 0 | 0 | 0 | 0 | 0 | 0 | 0 | 0 | 0 | 0 | 0 | 0 | 0 | 0 | 0 | 0 | 0 | 0 | 0 | 0 | 0 | 0 | 0 | 0 | 0 | 0 | 0 | 0 | 0 | 0 | 0 | 0 | 0 | 0 | 0 | 0 | 0 | 0 | 0 | 0
27 | 0 | 0 | 0 | 0 | 0 | 0 | 0 | 0 | 0 | 0 | 0 | 0 | 0 | 0 | 0 | 0 | 0 | 0 | 0 | 0 | 0 | 0 | 0 | 0 | 0 | 0 | 0 | 0 | 0 | 0 | 0 | 0 | 0 | 0 | 0 | 0 | 0 | 0 | 0 | 0 | 0 | 0 | 0 | 0 | 0 | 0 | 0 | 0 | 0 | 0 | 0 | 0 | 0 | 0 | 0 | 0 | 0 | 0 | 0 | 0
28 | 0 | 0 | 0 | 0 | 0 | 0 | 0 | 0 | 0 | 0 | 0 | 0 | 0 | 0 | 0 | 0 | 0 | 0 | 0 | 0 | 0 | 0 | 0 | 0 | 0 | 0 | 0 | 0 | 0 | 0 | 0 | 0 | 0 | 0 | 0 | 0 | 0 | 0 | 0 | 0 | 0 | 0 | 0 | 0 | 0 | 0 | 0 | 0 | 0 | 0 | 0 | 0 | 0 | 0 | 0 | 0 | 0 | 0 | 0 | 0
29 | 0 | 0 | 0 | 0 | 0 | 0 | 0 | 0 | 0 | 0 | 0 | 0 | 0 | 0 | 0 | 0 | 0 | 0 | 0 | 0 | 0 | 0 | 0 | 0 | 0 | 0 | 0 | 0 | 0 | 0 | 0 | 0 | 0 | 0 | 0 | 0 | 0 | 0 | 0 | 0 | 0 | 0 | 0 | 0 | 0 | 0 | 0 | 0 | 0 | 0 | 0 | 0 | 0 | 0 | 0 | 0 | 0 | 0 | 0 | 0
30 | 0 | 0 | 0 | 0 | 0 | 0 | 0 | 0 | 0 | 0 | 0 | 0 | 0 | 0 | 0 | 0 | 0 | 0 | 0 | 0 | 0 | 0 | 0 | 0 | 0 | 0 | 0 | 0 | 0 | 0 | 0 | 0 | 0 | 0 | 0 | 0 | 0 | 0 | 0 | 0 | 0 | 0 | 0 | 0 | 0 | 0 | 0 | 0 | 0 | 0 | 0 | 0 | 0 | 0 | 0 | 0 | 0 | 0 | 0 | 0
31 | 0 | 0 | 0 | 0 | 0 | 0 | 0 | 0 | 0 | 0 | 0 | 0 | 0 | 0 | 0 | 0 | 0 | 0 | 0 | 0 | 0 | 0 | 0 | 0 | 0 | 0 | 0 | 0 | 0 | 0 | 0 | 0 | 0 | 0 | 0 | 0 | 0 | 0 | 0 | 0 | 0 | 0 | 0 | 0 | 0 | 0 | 0 | 0 | 0 | 0 | 0 | 0 | 0 | 0 | 0 | 0 | 0 | 0 | 0 | 0
32 | 0 | 0 | 0 | 0 | 0 | 0 | 0 | 0 | 0 | 0 | 0 | 0 | 0 | 0 | 0 | 0 | 0 | 0 | 0 | 0 | 0 | 0 | 0 | 0 | 0 | 0 | 0 | 0 | 0 | 0 | 0 | 0 | 0 | 0 | 0 | 0 | 0 | 0 | 0 | 0 | 0 | 0 | 0 | 0 | 0 | 0 | 0 | 0 | 0 | 0 | 0 | 0 | 0 | 0 | 0 | 0 | 0 | 0 | 0 | 0
33 | 0 | 0 | 0 | 0 | 0 | 0 | 0 | 0 | 0 | 0 | 0 | 0 | 0 | 0 | 0 | 0 | 0 | 0 | 0 | 0 | 0 | 0 | 0 | 0 | 0 | 0 | 0 | 0 | 0 | 0 | 0 | 0 | 0 | 0 | 0 | 0 | 0 | 0 | 0 | 0 | 0 | 0 | 0 | 0 | 0 | 0 | 0 | 0 | 0 | 0 | 0 | 0 | 0 | 0 | 0 | 0 | 0 | 0 | 0 | 0
34 | 0 | 0 | 0 | 0 | 0 | 0 | 0 | 0 | 0 | 0 | 0 | 0 | 0 | 0 | 0 | 0 | 0 | 0 | 0 | 0 | 0 | 0 | 0 | 0 | 0 | 0 | 0 | 0 | 0 | 0 | 0 | 0 | 0 | 0 | 0 | 0 | 0 | 0 | 0 | 0 | 0 | 0 | 0 | 0 | 0 | 0 | 0 | 0 | 0 | 0 | 0 | 0 | 0 | 0 | 0 | 0 | 0 | 0 | 0 | 0