## Table 1
Simulation Parameter | Simulation Set 1 – "Large Building" | Simulation Set 2 – “Large Building – AWWA” | Simulation Set 3 – “Random Generator” | Note (Units):
Geographic Coverage
Geographic Coverage | Entire U.S. | AWWA Citiesa | Entire U.S. | see Figure S1 for Simulation Set 1, Figure S11 for Simulation Set 3
# of ZIP Codes | 40873 | 3382 | 1276
NEWR Inputs
Building Type | Mixed Use | Mixed Use | Mixed Use | 70% residential,
30% commercial
Building Occupants | 1100 | 1100 | min = 50 | count (persons)
max = 1,100
Building Floors | 19 | 19 | min = 2 | count (floors)
max = 20
Building Footprint/Occ. | 18.2 | 18.2 | min = 10 | Used to constrain area/occupant ratio (ft2/person)
max = 20
Building Footprint | 20000 | 20000 | min = 500 | Calculated as building occupants x area/occupant (ft2)
max = 22,000
Irrigated Area | 0 | 0 | min = 0% | High water use area as a percentage of total building footprint (ft2 )
max = 100%
Resulting Water Balanceb
SWAc – RWH | 17 – 4,703 | 163 – 610 | 159 – 1227 | Variable (gpd)
SWA – ACH | 0 – 2,956 | 12 – 356 | 0.8 – 173 | Variable (gpd)
SWA – GWMBR | 14445 | 14445 | 959 – 13,172 | Generation of 13.1 gpcd (gpd)
SWA – WWMBR | 31925 | 31925 | 2,119 – 29,110 | Generation of 29.0 gpcd (gpd)
Non-potable Demand | 11166 | 11166 | 909 – 10,463 | Per-capita demand of 10.2 gpcd multiplied by occupancy (gpd)
a – each of the 234 cities included within AWWA’s 2019 rate survey (AWWA, 2019)
b – for Simulation Set 3, water balance results represent simulated ranges, not maximum ranges based on NEWR inputs
c – SWA = Source Water Availability
Is it possible to create building scenarios that don't make any sense? Do we want to control for this?
[5 empty] | Table 1. Range of inputs for random scenerio generation |  |  |  |  | # of floors | Building Occupants | Footprint | Source Water | Thermal Recovery | Water Use Efficiency | End Uses | Drinking Water Displaced | DWT Energy | Potable Demand Met
[5 empty] | Variable | Min. | Max. | Units | Description | 5 | Small | Small, min | Small, min | NG | High | All | Yes | Low
[5 empty] | Zipcode | Random, uniform coverage of U.S. |  |  | Random selection from representational grid (see SI Figure X) | 10 | Medium | Small, max | Small, max | Electric | Standard |  | No | Median
[5 empty] | Building Occupants | 50 | 1100 | occ | Representative of typical small to large buildings (EIA, 2016; Census Bureau, 2018; Ghimire et al., 2019; Morelli et al., 2019) | 20 | Large | Large, min | Large, min | None |  |  |  | High
[5 empty] | Building Floors | 2 | 20 | floors | Representative of typical small to large buildings (EIA, 2016; Census Bureau, 2018; Ghimire et al., 2019; Morelli et al., 2019) |  |  | Large, Max | Large, Max
[5 empty] | Building Footprint | 10 | 20 | sf/occ | Bounded to maintain realistic occupancy rates based on a default of 18 sf/occ (20,000 building with 1,100 occupants based on Morelli et al., 2019) |  |  | Medium, min | Medium, min
[5 empty] | Irrigated Area | 0% | 100% | sfirr/sfbldg | Portion of total building footprint |  |  | Medium, max | Medium, max
[5 empty] | Thermal Recovery | Natural Gas/Electricity/None |  |  | Three options total
[5 empty] | Displaced Drinking Water Energy | 0.27 | 0.65 | kWh/m3 | Based on literature review of acquisition, treatment and distribution
Pairwise comparison
And Maps of GWP.

## Figure 2
Results based on reduced ZIP datasets, model runs 4 through 6
[15 empty] | No TR |  | Electric |  |  |  |  | NG
|  |  | red_5 | red_5 | red_5 | red_5 | red_5 | red_5 | red_5 | red_5 | red_5 | red_5 | red_5 | red_5 | red_5 | red_5 | red_6 | red_6 | red_6 | red_6 | red_6 | red_7 | red_7 | red_7 | red_7 | red_7
Large Building |  |  | bld_occ | bld_floors | bld_area | demand_np_annual | precip_ann | ach_ann | rwh_annual | ach_annual | gw_trt_annual | ww_trt_annual | gwp_rwh_net | gwp_ach_net | gwp_gwmbr_net | gwp_wwmbr_net | bld_occ | gw_trt_annual | gwp_gwmbr_net | ww_trt_annual | gwp_wwmbr_net | bld_occ | gw_trt_annual | gwp_gwmbr_net | ww_trt_annual | gwp_wwmbr_net |  | demand_gpd | gwp_rwh_ddw
Mixed Use |  | 0.38425 | 225 | 12 | 2925 | 898848.2098 | 19.252 | 3.9935 | 27082.9082 | 13279.336 | 946183.2289 | 946183.2289 | 0.0012422 | 0.0017117 | 0.00050109 | 0.00096896 | 129 | 537912.9927 | -0.0044596 | 537912.9927 | -0.0036864 | 114 | 462302.1139 | -0.0022666 | 462302.1139 | -0.0015329 | 0.030131 | 2.4609 | 0.0011715 | 207566.5202 | gpy |  |  |  | No TR |  | Elec TR |  | NG TR
50-1100 | ppl | 0.38425 | 197 | 16 | 1970 | 760152.29 | 22.874 | 3.816 | 21672.146 | 11295.7003 | 800172.8314 | 800172.8314 | 0.0019341 | 0.0023679 | 0.00080749 | 0.0012666 | 723 | 2930600.0902 | -0.0044205 | 2930600.0902 | -0.0035731 | 393 | 1688117.3961 | -0.0020162 | 1688117.3961 | -0.0012293 | 0.02851 | 2.0812 | 0.0010249 | 4954486.5435 | gpy |  | RWH | ACH | GWMBR | WWMBR | GWMBR | WWMBR | GWMBR | WWMBR
2 to 20 | floors | 0.38425 | 241 | 12 | 2892 | 944176.2374 | 25.3149 | 6.0396 | 35210.1665 | 20432.6785 | 993891.0472 | 993891.0472 | 0.00091718 | 0.0010357 | 0.00056698 | 0.0010378 | 679 | 2847335.6869 | -0.0044565 | 2847335.6869 | -0.0036206 | 676 | 2697502.2029 | -0.0022464 | 2697502.2029 | -0.0014606 | 0.037292 | 2.585 | 0.0010116 | 568.6754 | gpd | min | -0.0023664 | -0.0025168 | -0.00016041 | 0.00062067 | -0.013481 | -0.01156 | -0.0050235 | -0.0044219
500-22000 | bld_area (sf) | 0.38425 | 637 | 2 | 12740 | 2539734.0563 | 27.2835 | 5.6923 | 167171.8252 | 27614.9743 | 2673479.2204 | 2673479.2204 | -0.0002288 | 0.0005089 | 0.00032905 | 0.00084762 | 849 | 3571428.0811 | -0.0043997 | 3571428.0811 | -0.0035698 | 84 | 330916.1978 | -0.0020708 | 330916.1978 | -0.0013608 | 0.065823 | 6.9534 | 0.00096184 | 13573.9357 |  | max | 0.056922 | 80.7031 | 0.0019714 | 0.0025201 | -0.0018982 | -0.0013618 | 0.0089536 | 0.010401
Thermal recovery varied |  | 0.38425 | 545 | 4 | 5995 | 2055139.7324 | 24.7327 | 5.5561 | 71310.633 | 23809.2451 | 2163319.4924 | 2163319.4924 | 2.8631e-05 | 0.00057587 | 0.00024625 | 0.00075672 | 531 | 2275906.3635 | -0.0044884 | 2275906.3635 | -0.0036566 | 266 | 1125676.5786 | -0.0022272 | 1125676.5786 | -0.001453 | 0.034699 | 5.6267 | 0.0010394
High Efficiency |  | 0.38425 | 194 | 12 | 2134 | 724722.0698 | 20.4329 | 5.3982 | 20970.9449 | 13925.1193 | 762867.6241 | 762867.6241 | 0.0020449 | 0.0019596 | 0.00088198 | 0.0013406 | 299 | 1225597.9478 | -0.0040694 | 1225597.9478 | -0.0032649 | 106 | 426113.2391 | -0.0017322 | 426113.2391 | -0.0010157 | 0.028937 | 1.9842 | 0.00098777
|  | 0.38425 | 611 | 18 | 7332 | 2397705.5523 | 16.811 | 2.1884 | 59280.1889 | 24714.9627 | 2523956.3123 | 2523956.3123 | 0.00070948 | 0.0010923 | 0.00059892 | 0.0011022 | 888 | 3511350.2332 | -0.0043445 | 3511350.2332 | -0.0034962 | 488 | 1907109.99 | -0.002098 | 1907109.99 | -0.001302 | 0.024724 | 6.5646 | 0.0010546
|  | 0.38425 | 130 | 6 | 1430 | 512469.5487 | 17.2834 | 3.4538 | 11886.6313 | 4140.3233 | 539454.4649 | 539454.4649 | 0.0033954 | 0.0063446 | 0.00077586 | 0.0012219 | 514 | 2141444.5188 | -0.0042854 | 2141444.5188 | -0.0034629 | 757 | 3060787.3827 | -0.0021546 | 3060787.3827 | -0.0013545 | 0.023195 | 1.4031 | 0.0010657
|  | 0.38425 | 905 | 12 | 10860 | 3461577.194 | 15.1969 | 2.5338 | 79374.0253 | 32190.0012 | 3643810.167 | 3643810.167 | 0.00046387 | 0.0007745 | 0.00054604 | 0.0010668 | 789 | 3292694.7127 | -0.0043243 | 3292694.7127 | -0.0034825 | 878 | 3497515.838 | -0.002142 | 3497515.838 | -0.0013398 | 0.02293 | 9.4773 | 0.0010527
|  | 0.38425 | 92 | 9 | 1656 | 347021.4548 | 20.315 | 3.7737 | 16179.71 | 5259.5516 | 365288.233 | 365288.233 | 0.0024017 | 0.0049148 | 0.00079123 | 0.001207 | 370 | 1453489.3158 | -0.0043027 | 1453489.3158 | -0.0034925 | 221 | 928125.9433 | -0.0020723 | 928125.9433 | -0.0013118 | 0.046625 | 0.95009 | 0.00097816
|  | 0.38425 | 713 | 20 | 12121 | 2818259.3962 | 17.126 | 3.3406 | 99836.1822 | 62263.4864 | 2966662.416 | 2966662.416 | 0.00021313 | 0.00022444 | 0.00037326 | 0.00087297 | 829 | 3274631.5323 | -0.0047137 | 3274631.5323 | -0.003863 | 958 | 3839010.884 | -0.0023936 | 3839010.884 | -0.0015818 | 0.035425 | 7.716 | 0.0011715
|  | 0.38425 | 1075 | 5 | 20425 | 4174095.8051 | 19.1338 | 2.9717 | 187956.2924 | 35178.9536 | 4393864.387 | 4393864.387 | -4.8664e-05 | 0.00050546 | 0.00044111 | 0.00097153 | 754 | 3039535.8925 | -0.0043736 | 3039535.8925 | -0.003542 | 1075 | 4473889.2231 | -0.0022743 | 4473889.2231 | -0.0014505 | 0.045029 | 11.4281 | 0.0010917
|  | 0.38425 | 475 | 18 | 8075 | 1796546.9353 | 17.4016 | 2.4033 | 67581.1047 | 27444.8048 | 1891116.9463 | 1891116.9463 | 0.00038851 | 0.00075086 | 0.00042871 | 0.00091367 | 134 | 566121.0329 | -0.0044647 | 566121.0329 | -0.0036902 | 263 | 1026444.2208 | -0.0022024 | 1026444.2208 | -0.0014487 | 0.037617 | 4.9187 | 0.0011715
|  | 0.38425 | 934 | 17 | 13076 | 3556460.8449 | 17.5197 | 2.5776 | 110178.0677 | 47769.9889 | 3743682.3704 | 3743682.3704 | 0.00025071 | 0.00043652 | 0.00045458 | 0.00096883 | 741 | 2966782.7051 | -0.004412 | 2966782.7051 | -0.0035746 | 949 | 3843099.4495 | -0.0022821 | 3843099.4495 | -0.001464 | 0.03098 | 9.7371 | 0.0011065
|  | 0.38425 | 375 | 15 | 4500 | 1390383.0938 | 17.2048 | 2.4559 | 37235.3737 | 14975.6177 | 1463561.1513 | 1463561.1513 | 0.00086878 | 0.0015379 | 0.00044449 | 0.00092877 | 493 | 1924095.0603 | -0.0044934 | 1924095.0603 | -0.0036649 | 1040 | 4058942.9263 | -0.0024037 | 4058942.9263 | -0.0015885 | 0.026781 | 3.8067 | 0.0010505
|  | 0.38425 | 481 | 6 | 5772 | 1820211.2743 | 17.7953 | 2.2237 | 49399.8023 | 10259.4221 | 1916027.3742 | 1916027.3742 | 0.00046105 | 0.0022461 | 0.00039045 | 0.00089418 | 254 | 1070522.6848 | -0.0043864 | 1070522.6848 | -0.0035951 | 134 | 538246.69 | -0.0021297 | 538246.69 | -0.0013956 | 0.02714 | 4.9835 | 0.0010505
|  | 0.38425 | 526 | 5 | 8416 | 2071273.702 | 17.3229 | 2.4346 | 70116.4467 | 12915.9141 | 2180339.0876 | 2180339.0876 | 0.00019252 | 0.0016915 | 0.00037411 | 0.00088232 | 235 | 966221.7446 | -0.0043759 | 966221.7446 | -0.0035872 | 289 | 1132765.69 | -0.0022312 | 1132765.69 | -0.0014658 | 0.033852 | 5.6708 | 0.0011715
|  | 0.38425 | 991 | 2 | 15856 | 3700026.0639 | 19.0158 | 2.3961 | 145011.2888 | 16911.0432 | 3894775.1061 | 3894775.1061 | -0.00025026 | 0.0010711 | 0.00021261 | 0.00074402 | 773 | 3165357.8489 | -0.0044633 | 3165357.8489 | -0.0036324 | 300 | 1242299.1306 | -0.0021993 | 1242299.1306 | -0.0014204 | 0.039192 | 10.1301 | 0.0011381
|  | 0.38425 | 866 | 13 | 17320 | 3348518.2856 | 18.3071 | 1.6732 | 152496.9001 | 30719.8209 | 3524814.0755 | 3524814.0755 | 2.0736e-05 | 0.00063355 | 0.00040451 | 0.00091544 | 502 | 2106476.557 | -0.0044164 | 2106476.557 | -0.0035971 | 1091 | 4375390.4792 | -0.0023651 | 4375390.4792 | -0.0015395 | 0.045542 | 9.1677 | 0.0011381
|  | 0.38425 | 447 | 20 | 7152 | 1775398.4143 | 17.8347 | 2.0477 | 61346.0901 | 22796.8547 | 1868890.1662 | 1868890.1662 | 0.00053726 | 0.0010372 | 0.00049391 | 0.00097851 | 995 | 4156839.5992 | -0.0045281 | 4156839.5992 | -0.0036728 | 106 | 436197.1605 | -0.0021908 | 436197.1605 | -0.0014616 | 0.034553 | 4.8608 | 0.0011381
|  | 0.38425 | 973 | 8 | 14595 | 3873441.2912 | 18.0708 | 2.2907 | 126845.4965 | 27985.0829 | 4077418.6084 | 4077418.6084 | 1.6368e-05 | 0.00065829 | 0.00036483 | 0.0008913 | 235 | 950222.4386 | -0.0044835 | 950222.4386 | -0.0036811 | 498 | 2130555.9289 | -0.0022652 | 2130555.9289 | -0.0014685 | 0.032747 | 10.6049 | 0.0011381
|  | 0.38425 | 696 | 13 | 6960 | 2661718.3965 | 20.9843 | 2.8203 | 70242.0698 | 25858.3154 | 2801843.0279 | 2801843.0279 | 0.00026815 | 0.00071556 | 0.0003498 | 0.00086291 | 732 | 2939863.3239 | -0.004539 | 2939863.3239 | -0.0036999 | 479 | 1927439.5506 | -0.0023194 | 1927439.5506 | -0.0015246 | 0.02639 | 7.2874 | 0.0010505
|  | 0.38425 | 445 | 4 | 8455 | 1716724.1564 | 18.4252 | 2.8525 | 74923.7312 | 12489.0461 | 1807106.1982 | 1807106.1982 | 0.00019312 | 0.0018033 | 0.00045571 | 0.00095697 | 760 | 3165902.7434 | -0.0043308 | 3165902.7434 | -0.003497 | 119 | 465731.4838 | -0.0018737 | 465731.4838 | -0.001163 | 0.043643 | 4.7001 | 0.0010657
|  | 0.38425 | 573 | 19 | 10887 | 2264371.8244 | 17.8346 | 3.1897 | 93382.4299 | 50147.6189 | 2383608.2036 | 2383608.2036 | 0.00051 | 0.00059796 | 0.00069509 | 0.0011856 | 365 | 1432022.107 | -0.0041608 | 1432022.107 | -0.003345 | 233 | 952964.5266 | -0.0019301 | 952964.5266 | -0.0011652 | 0.04124 | 6.1995 | 0.0010193
|  | 0.38425 | 194 | 14 | 2134 | 727886.9269 | 21.5354 | 2.6768 | 22102.4762 | 7610.5029 | 766200.3857 | 766200.3857 | 0.0016042 | 0.0032369 | 0.00053372 | 0.00099083 | 168 | 680575.9818 | -0.0043181 | 680575.9818 | -0.0035491 | 496 | 2011657.1176 | -0.0023182 | 2011657.1176 | -0.0015253 | 0.030365 | 1.9928 | 0.0011715
|  | 0.38425 | 832 | 17 | 9984 | 3190171.697 | 22.5984 | 3.166 | 108511.5178 | 46736.6102 | 3358119.8567 | 3358119.8567 | 8.2097e-05 | 0.00027456 | 0.0003384 | 0.00085191 | 829 | 3545237.5847 | -0.0045478 | 3545237.5847 | -0.0037099 | 928 | 3761942.1041 | -0.002397 | 3761942.1041 | -0.0015828 | 0.034014 | 8.7342 | 0.0011715
|  | 0.38425 | 474 | 8 | 8532 | 1854340.1188 | 18.819 | 3.4674 | 77221.9854 | 23071.8473 | 1951977.7818 | 1951977.7818 | 0.00037321 | 0.0010033 | 0.00060408 | 0.0011033 | 79 | 310092.5033 | -0.0041635 | 310092.5033 | -0.0034225 | 1016 | 4151412.1349 | -0.002206 | 4151412.1349 | -0.0013874 | 0.041644 | 5.0769 | 0.0010639
|  | 0.38425 | 357 | 11 | 4284 | 1408527.3962 | 19.9606 | 3.0433 | 41126.0149 | 14446.4523 | 1482696.1714 | 1482696.1714 | 0.00073155 | 0.001576 | 0.00047988 | 0.00096914 | 254 | 1036393.7552 | -0.0043374 | 1036393.7552 | -0.0035467 | 866 | 3410586.7346 | -0.002346 | 3410586.7346 | -0.0015314 | 0.029198 | 3.8563 | 0.0011474
|  | 0.38425 | 527 | 19 | 8432 | 1971327.3897 | 28.4252 | 5.4467 | 115273.0279 | 68654.0095 | 2075088.7818 | 2075088.7818 | 0.00029448 | 0.00032273 | 0.00067183 | 0.0011602 | 452 | 1869274.5366 | -0.0042205 | 1869274.5366 | -0.0034001 | 520 | 2134413.0677 | -0.0020635 | 2134413.0677 | -0.001272 | 0.058475 | 5.3972 | 0.0010379
|  | 0.47799 | 87 | 7 | 1740 | 347528.4427 | 25.7086 | 7.6584 | 21514.0042 | 9188.5675 | 365829.9268 | 365829.9268 | 0.0014295 | 0.0023986 | 0.00083103 | 0.001301 | 694 | 2724288.7644 | -0.0056124 | 2724288.7644 | -0.0046319 | 171 | 713413.9639 | -0.0005611 | 713413.9639 | 0.00028633 | 0.061906 | 0.95148 | 0.0011577
|  | 0.47799 | 994 | 5 | 15904 | 4086497.3839 | 24.803 | 7.3329 | 189716.0853 | 73514.6568 | 4301745.1265 | 4301745.1265 | -0.00032623 | -0.00017644 | 0.00043802 | 0.0010355 | 639 | 2689525.03 | -0.0055561 | 2689525.03 | -0.0045878 | 204 | 802994.4686 | -0.00053575 | 802994.4686 | 0.00031052 | 0.046425 | 11.1882 | 0.0011415
|  | 0.47799 | 491 | 19 | 8347 | 1920628.0478 | 27.008 | 6.4642 | 108421.75 | 79637.1464 | 2021755.9212 | 2021755.9212 | -0.00018515 | -0.00023606 | 0.00044159 | 0.00099109 | 327 | 1318503.4937 | -0.0055731 | 1318503.4937 | -0.0046446 | 1045 | 4515105.236 | -0.0009682 | 4515105.236 | -4.0418e-05 | 0.056451 | 5.2584 | 0.0012426
|  | 0.45739 | 257 | 3 | 2570 | 980512.8401 | 27.6377 | 5.5499 | 34160.8443 | 9981.8929 | 1032130.4204 | 1032130.4204 | 0.00078956 | 0.0022606 | 0.00069426 | 0.0012211 | 691 | 2785679.8757 | -0.0051133 | 2785679.8757 | -0.0041575 | 1009 | 4036466.8146 | -0.00091532 | 4036466.8146 | -9.6013e-06 | 0.03484 | 2.6845 | 0.0010081
|  | 0.67103 | 63 | 6 | 1008 | 243668.7095 | 25.1968 | 6.2281 | 12215.1694 | 4345.0433 | 256497.6261 | 256497.6261 | 0.0033198 | 0.0060581 | 0.0019714 | 0.0025201 | 314 | 1284351.7037 | -0.0070076 | 1284351.7037 | -0.005772 | 177 | 743451.4358 | 0.0034523 | 743451.4358 | 0.0044926 | 0.05013 | 0.66713 | 0.0010711
|  | 0.67103 | 544 | 7 | 9792 | 2065626.7042 | 24.7242 | 5.7172 | 116435.9865 | 40202.9235 | 2174364.3892 | 2174364.3892 | -3.7013e-05 | 0.00027784 | 0.001241 | 0.0019377 | 398 | 1656771.8613 | -0.0072689 | 1656771.8613 | -0.006031 | 508 | 2012009.9495 | 0.0027328 | 2012009.9495 | 0.0038415 | 0.056368 | 5.6554 | 0.001226
|  | 0.2075 | 804 | 19 | 16080 | 3271807.7408 | 19.0158 | 4.2978 | 147059.8842 | 98862.7662 | 3444130.6504 | 3444130.6504 | 0.00071065 | 0.00069734 | 0.00053713 | 0.00091674 | 237 | 996311.3543 | -0.0019642 | 996311.3543 | -0.0014401 | 545 | 2185524.2498 | -0.0049096 | 2185524.2498 | -0.0043082 | 0.044948 | 8.9577 | 0.00058735
|  | 0.2075 | 934 | 16 | 16812 | 3522098.6802 | 23.8583 | 5.4667 | 192908.9827 | 117077.3856 | 3707497.1966 | 3707497.1966 | 0.00057356 | 0.00058701 | 0.00053089 | 0.00091723 | 241 | 1025106.3405 | -0.0019579 | 1025106.3405 | -0.0014326 | 981 | 4197645.0741 | -0.0049388 | 4197645.0741 | -0.0043283 | 0.054771 | 9.643 | 0.00064766
|  | 0.2075 | 420 | 14 | 5040 | 1579164.5675 | 21.8503 | 4.2805 | 52964.09 | 27901.7116 | 1662287.7318 | 1662287.7318 | 0.0010476 | 0.001218 | 0.00046774 | 0.00084251 | 271 | 1074336.3777 | -0.0020804 | 1074336.3777 | -0.00155 | 274 | 1096341.8318 | -0.0049669 | 1096341.8318 | -0.0043776 | 0.033539 | 4.3235 | 0.00070579
|  | 0.2075 | 1024 | 16 | 17408 | 4062669.5867 | 18.819 | 3.663 | 157557.4686 | 82301.886 | 4276606.3453 | 4276606.3453 | 0.00073488 | 0.00079763 | 0.00058418 | 0.00097602 | 592 | 2357707.074 | -0.0019762 | 2357707.074 | -0.0014193 | 769 | 3184133.7383 | -0.0049597 | 3184133.7383 | -0.004339 | 0.038782 | 11.123 | 0.00061158
|  | 0.2075 | 109 | 17 | 1090 | 408913.8154 | 16.4567 | 3.225 | 8627.0601 | 5499.0228 | 430437.6068 | 430437.6068 | 0.0054654 | 0.0054481 | 0.00078541 | 0.0011105 | 868 | 3711050.011 | -0.002026 | 3711050.011 | -0.0014495 | 385 | 1600289.0635 | -0.0049003 | 1600289.0635 | -0.0042969 | 0.021098 | 1.1195 | 0.00060958
|  | 0.2075 | 236 | 6 | 2596 | 887085.4191 | 17.2836 | 3.2438 | 21579.0573 | 7059.27 | 933779.2099 | 933779.2099 | 0.0023393 | 0.0042026 | 0.00068889 | 0.001053 | 591 | 2426100.9307 | -0.0019721 | 2426100.9307 | -0.0014158 | 403 | 1693469.1691 | -0.0047939 | 1693469.1691 | -0.0042053 | 0.024326 | 2.4287 | 0.00060958
|  | 0.2075 | 369 | 15 | 6273 | 1493704.7133 | 19.9606 | 4.4236 | 60220.236 | 34102.3231 | 1572373.6427 | 1572373.6427 | 0.00097545 | 0.0010659 | 0.00048347 | 0.00085118 | 769 | 3112695.5766 | -0.0021968 | 3112695.5766 | -0.0016239 | 431 | 1822051.2117 | -0.0049703 | 1822051.2117 | -0.0043866 | 0.040316 | 4.0895 | 0.00064047
|  | 0.2075 | 943 | 6 | 15088 | 3587624.6426 | 19.4094 | 3.827 | 140843.6787 | 39963.9252 | 3776485.439 | 3776485.439 | 0.00046222 | 0.00084575 | 0.00038825 | 0.0007901 | 735 | 3134823.0513 | -0.0021667 | 3134823.0513 | -0.001609 | 753 | 3209774.7024 | -0.0050235 | 3209774.7024 | -0.0044219 | 0.039258 | 9.8224 | 0.00070579
|  | 0.2075 | 177 | 6 | 1947 | 692207.2443 | 23.0709 | 4.3393 | 21603.4973 | 7082.5013 | 728654.3459 | 728654.3459 | 0.0022422 | 0.0040952 | 0.00063837 | 0.00099359 | 343 | 1399153.1591 | -0.0020136 | 1399153.1591 | -0.0014657 | 687 | 2775982.8577 | -0.0049341 | 2775982.8577 | -0.0043203 | 0.03121 | 1.8952 | 0.00064866
|  | 0.2075 | 572 | 17 | 8580 | 2281106.6338 | 15.9055 | 3.9035 | 65633.8965 | 46647.8855 | 2401232.4032 | 2401232.4032 | 0.0011356 | 0.0010693 | 0.00059304 | 0.00097238 | 944 | 3885060.0671 | -0.0020572 | 3885060.0671 | -0.0014849 | 1001 | 3946537.0822 | -0.0049157 | 3946537.0822 | -0.0042985 | 0.028773 | 6.2453 | 0.00062962
|  | 0.2075 | 153 | 13 | 2754 | 567847.0024 | 17.9527 | 3.7096 | 23778.6549 | 11121.6998 | 597733.9271 | 597733.9271 | 0.0022052 | 0.0028513 | 0.00072233 | 0.0010561 | 833 | 3261236.6887 | -0.0020578 | 3261236.6887 | -0.0014824 | 985 | 3990450.9222 | -0.005014 | 3990450.9222 | -0.004387 | 0.041875 | 1.5547 | 0.0005643
|  | 0.2075 | 1026 | 7 | 16416 | 3945529.2076 | 19.4882 | 4.1924 | 153862.4507 | 51882.7988 | 4153248.2176 | 4153248.2176 | 0.0006085 | 0.0008607 | 0.00054401 | 0.00094684 | 961 | 3772949.296 | -0.0020271 | 3772949.296 | -0.0014618 | 954 | 3737233.279 | -0.0049036 | 3737233.279 | -0.0042839 | 0.038997 | 10.8023 | 0.0006216
|  | 0.2075 | 464 | 18 | 6960 | 1852897.0857 | 21.9684 | 3.5563 | 73536.2097 | 36002.938 | 1950473.8093 | 1950473.8093 | 0.00092487 | 0.0011025 | 0.0005305 | 0.00090311 | 695 | 2839384.0768 | -0.0020988 | 2839384.0768 | -0.0015419 | 261 | 1090724.2126 | -0.0048894 | 1090724.2126 | -0.0043072 | 0.039687 | 5.073 | 0.00067271
|  | 0.2075 | 1057 | 12 | 12684 | 4030581.7246 | 17.9133 | 3.5722 | 109276.1553 | 53004.2673 | 4242764.5943 | 4242764.5943 | 0.00082249 | 0.00094836 | 0.00057428 | 0.00097503 | 453 | 1825669.7809 | -0.0019416 | 1825669.7809 | -0.0013943 | 464 | 1832399.8053 | -0.0048277 | 1832399.8053 | -0.0042215 | 0.027112 | 11.0351 | 0.00060757
|  | 0.2075 | 711 | 5 | 11376 | 2636166.3457 | 17.7953 | 4.1611 | 97361.7724 | 29839.3625 | 2774911.9429 | 2774911.9429 | 0.0007846 | 0.0012625 | 0.00060206 | 0.00099763 | 217 | 953715.4812 | -0.0018982 | 955958.2265 | -0.0013618 | 600 | 2507525.3872 | -0.0048202 | 2507525.3872 | -0.0042206 | 0.036933 | 7.2174 | 0.00054025
|  | 0.2075 | 193 | 14 | 3281 | 737063.6775 | 16.8109 | 4.9573 | 26527.1608 | 18984.329 | 775865.5504 | 775865.5504 | 0.0018986 | 0.0017207 | 0.00054976 | 0.00089393 | 900 | 3757391.9594 | -0.0021719 | 3757391.9594 | -0.0016145 | 115 | 485874.3639 | -0.0048626 | 485874.3639 | -0.0043154 | 0.03599 | 2.018 | 0.00064047
|  | 0.2075 | 1074 | 20 | 15036 | 4062664.9484 | 18.1496 | 4.1111 | 131248.0771 | 99061.415 | 4276523.373 | 4276523.373 | 0.00080839 | 0.0007589 | 0.00054721 | 0.00093743 | 191 | 793153.9899 | -0.0020164 | 793153.9899 | -0.0014833 | 253 | 1091323.746 | -0.0048036 | 1091323.746 | -0.004226 | 0.032306 | 11.123 | 0.00063263
|  | 0.2075 | 372 | 6 | 4092 | 1401819.1455 | 18.504 | 4.3374 | 36416.2162 | 14878.7394 | 1475608.6029 | 1475608.6029 | 0.0013424 | 0.0019974 | 0.00046233 | 0.00084153 | 697 | 2897610.4395 | -0.0022791 | 2897610.4395 | -0.0017031 | 618 | 2491503.767 | -0.0050181 | 2491503.767 | -0.0044152 | 0.025978 | 3.838 | 0.00070579
|  | 0.67771 | 1098 | 13 | 19764 | 4170884.7955 | 24.4882 | 5.2416 | 232769.0762 | 112776.5673 | 4390447.1039 | 4390447.1039 | -0.0011376 | -0.0010762 | 0.00016548 | 0.00089242 | 576 | 2346729.1325 | -0.0086772 | 2346729.1325 | -0.0073893 | 205 | 801113.2525 | 0.0020839 | 801113.2525 | 0.0031451 | 0.055808 | 11.4193 | 0.0019447
|  | 0.47799 | 855 | 4 | 10260 | 3395781.0456 | 24.6063 | 4.9331 | 121419.1672 | 34205.6591 | 3574601.4366 | 3574601.4366 | -0.00033145 | 0.00011789 | 0.00033579 | 0.00092879 | 1097 | 4492988.6887 | -0.0057897 | 4492988.6887 | -0.0047858 | 194 | 775731.6553 | -0.0004554 | 775731.6553 | 0.00037969 | 0.035756 | 9.2971 | 0.0012869
|  | 0.47799 | 313 | 8 | 3443 | 1200270.6556 | 20.7873 | 3.9878 | 34421.4119 | 13205.5512 | 1263459.5449 | 1263459.5449 | 0.00054516 | 0.001363 | 0.00043417 | 0.00097965 | 982 | 3835434.7613 | -0.0058301 | 3835434.7613 | -0.0048356 | 603 | 2442686.1389 | -0.00092851 | 2442686.1389 | -2.2393e-05 | 0.028678 | 3.2862 | 0.0014185
|  | 0.47799 | 369 | 3 | 4059 | 1372862.1033 | 25.1181 | 3.2009 | 49034.2357 | 8484.7609 | 1445119.9938 | 1445119.9938 | 0.00034588 | 0.0026763 | 0.00063769 | 0.0011938 | 207 | 821588.5704 | -0.0051642 | 821588.5704 | -0.004241 | 403 | 1693580.5955 | -0.00044477 | 1693580.5955 | 0.0004398 | 0.035717 | 3.7587 | 0.0012015
|  | 0.47799 | 816 | 20 | 10608 | 3038538.9567 | 22.874 | 4.1448 | 116699.5556 | 71704.5426 | 3198467.5631 | 3198467.5631 | 0.0002142 | 0.00022997 | 0.00075194 | 0.0013238 | 367 | 1566379.0703 | -0.0054485 | 1566379.0703 | -0.0044845 | 1057 | 4559598.8717 | -0.00056969 | 4559598.8717 | 0.00035251 | 0.038406 | 8.3191 | 0.0011899
|  | 0.47799 | 330 | 16 | 4290 | 1264852.7628 | 26.7324 | 4.3502 | 55155.4989 | 25825.5931 | 1331441.3639 | 1331441.3639 | 0.00048331 | 0.00076446 | 0.00080112 | 0.0013399 | 617 | 2519114.4368 | -0.0054126 | 2519114.4368 | -0.004433 | 509 | 2026804.5966 | -0.00053888 | 2026804.5966 | 0.00035771 | 0.043606 | 3.463 | 0.0012315
|  | 0.67771 | 781 | 18 | 10153 | 3049473.1123 | 17.0867 | 3.1685 | 83434.5936 | 48490.5825 | 3210036.4678 | 3210036.4678 | -0.00025726 | -0.00020577 | 0.00065107 | 0.0013641 | 289 | 1161469.7249 | -0.007838 | 1161469.7249 | -0.0065937 | 936 | 3676757.6798 | 0.0024517 | 3676757.6798 | 0.0035926 | 0.02736 | 8.349 | 0.0017221
|  | 0.47799 | 296 | 14 | 3552 | 1116591.0264 | 20.315 | 5.384 | 34704.3055 | 24733.3997 | 1175367.027 | 1175367.027 | 0.00062322 | 0.00049248 | 0.00047668 | 0.0010122 | 102 | 419198.6874 | -0.0054369 | 419198.6874 | -0.0045541 | 1007 | 4191289.843 | -0.0011792 | 4191289.843 | -0.00024883 | 0.031081 | 3.0571 | 0.0014092
|  | 0.47799 | 389 | 18 | 4279 | 1507483.7022 | 25.3937 | 5.9029 | 52259.0903 | 39890.84 | 1586852.4103 | 1586852.4103 | 0.00048153 | 0.00034689 | 0.00069988 | 0.0012479 | 406 | 1615598.0051 | -0.0054076 | 1615598.0051 | -0.0044499 | 997 | 3943907.1251 | -0.00071318 | 3943907.1251 | 0.00021115 | 0.034666 | 4.1273 | 0.0012684
|  | 0.67771 | 547 | 4 | 8205 | 2208056.7844 | 28.4645 | 6.6948 | 112324.8168 | 32412.2438 | 2324346.0987 | 2324346.0987 | -0.00077126 | -0.00030667 | 0.00052183 | 0.0012319 | 697 | 2987088.956 | -0.0079344 | 2987088.956 | -0.006646 | 761 | 3131529.6545 | 0.0025737 | 3131529.6545 | 0.0037058 | 0.05087 | 6.0453 | 0.001463
|  | 0.47799 | 585 | 17 | 5850 | 2195577.0276 | 28.307 | 5.1515 | 79642.2068 | 47143.1795 | 2311144.909 | 2311144.909 | -0.00011347 | -7.0451e-05 | 0.0003502 | 0.00091636 | 753 | 2961395.4008 | -0.0059835 | 2961395.4008 | -0.0049931 | 52 | 206679.0814 | -0.00044276 | 206679.0814 | 0.00030089 | 0.036274 | 6.0112 | 0.0014185
|  | 0.47799 | 692 | 13 | 8996 | 2730762.6837 | 26.1417 | 4.9692 | 113103.7091 | 53580.1787 | 2874556.5548 | 2874556.5548 | 7.6829e-05 | 0.00021055 | 0.00069026 | 0.0012659 | 1081 | 4322024.8064 | -0.0054545 | 4322024.8064 | -0.0044648 | 667 | 2613897.9741 | -0.00056415 | 2613897.9741 | 0.00034476 | 0.041418 | 7.4764 | 0.0012222
|  | 0.47799 | 296 | 6 | 3552 | 1143709.9676 | 31.5748 | 6.7134 | 53939.5277 | 19060.5689 | 1203924.7039 | 1203924.7039 | 0.00041938 | 0.0010569 | 0.00081015 | 0.0013545 | 860 | 3454248.7329 | -0.0054294 | 3454248.7329 | -0.0044462 | 969 | 3909010.4711 | -0.00061901 | 3909010.4711 | 0.00030045 | 0.047162 | 3.1313 | 0.0010741
|  | 0.47799 | 933 | 20 | 17727 | 3612703.6914 | 27.5589 | 6.6646 | 234958.2495 | 177904.2159 | 3802910.6192 | 3802910.6192 | -0.00018461 | -0.00021216 | 0.00056678 | 0.0011366 | 97 | 392077.0125 | -0.0051638 | 392077.0125 | -0.0042942 | 78 | 320965.7906 | -0.00029623 | 320965.7906 | 0.00049159 | 0.065037 | 9.891 | 0.0012823
|  | 0.47799 | 580 | 3 | 5800 | 2179385.4429 | 25.9442 | 8.6589 | 72370.5464 | 35146.7637 | 2294102.1242 | 2294102.1242 | -0.00018764 | -9.5178e-07 | 0.00031368 | 0.00089054 | 580 | 2437805.7902 | -0.0055689 | 2437805.7902 | -0.0046061 | 224 | 900391.9073 | -0.00078479 | 900391.9073 | 7.651e-05 | 0.033207 | 5.9668 | 0.0011577
|  | 0.47799 | 826 | 18 | 13216 | 3282273.6857 | 25.9448 | 8.8434 | 164908.838 | 167494.3704 | 3455117.4844 | 3455117.4844 | -0.00020835 | -0.00030515 | 0.00047029 | 0.0010442 | 131 | 547966.5744 | -0.0055372 | 547966.5744 | -0.0046294 | 351 | 1506164.836 | -0.0006885 | 1506164.836 | 0.00019719 | 0.050242 | 8.9864 | 0.0011577
|  | 0.48343 | 110 | 20 | 2200 | 421497.4191 | 25.1181 | 7.3104 | 26576.8215 | 24000.3478 | 443687.2442 | 443687.2442 | 0.0011817 | 0.00070741 | 0.00086216 | 0.0013276 | 122 | 494626.076 | -0.0055595 | 494626.076 | -0.0046519 | 694 | 2962109.6679 | -0.0006707 | 2962109.6679 | 0.00024253 | 0.063053 | 1.154 | 0.0013324
|  | 0.47799 | 182 | 16 | 2730 | 680419.4412 | 25.6692 | 8.1083 | 33702.9996 | 29463.7919 | 716233.3581 | 716233.3581 | 0.0010548 | 0.00071046 | 0.00098471 | 0.001488 | 486 | 2026217.0051 | -0.0053056 | 2026217.0051 | -0.0043364 | 817 | 3359656.1208 | -0.00054057 | 3359656.1208 | 0.00037389 | 0.049533 | 1.8629 | 0.0011945
|  | 0.47799 | 952 | 18 | 14280 | 3808037.912 | 27.6772 | 7.3385 | 190083.2871 | 152428.3749 | 4008578.1938 | 4008578.1938 | -0.00018895 | -0.00023415 | 0.00051019 | 0.001091 | 146 | 613990.4078 | -0.0052974 | 613990.4078 | -0.0043906 | 873 | 3815690.4463 | -0.00072996 | 3815690.4463 | 0.0001753 | 0.049916 | 10.4258 | 0.0012984
|  | 0.48343 | 388 | 20 | 5820 | 1474183.7783 | 25.8661 | 9.6654 | 72401.4912 | 88769.7721 | 1551787.394 | 1551787.394 | 0.00035108 | 6.6235e-05 | 0.00082011 | 0.0013624 | 128 | 525410.6065 | -0.005171 | 525410.6065 | -0.0042702 | 1076 | 4443763.9686 | -0.00054249 | 4443763.9686 | 0.00038972 | 0.049113 | 4.0361 | 0.0010775
|  | 0.48343 | 405 | 4 | 8100 | 1519876.3408 | 26.7717 | 8.4151 | 104292.8517 | 34373.6849 | 1599877.525 | 1599877.525 | -0.00054699 | -0.00016016 | 0.00021058 | 0.0007713 | 585 | 2352602.4128 | -0.0060245 | 2352602.4128 | -0.005034 | 1040 | 4111414.0056 | -0.00092354 | 4111414.0056 | 8.083e-06 | 0.068619 | 4.1612 | 0.0012806
|  | 0.47799 | 371 | 19 | 6307 | 1424954.845 | 24.055 | 10.1086 | 72966.2062 | 94098.854 | 1499973.2778 | 1499973.2778 | 0.00014477 | -0.00015313 | 0.00060667 | 0.0011423 | 440 | 1829082.8595 | -0.0055368 | 1829082.8595 | -0.0045798 | 533 | 2249553.5174 | -0.00074527 | 2249553.5174 | 0.00015458 | 0.051206 | 3.9013 | 0.0011577
|  | 0.47799 | 721 | 2 | 14420 | 2751439.8568 | 29.6183 | 10.9528 | 205408.7607 | 60141.9982 | 2896285.4189 | 2896285.4189 | -0.00058672 | -0.00033603 | 0.00027955 | 0.00086506 | 219 | 931006.0676 | -0.0056345 | 931006.0676 | -0.0046955 | 992 | 3975461.7672 | -0.00082849 | 3975461.7672 | 9.2271e-05 | 0.074655 | 7.533 | 0.0011577
|  | 0.48343 | 200 | 2 | 2600 | 792005.1031 | 36.9684 | 11.3813 | 46227.1987 | 15367.79 | 833710.8402 | 833710.8402 | 0.00056232 | 0.0014093 | 0.00092579 | 0.0014579 | 1042 | 4428828.8285 | -0.005318 | 4428828.8285 | -0.0043065 | 119 | 519464.8238 | 7.3837e-05 | 519464.8238 | 0.00088584 | 0.058367 | 2.1684 | 0.00093555
|  | 0.48343 | 837 | 12 | 8370 | 3212649.5195 | 27.2835 | 11.1896 | 109829.5272 | 117594.108 | 3381782.3818 | 3381782.3818 | -0.0003176 | -0.00047572 | 0.00028202 | 0.00087107 | 827 | 3707403.5829 | -0.005875 | 3711299.9499 | -0.0048849 | 465 | 2006824.5815 | -0.0010092 | 2006824.5815 | -9.9658e-05 | 0.034187 | 8.7958 | 0.0012806
|  | 0.48343 | 680 | 2 | 8160 | 2721817.3309 | 26.0235 | 8.5124 | 102129.0845 | 38364.7626 | 2865155.3671 | 2865155.3671 | -0.00010901 | 0.00018632 | 0.00055559 | 0.0011457 | 1068 | 4382908.6292 | -0.0054441 | 4382908.6292 | -0.0044525 | 414 | 1699124.978 | -0.00031906 | 1699124.978 | 0.00056561 | 0.037522 | 7.4519 | 0.0011993
|  | 0.67771 | 491 | 17 | 8347 | 1881375.5548 | 23.622 | 6.1044 | 94828.8869 | 68911.7623 | 1980420.9735 | 1980420.9735 | -0.00047191 | -0.00052613 | 0.0006843 | 0.0013679 | 509 | 2167036.1595 | -0.0080189 | 2167036.1595 | -0.0067531 | 450 | 1894570.7709 | 0.0025481 | 1894570.7709 | 0.0036374 | 0.050404 | 5.1509 | 0.0017614
|  | 0.67771 | 655 | 4 | 9170 | 2669635.0563 | 24.0946 | 5.7481 | 106263.1365 | 32393.4798 | 2810243.7207 | 2810243.7207 | -0.00068708 | -0.000244 | 0.00053855 | 0.0012586 | 723 | 2844623.3131 | -0.0078676 | 2844623.3131 | -0.006582 | 985 | 4180174.9908 | 0.0023021 | 4180174.9908 | 0.0034552 | 0.039804 | 7.3091 | 0.0016468
|  | 0.67771 | 277 | 17 | 4709 | 1120826.9653 | 23.3857 | 5.3776 | 52963.0075 | 34248.1522 | 1179857.3677 | 1179857.3677 | 0.00010777 | 9.6953e-05 | 0.0010134 | 0.0016679 | 241 | 963659.5534 | -0.0076294 | 963659.5534 | -0.0064083 | 96 | 382551.139 | 0.0030956 | 382551.139 | 0.0040983 | 0.047254 | 3.0687 | 0.0016468
|  | 0.67771 | 808 | 10 | 15352 | 3197419.5058 | 21.496 | 6.5627 | 158714.348 | 89500.09 | 3365789.6643 | 3365789.6643 | -0.00067128 | -0.00063354 | 0.00060335 | 0.0013221 | 175 | 715981.945 | -0.0080167 | 715981.945 | -0.006803 | 740 | 3122574.1929 | 0.0024579 | 3122574.1929 | 0.0035886 | 0.049638 | 8.7541 | 0.0017385
|  | 0.67771 | 615 | 3 | 6150 | 2280228.2737 | 29.0945 | 7.6635 | 86055.6894 | 32983.5124 | 2400240.2882 | 2400240.2882 | -0.00061237 | -0.00027991 | 0.00056121 | 0.0012749 | 65 | 259837.4807 | -0.0072998 | 259837.4807 | -0.0061854 | 104 | 419432.0978 | 0.0030888 | 419432.0978 | 0.0040875 | 0.03774 | 6.2429 | 0.0016501
|  | 0.67771 | 1067 | 3 | 18139 | 3967212.8275 | 26.4173 | 9.7492 | 230459.8862 | 86288.745 | 4176018.1821 | 4176018.1821 | -0.00086373 | -0.00072875 | 0.00051632 | 0.0012552 | 167 | 655273.0636 | -0.0074759 | 655273.0636 | -0.0062847 | 302 | 1300779.5378 | 0.002898 | 1300779.5378 | 0.0039688 | 0.058091 | 10.8616 | 0.0016174
|  | 0.48343 | 818 | 18 | 10634 | 3151381.3842 | 18.189 | 5.403 | 93024.866 | 86604.5933 | 3317293.4738 | 3317293.4738 | -0.00011893 | -0.00026382 | 0.00030228 | 0.00088192 | 489 | 1934678.4935 | -0.0057975 | 1934678.4935 | -0.0048222 | 280 | 1114005.2544 | -0.00072121 | 1114005.2544 | 0.0001564 | 0.029519 | 8.628 | 0.0014328
|  | 0.67771 | 100 | 7 | 1800 | 407235.2772 | 23.7008 | 7.2943 | 20517.7193 | 9428.8553 | 428684.0733 | 428684.0733 | 0.0011673 | 0.0019649 | 0.0011121 | 0.0017066 | 673 | 2736871.8903 | -0.0079697 | 2736871.8903 | -0.0066904 | 959 | 3997872.3988 | 0.0024633 | 3997872.3988 | 0.0036066 | 0.050383 | 1.1149 | 0.001709
|  | 0.67771 | 1049 | 6 | 12588 | 4083050.5167 | 24.0944 | 6.1566 | 145870.1483 | 61946.6821 | 4298029.4968 | 4298029.4968 | -0.00063473 | -0.00048406 | 0.00060059 | 0.0013393 | 216 | 903352.7611 | -0.0077448 | 903352.7611 | -0.0065191 | 86 | 367932.7848 | 0.0030005 | 367932.7848 | 0.0039962 | 0.035726 | 11.1788 | 0.0017058
|  | 0.67771 | 552 | 12 | 8280 | 2243235.3526 | 26.4961 | 5.2389 | 105512.9742 | 47024.2616 | 2361383.1796 | 2361383.1796 | -0.00030486 | -0.00012733 | 0.0009043 | 0.0016065 | 583 | 2364995.1515 | -0.0077646 | 2364995.1515 | -0.0064929 | 483 | 2022735.8375 | 0.0027658 | 2022735.8375 | 0.0038805 | 0.047036 | 6.1416 | 0.0016174
|  | 0.67771 | 199 | 17 | 2587 | 760548.3964 | 27.9528 | 6.1284 | 34778.8582 | 22918.5251 | 800586.8289 | 800586.8289 | -6.5208e-05 | -0.00010614 | 0.00052541 | 0.0011585 | 816 | 3440818.9641 | -0.0087489 | 3440818.9641 | -0.0074448 | 704 | 2899500.4571 | 0.0020629 | 2899500.4571 | 0.003198 | 0.045729 | 2.0823 | 0.0019447
|  | 0.67771 | 315 | 17 | 3465 | 1200535.2133 | 22.8742 | 6.1294 | 38119.1078 | 32230.3543 | 1263735.0146 | 1263735.0146 | 0.00046462 | 0.00018815 | 0.0010224 | 0.0016878 | 76 | 336051.5139 | -0.0073354 | 336051.5139 | -0.0061928 | 860 | 3431645.0249 | 0.0026454 | 3431645.0249 | 0.0037837 | 0.031752 | 3.2869 | 0.0016272
|  | 0.48343 | 158 | 15 | 1580 | 617150.016 | 34.4094 | 9.7373 | 26147.3549 | 22167.1257 | 649644.7948 | 649644.7948 | 0.0013788 | 0.00097186 | 0.0010055 | 0.001514 | 356 | 1415789.3747 | -0.0054978 | 1415789.3747 | -0.0045295 | 1097 | 4907514.1772 | -0.00046352 | 4909593.3194 | 0.00045442 | 0.042368 | 1.6897 | 0.0011993
|  | 0.48343 | 1056 | 19 | 15840 | 4259233.8719 | 26.181 | 10.6505 | 199450.4324 | 255806.6911 | 4483548.94 | 4483548.94 | 1.2284e-05 | -9.6873e-05 | 0.00070547 | 0.0012931 | 211 | 943218.6308 | -0.0054328 | 943965.1667 | -0.0044852 | 865 | 3381598.3183 | -0.00045333 | 3381598.3183 | 0.00047121 | 0.046828 | 11.6611 | 0.0010495
|  | 0.48343 | 416 | 5 | 5408 | 1573061.562 | 27.6771 | 11.0791 | 71986.4638 | 42215.6549 | 1655867.1918 | 1655867.1918 | 0.00022602 | 0.00027926 | 0.00078197 | 0.0013455 | 129 | 530851.0502 | -0.0053736 | 530851.0502 | -0.0044586 | 985 | 4297468.4382 | -0.00053551 | 4297468.4382 | 0.00039892 | 0.045762 | 4.3068 | 0.0010728
|  | 0.48343 | 774 | 2 | 13932 | 3108123.9968 | 30.4724 | 11.1135 | 204180.2356 | 63385.5916 | 3271809.8782 | 3271809.8782 | -0.00032885 | -0.00010285 | 0.00053285 | 0.0011272 | 648 | 2692055.9133 | -0.0056061 | 2692055.9133 | -0.004609 | 683 | 2942516.4781 | -0.00040505 | 2942516.4781 | 0.00050047 | 0.065692 | 8.5096 | 0.0010495
|  | 0.48343 | 235 | 8 | 3995 | 885979.4096 | 44.5275 | 13.5646 | 85553.6751 | 43173.4202 | 932616.0853 | 932616.0853 | -9.9534e-05 | 3.4362e-05 | 0.00065988 | 0.0011894 | 453 | 1827404.7793 | -0.0056195 | 1827404.7793 | -0.0046478 | 419 | 1754394.4741 | -0.00062972 | 1754394.4741 | 0.00026947 | 0.096564 | 2.4257 | 0.001169
|  | 0.48343 | 983 | 2 | 18677 | 3973032.116 | 45.7875 | 15.3177 | 411289.5022 | 112814.304 | 4182277.3878 | 4182277.3878 | -0.00071756 | -0.00057387 | 0.00022202 | 0.00082528 | 158 | 651208.9138 | -0.0054425 | 651208.9138 | -0.0045236 | 733 | 3111086.4413 | -0.00072283 | 3111086.4413 | 0.0002021 | 0.10352 | 10.8776 | 0.001169
|  | 0.48343 | 543 | 16 | 5973 | 2152673.2861 | 39.37 | 13.1994 | 113097.109 | 114775.5345 | 2266030.5978 | 2266030.5978 | -0.00017008 | -0.00031099 | 0.00051762 | 0.0010869 | 826 | 3282897.3557 | -0.005723 | 3282897.3557 | -0.0047209 | 359 | 1456826.0627 | -0.00058192 | 1456826.0627 | 0.00029998 | 0.052538 | 5.8937 | 0.001169
|  | 0.48343 | 348 | 11 | 6960 | 1498886.6697 | 35.433 | 11.7788 | 118607.1139 | 76778.1054 | 1573135.4363 | 1577863.3132 | 6.9204e-05 | 6.5524e-05 | 0.00085949 | 0.0014102 | 81 | 354478.2685 | -0.0052422 | 354478.2685 | -0.0043557 | 168 | 735913.4286 | -0.00018529 | 735913.4286 | 0.0006615 | 0.07913 | 4.1037 | 0.0010471
|  | 0.48343 | 140 | 13 | 2100 | 533893.2644 | 30.0787 | 11.5105 | 30378.8921 | 27696.4692 | 561999.151 | 561999.151 | 0.0011188 | 0.00069453 | 0.0010087 | 0.0015048 | 509 | 2045069.2311 | -0.0053872 | 2045069.2311 | -0.0044117 | 640 | 2682131.498 | -0.00064016 | 2682131.498 | 0.0002817 | 0.056901 | 1.4617 | 0.0010635
|  | 0.48343 | 828 | 11 | 14076 | 3496105.0246 | 42.4014 | 14.639 | 287047.0108 | 202338.3988 | 3680290.0511 | 3680290.0511 | -0.00043792 | -0.00045062 | 0.00044382 | 0.0010322 | 905 | 3535794.657 | -0.005726 | 3535794.657 | -0.0047252 | 329 | 1393606.1819 | -0.00059384 | 1393606.1819 | 0.00029559 | 0.082105 | 9.5718 | 0.001169
|  | 0.48343 | 182 | 12 | 2366 | 750934.6943 | 37.9134 | 13.7632 | 43142.0768 | 37019.5351 | 790489.6428 | 790489.6428 | 0.00061831 | 0.00036321 | 0.00088199 | 0.0014019 | 897 | 3992401.6958 | -0.0055405 | 3992401.6958 | -0.0045411 | 390 | 1728863.767 | -0.00043121 | 1728863.767 | 0.00046514 | 0.057451 | 2.0559 | 0.0010686
|  | 0.48343 | 878 | 17 | 8780 | 3352992.8342 | 37.4803 | 13.5671 | 158267.2836 | 186342.0382 | 3529507.2704 | 3529507.2704 | -0.00026876 | -0.00039363 | 0.00045014 | 0.0010369 | 347 | 1431123.2484 | -0.0055624 | 1431123.2484 | -0.0046106 | 403 | 1678815.5392 | -0.00059255 | 1678815.5392 | 0.00028962 | 0.047202 | 9.18 | 0.001169
|  | 0.48343 | 639 | 11 | 8946 | 2480376.8443 | 31.4173 | 12.0332 | 135173.4278 | 112688.006 | 2610969.8187 | 2610969.8187 | -0.00024579 | -0.00031955 | 0.00049283 | 0.0010693 | 313 | 1265863.7314 | -0.0055641 | 1265863.7314 | -0.0046071 | 987 | 4162757.0431 | -0.00076292 | 4162757.0431 | 0.00017126 | 0.054497 | 6.7909 | 0.001169
|  | 0.48343 | 349 | 11 | 6631 | 1465950.4691 | 38.7009 | 13.7829 | 123422.309 | 86832.3056 | 1543178.1932 | 1543178.1932 | -0.00023049 | -0.00026157 | 0.00058243 | 0.0011331 | 1099 | 4576870.39 | -0.0059529 | 4576870.39 | -0.0049395 | 1040 | 4111689.6595 | -0.00094927 | 4111689.6595 | -1.27e-05 | 0.084193 | 4.0136 | 0.001169
|  | 0.48343 | 791 | 4 | 7910 | 3070998.3168 | 35.2361 | 7.8879 | 134047.2447 | 47517.689 | 3232688.027 | 3232688.027 | -0.00064314 | -0.00038417 | 9.8355e-05 | 0.0006919 | 997 | 4056230.9195 | -0.0058792 | 4056230.9195 | -0.004888 | 821 | 3272649.002 | -0.00089051 | 3272649.002 | 3.5291e-05 | 0.043649 | 8.4079 | 0.0014305
|  | 0.48343 | 413 | 3 | 7434 | 1570258.5425 | 35.3543 | 8.1181 | 126403.2888 | 28432.6521 | 1652920.1495 | 1652920.1495 | -0.00029123 | 0.00033416 | 0.00054448 | 0.0011088 | 657 | 2865286.0689 | -0.0057128 | 2865286.0689 | -0.0047137 | 480 | 1902982.8436 | -0.00043683 | 1902982.8436 | 0.00045137 | 0.080498 | 4.2991 | 0.001253
|  | 0.48343 | 751 | 17 | 12767 | 2886492.0608 | 38.0709 | 9.1129 | 233762.8946 | 157349.5198 | 3038455.6677 | 3038455.6677 | -9.8087e-05 | -0.00010598 | 0.00075217 | 0.0013242 | 1013 | 4371815.4955 | -0.00549 | 4371815.4955 | -0.0044843 | 1025 | 4345403.3745 | -0.00048426 | 4345403.3745 | 0.00043974 | 0.080985 | 7.9028 | 0.0012087
|  | 0.48343 | 614 | 12 | 12280 | 2436002.8232 | 35.2755 | 13.0828 | 208336.3827 | 160382.3287 | 2564280.6754 | 2564280.6754 | -8.6482e-05 | -0.00012063 | 0.00078278 | 0.0013524 | 966 | 4070513.7751 | -0.0054362 | 4070513.7751 | -0.0044481 | 106 | 415073.3263 | -8.8212e-05 | 415073.3263 | 0.00072639 | 0.085524 | 6.6694 | 0.0010495
|  | 0.48343 | 989 | 11 | 13846 | 3923013.5551 | 35.5117 | 14.4018 | 236477.2491 | 208741.4846 | 4129595.8316 | 4129595.8316 | -0.00039347 | -0.00044323 | 0.00042371 | 0.0010178 | 398 | 1676925.5483 | -0.0055912 | 1676925.5483 | -0.0046306 | 1074 | 4345576.8979 | -0.00077019 | 4345576.8979 | 0.00016603 | 0.060279 | 10.7406 | 0.001169
|  | 0.48343 | 916 | 13 | 10992 | 3589841.9871 | 30.5119 | 9.3782 | 161301.9235 | 126956.551 | 3778862.5873 | 3778862.5873 | -9.7607e-07 | -5.0366e-05 | 0.00071662 | 0.0013073 | 193 | 865255.3742 | -0.0052235 | 865710.8133 | -0.0042841 | 834 | 3532265.2222 | -0.00042886 | 3532265.2222 | 0.00048406 | 0.044933 | 9.8285 | 0.0011993
|  | 0.48343 | 181 | 3 | 2172 | 725229.6963 | 40.8266 | 15.5909 | 42647.7976 | 20794.5006 | 763422.4844 | 763422.4844 | 0.00019872 | 0.00050648 | 0.00049697 | 0.0010234 | 992 | 3904979.5601 | -0.0057396 | 3904979.5601 | -0.0047357 | 924 | 3664626.8352 | -0.0007233 | 3664626.8352 | 0.00019581 | 0.058806 | 1.9856 | 0.001169
|  | 0.48343 | 476 | 3 | 9044 | 2078172.4259 | 39.37 | 15.8364 | 171245.6478 | 65322.2625 | 2174788.4496 | 2187681.8959 | -0.00056013 | -0.00038816 | 0.00032313 | 0.00089918 | 454 | 2007476.5755 | -0.0056374 | 2007476.5755 | -0.0046602 | 50 | 215522.5017 | -0.00022611 | 215522.5017 | 0.00053958 | 0.082402 | 5.6897 | 0.001169
|  | 0.48343 | 981 | 4 | 12753 | 3833943.8513 | 39.3306 | 17.0683 | 241232.8822 | 139926.8366 | 4035813.2247 | 4035813.2247 | -0.00062835 | -0.00060829 | 0.00022951 | 0.00083035 | 476 | 1943343.5456 | -0.0056285 | 1943343.5456 | -0.0046546 | 235 | 918073.78 | -0.00051551 | 918073.78 | 0.00034924 | 0.06292 | 10.4968 | 0.001169
|  | 0.48343 | 67 | 5 | 670 | 267077.5587 | 42.2833 | 14.314 | 13625.0232 | 7896.0795 | 281142.1334 | 281142.1334 | 0.0029237 | 0.0032261 | 0.0012709 | 0.0017318 | 814 | 3253009.3374 | -0.005313 | 3253009.3374 | -0.0043171 | 542 | 2387984.8581 | -0.00028231 | 2387984.8581 | 0.00063052 | 0.051015 | 0.73122 | 0.00096123
|  | 0.48343 | 816 | 8 | 8160 | 3081034.1746 | 29.606 | 10.6707 | 116188.5864 | 87820.2878 | 3243217.2713 | 3243217.2713 | 6.7485e-05 | 1.0942e-05 | 0.00072833 | 0.0013188 | 1000 | 4388349.5135 | -0.0054652 | 4388349.5135 | -0.0044631 | 647 | 2627190.3746 | -0.00040297 | 2627190.3746 | 0.0005079 | 0.037711 | 8.4354 | 0.0010471
|  | 0.48343 | 682 | 5 | 6820 | 2644576.4483 | 34.8817 | 10.3771 | 114413.0575 | 58268.8001 | 2783813.5159 | 2783813.5159 | -8.5491e-05 | 1.1363e-05 | 0.00061721 | 0.0012042 | 463 | 1818485.9748 | -0.0054679 | 1818485.9748 | -0.0044969 | 794 | 3412631.7723 | -0.00056107 | 3412631.7723 | 0.00035456 | 0.043263 | 7.2405 | 0.0011149
|  | 0.48343 | 1031 | 12 | 12372 | 3895945.7776 | 36.0237 | 13.6055 | 214349.1683 | 196912.4854 | 4101026.439 | 4101026.439 | -0.00053557 | -0.00059635 | 0.00025764 | 0.00085173 | 301 | 1180829.0157 | -0.0057168 | 1180829.0157 | -0.0047644 | 605 | 2467816.5051 | -0.00085009 | 2467816.5051 | 6.3628e-05 | 0.055019 | 10.6665 | 0.0012806
|  | 0.48343 | 917 | 15 | 14672 | 3603872.3983 | 46.5748 | 16.2288 | 328650.1926 | 297127.7302 | 3793635.7894 | 3793635.7894 | -0.00044288 | -0.00048088 | 0.00044925 | 0.0010338 | 807 | 3494838.0369 | -0.0057009 | 3494838.0369 | -0.0047122 | 60 | 236511.5609 | -0.00024106 | 236511.5609 | 0.00052946 | 0.091194 | 9.8669 | 0.001169
|  | 0.65343 | 1012 | 4 | 10120 | 4039509.1263 | 36.9291 | 11.4833 | 179739.2025 | 88504.3577 | 4252235.8987 | 4252235.8987 | -0.0013485 | -0.0012751 | -9.363e-05 | 0.00062998 | 483 | 2034185.2285 | -0.0080652 | 2034185.2285 | -0.0068243 | 1009 | 4341937.7156 | 0.0016232 | 4341937.7156 | 0.0027475 | 0.044495 | 11.0596 | 0.0018807
|  | 0.65343 | 594 | 13 | 11286 | 2319973.8682 | 36.5355 | 11.0364 | 198311.8543 | 133722.1157 | 2442127.2946 | 2442127.2946 | -0.00079524 | -0.00080524 | 0.00056296 | 0.0012449 | 474 | 1900277.6025 | -0.0080285 | 1900277.6025 | -0.0067904 | 163 | 665587.8099 | 0.0022841 | 665587.8099 | 0.0033046 | 0.08548 | 6.3517 | 0.0017387
|  | 0.65343 | 565 | 17 | 9605 | 2314422.06 | 33.0708 | 16.1722 | 152769.1437 | 210080.8335 | 2436326.2383 | 2436326.2383 | -0.00096424 | -0.0011161 | 0.00029646 | 0.0009761 | 585 | 2493741.5564 | -0.0080958 | 2493741.5564 | -0.0068497 | 156 | 622044.333 | 0.0020515 | 622044.333 | 0.0030557 | 0.066007 | 6.3365 | 0.001675
|  | 0.65343 | 197 | 20 | 2561 | 796646.2383 | 40.3936 | 16.8509 | 49752.5922 | 70378.8651 | 838602.8859 | 838602.8859 | -0.00038368 | -0.00085774 | 0.00051964 | 0.0011391 | 167 | 694610.0242 | -0.0080794 | 694610.0242 | -0.0069035 | 832 | 3311455.243 | 0.001678 | 3311455.243 | 0.0027884 | 0.062453 | 2.1811 | 0.001675
|  | 0.65343 | 1022 | 3 | 15330 | 4027459.4149 | 38.3071 | 11.2072 | 282432.7173 | 90766.2629 | 4239531.2988 | 4239531.2988 | -0.0009498 | -0.00079552 | 0.0004021 | 0.0011252 | 76 | 316410.518 | -0.0071068 | 316410.518 | -0.0060115 | 529 | 2192138.0513 | 0.0022505 | 2192138.0513 | 0.0033423 | 0.070127 | 11.0266 | 0.0014163
|  | 0.65343 | 117 | 17 | 2223 | 464185.9005 | 34.3699 | 12.056 | 36746.1045 | 35392.2778 | 488629.5368 | 488629.5368 | 0.0005243 | 0.00013011 | 0.0012591 | 0.0018351 | 438 | 1903193.2925 | -0.0074395 | 1903193.2925 | -0.0062068 | 619 | 2581013.5436 | 0.002329 | 2581013.5436 | 0.0034278 | 0.079162 | 1.2709 | 0.0015651
|  | 0.65343 | 726 | 10 | 11616 | 2757606.7631 | 33.8189 | 11.2333 | 188933.7981 | 122541.3175 | 2902771.688 | 2902771.688 | -0.00067767 | -0.00067959 | 0.00063692 | 0.0013336 | 1100 | 4349272.5593 | -0.0078046 | 4349272.5593 | -0.0065359 | 607 | 2439449.5267 | 0.0021447 | 2439449.5267 | 0.0032329 | 0.068514 | 7.5499 | 0.0016756
|  | 0.65343 | 338 | 12 | 4732 | 1264250.7076 | 34.4094 | 12.9318 | 78309.6729 | 67836.3907 | 1330794.8739 | 1330794.8739 | -0.00037135 | -0.0005153 | 0.00076815 | 0.0014223 | 959 | 3857714.8587 | -0.0078262 | 3857714.8587 | -0.0065557 | 620 | 2697286.0584 | 0.0020789 | 2697286.0584 | 0.00318 | 0.061942 | 3.4613 | 0.0014857
|  | 0.65343 | 106 | 7 | 1378 | 437454.9871 | 24.8425 | 14.6135 | 16464.1036 | 16675.4478 | 460497.6529 | 460497.6529 | 0.0013053 | 0.00034114 | 0.00063564 | 0.0012246 | 807 | 3285730.5299 | -0.0081523 | 3285730.5299 | -0.0068916 | 729 | 3249797.8973 | 0.0016836 | 3249797.8973 | 0.0027922 | 0.037636 | 1.1977 | 0.001675
|  | 0.65343 | 338 | 16 | 5746 | 1281167.3719 | 38.7403 | 18.8107 | 107058.7517 | 139506.5406 | 1348609.0146 | 1348609.0146 | -0.00064108 | -0.00084665 | 0.00064471 | 0.0012917 | 392 | 1643820.7862 | -0.0077917 | 1643820.7862 | -0.0065646 | 787 | 3531399.1047 | 0.0018866 | 3531399.1047 | 0.0030022 | 0.083563 | 3.5076 | 0.0015242
|  | 0.65343 | 505 | 2 | 6060 | 2035894.0844 | 36.26 | 17.355 | 105680.2904 | 58088.154 | 2143115.2791 | 2143115.2791 | -0.00096611 | -0.00089908 | 0.00026275 | 0.00095487 | 641 | 2581552.1136 | -0.0078751 | 2581552.1136 | -0.0066284 | 838 | 3520093.1039 | 0.001634 | 3520093.1039 | 0.0027527 | 0.051909 | 5.574 | 0.0015242
|  | 0.65343 | 1001 | 9 | 10010 | 4004888.342 | 34.4488 | 16.9374 | 165844.7583 | 181467.9246 | 4215795.5642 | 4215795.5642 | -0.00082007 | -0.0009283 | 0.00038729 | 0.0011068 | 142 | 570068.8502 | -0.007554 | 570068.8502 | -0.0063957 | 527 | 2392655.1804 | 0.0019961 | 2397714.7663 | 0.0030759 | 0.041411 | 10.9648 | 0.0015242
|  | 0.65343 | 316 | 12 | 4740 | 1326023.0363 | 51.1024 | 20.6153 | 116496.5899 | 105930.1385 | 1395878.7562 | 1395878.7562 | -0.00071519 | -0.0008247 | 0.00062032 | 0.0012779 | 568 | 2429345.909 | -0.0078439 | 2429345.909 | -0.0066098 | 1072 | 4417825.525 | 0.0018606 | 4417825.525 | 0.002978 | 0.087854 | 3.6305 | 0.0015242
|  | 0.65343 | 899 | 20 | 14384 | 3409331.0862 | 34.1339 | 17.4667 | 236134.3461 | 391085.4245 | 3588801.6275 | 3588801.6275 | -0.00082328 | -0.00093709 | 0.00045427 | 0.0011484 | 102 | 438105.066 | -0.0074924 | 438105.066 | -0.0063531 | 771 | 3314423.2481 | 0.00191 | 3314423.2481 | 0.0030171 | 0.069261 | 9.3342 | 0.0015242
|  | 0.65343 | 964 | 17 | 15424 | 3783955.2252 | 33.8188 | 16.1131 | 250870.0314 | 340823.1203 | 3983199.1118 | 3983199.1118 | -0.0010788 | -0.0011708 | 0.0002003 | 0.00090355 | 468 | 1953685.6667 | -0.0080568 | 1953685.6667 | -0.0068182 | 979 | 4083281.9603 | 0.0016325 | 4083281.9603 | 0.0027552 | 0.066298 | 10.3599 | 0.001675
|  | 0.65343 | 348 | 8 | 5916 | 1440963.9323 | 38.1889 | 17.6941 | 108657.2949 | 83396.7876 | 1516867.6124 | 1516867.6124 | -0.0009195 | -0.00098519 | 0.00037148 | 0.0010368 | 895 | 3882542.99 | -0.0081598 | 3882542.99 | -0.0069037 | 120 | 498396.0604 | 0.0021176 | 498396.0604 | 0.0030988 | 0.075406 | 3.9451 | 0.001675
|  | 0.65343 | 109 | 18 | 2071 | 423412.4926 | 35.315 | 14.906 | 35174.901 | 42673.0806 | 445705.4794 | 445705.4794 | -2.2971e-05 | -0.00060108 | 0.00068256 | 0.0012495 | 825 | 3433522.5676 | -0.0084183 | 3433522.5676 | -0.0071501 | 481 | 1906892.5109 | 0.0015305 | 1906892.5109 | 0.0026187 | 0.083075 | 1.1592 | 0.001675
|  | 0.65343 | 1029 | 9 | 13377 | 3859910.1187 | 36.4567 | 13.7681 | 234546.8776 | 175258.6918 | 4063082.1109 | 4063082.1109 | -0.0005713 | -0.0005968 | 0.0007287 | 0.0014441 | 175 | 726223.0412 | -0.0072502 | 726223.0412 | -0.0060903 | 76 | 345005.194 | 0.0024785 | 345393.3727 | 0.0034494 | 0.060765 | 10.5679 | 0.0015904
|  | 0.66489 | 153 | 12 | 1989 | 592996.625 | 46.2206 | 19.4613 | 44214.4204 | 44005.1423 | 624217.8077 | 624217.8077 | -0.0001382 | -0.0004865 | 0.00080317 | 0.0014161 | 266 | 1137159.7355 | -0.0078526 | 1137159.7355 | -0.0066331 | 568 | 2278684.4119 | 0.0021869 | 2278684.4119 | 0.0032755 | 0.074561 | 1.6235 | 0.0015481
|  | 0.66489 | 219 | 3 | 2190 | 820981.1071 | 50.0786 | 21.6624 | 52746.041 | 33200.5524 | 864194.4289 | 864194.4289 | -0.00059328 | -0.00058228 | 0.00045716 | 0.0011023 | 114 | 493480.8071 | -0.0076526 | 493480.8071 | -0.0064936 | 306 | 1323282.5126 | 0.0022773 | 1323282.5126 | 0.0033476 | 0.064248 | 2.2477 | 0.0015481
|  | 0.66489 | 940 | 11 | 10340 | 3496751.6234 | 51.4174 | 21.0767 | 255696.1713 | 249980.7975 | 3680796.037 | 3680796.037 | -0.00095707 | -0.0010153 | 0.00041764 | 0.0011362 | 1019 | 4069075.7248 | -0.0081153 | 4069075.7248 | -0.0068282 | 763 | 3036068.867 | 0.0018358 | 3036068.867 | 0.00296 | 0.073124 | 9.5736 | 0.0015481
|  | 0.66489 | 286 | 19 | 5434 | 1119147.9615 | 49.5669 | 21.0072 | 129540.3203 | 164846.625 | 1178075.2322 | 1178075.2322 | -0.00075154 | -0.00091767 | 0.00068821 | 0.0013283 | 973 | 4141240.1721 | -0.0080937 | 4141240.1721 | -0.0068183 | 820 | 3494233.2017 | 0.0020715 | 3494233.2017 | 0.0031962 | 0.11575 | 3.0641 | 0.0015481
|  | 0.66489 | 259 | 13 | 4403 | 965143.1436 | 49.6063 | 19.8476 | 105045.8973 | 96603.8083 | 1015942.1949 | 1015942.1949 | -0.00019861 | -0.00032337 | 0.0012047 | 0.0018453 | 490 | 1923000.4707 | -0.0074395 | 1923000.4707 | -0.006201 | 679 | 2977270.6613 | 0.0026263 | 2977270.6613 | 0.0037332 | 0.10884 | 2.6424 | 0.0012848
|  | 0.66489 | 1086 | 15 | 11946 | 4286033.2972 | 43.1102 | 18.6017 | 247682.9561 | 309780.7602 | 4511723.2971 | 4511723.2971 | -0.00040516 | -0.00049096 | 0.00089949 | 0.0016244 | 424 | 1919318.1294 | -0.007435 | 1919318.1294 | -0.0061925 | 480 | 2020694.946 | 0.00271 | 2020694.946 | 0.0038007 | 0.057788 | 11.7345 | 0.0012784
|  | 0.66489 | 467 | 14 | 7005 | 1830616.5461 | 52.9923 | 20.1217 | 178531.3476 | 170207.9847 | 1927006.5394 | 1927006.5394 | -0.00087137 | -0.00095066 | 0.0005599 | 0.0012399 | 535 | 2371030.7695 | -0.0079851 | 2371030.7695 | -0.0067357 | 505 | 2260651.5553 | 0.0018933 | 2260651.5553 | 0.0030036 | 0.097525 | 5.012 | 0.0015481
|  | 0.66489 | 689 | 20 | 10335 | 2777451.5634 | 45.6692 | 18.9124 | 227000.8373 | 308446.1929 | 2923727.0956 | 2923727.0956 | -0.00088341 | -0.00098496 | 0.00048745 | 0.0011828 | 289 | 1132220.9669 | -0.0081122 | 1132220.9669 | -0.0068883 | 214 | 927293.4643 | 0.0023798 | 927293.4643 | 0.0034161 | 0.08173 | 7.6042 | 0.0015481
|  | 0.66489 | 697 | 16 | 13243 | 2665539.1182 | 49.7223 | 20.4475 | 316687.6759 | 340874.7483 | 2805864.8878 | 2805864.8878 | -0.00037026 | -0.00042574 | 0.0010936 | 0.0017855 | 1032 | 4219974.7818 | -0.0075385 | 4219974.7818 | -0.0062441 | 76 | 307710.5258 | 0.0032286 | 307710.5258 | 0.0041889 | 0.11881 | 7.2978 | 0.0012366
|  | 0.65343 | 462 | 11 | 5544 | 1812594.2423 | 56.9685 | 20.8824 | 151897.8337 | 128283.4441 | 1908035.9107 | 1908035.9107 | -0.001037 | -0.0011054 | 0.00032419 | 0.001002 | 782 | 3519646.6508 | -0.0081575 | 3519646.6508 | -0.0068976 | 714 | 3006574.6684 | 0.0014375 | 3006574.6684 | 0.0025497 | 0.083801 | 4.9626 | 0.001675
|  | 0.65343 | 354 | 2 | 3894 | 1373562.0396 | 52.008 | 21.0363 | 97400.1609 | 48436.796 | 1445880.49 | 1445880.49 | -0.0011605 | -0.0010341 | 0.00011892 | 0.0007895 | 688 | 2772216.4659 | -0.0081152 | 2772216.4659 | -0.0068646 | 267 | 1158410.9958 | 0.0016325 | 1158410.9958 | 0.0026938 | 0.070911 | 3.7606 | 0.001675
|  | 0.66489 | 922 | 10 | 11986 | 3712579.0777 | 45.3937 | 21.5333 | 261675.7218 | 261539.4423 | 3908101.8536 | 3908101.8536 | -0.00095953 | -0.0010188 | 0.00040595 | 0.0011273 | 463 | 2038855.2899 | -0.0082387 | 2038855.2899 | -0.0069805 | 756 | 2955216.3013 | 0.0018395 | 2955216.3013 | 0.0029632 | 0.070484 | 10.1645 | 0.0015481
|  | 0.66489 | 993 | 6 | 17874 | 4382574.4079 | 50.1967 | 21.5049 | 431509.6325 | 252298.2717 | 4593911.6107 | 4613531.4275 | -0.0010495 | -0.0010382 | 0.00037064 | 0.0011008 | 251 | 1143338.105 | -0.0078382 | 1143338.105 | -0.0066262 | 931 | 3803219.3795 | 0.0020647 | 3803219.3795 | 0.0031885 | 0.09846 | 11.9988 | 0.0015481
|  | 0.66489 | 474 | 9 | 8058 | 1886235.902 | 50.5906 | 24.2584 | 196060.7535 | 167804.0494 | 1985565.7256 | 1985565.7256 | -0.00063723 | -0.00069227 | 0.00082079 | 0.0015069 | 87 | 388725.2218 | -0.0073298 | 388725.2218 | -0.0061834 | 1043 | 4255618.6752 | 0.0023269 | 4255618.6752 | 0.0034519 | 0.10394 | 5.1642 | 0.0014036
|  | 0.66489 | 380 | 20 | 4940 | 1413050.7127 | 49.7636 | 25.9159 | 118231.2589 | 208786.6971 | 1487423.5422 | 1487423.5422 | -0.00071519 | -0.00094931 | 0.00062428 | 0.001285 | 747 | 2979850.5376 | -0.0080409 | 2979850.5376 | -0.0067751 | 740 | 2904377.9082 | 0.0021107 | 2904377.9082 | 0.0032252 | 0.083671 | 3.8687 | 0.0015481
|  | 0.66489 | 216 | 20 | 4104 | 828339.8579 | 56.6141 | 30.2046 | 111744.3398 | 186662.6157 | 871948.2674 | 871948.2674 | -0.00070518 | -0.00094457 | 0.00075985 | 0.0013787 | 1093 | 4273981.2433 | -0.008103 | 4273981.2433 | -0.0068245 | 171 | 708076.6034 | 0.0024316 | 708076.6034 | 0.0034549 | 0.1349 | 2.2679 | 0.0015481
|  | 0.66489 | 575 | 16 | 7475 | 2402294.6192 | 59.4488 | 29.721 | 213721.3279 | 307438.606 | 2528845.0653 | 2528845.0653 | -0.00091056 | -0.0010238 | 0.00050195 | 0.0011974 | 274 | 1157684.0643 | -0.0078469 | 1157684.0643 | -0.0066312 | 617 | 2643832.062 | 0.0021249 | 2643832.062 | 0.003237 | 0.088965 | 6.5771 | 0.0015481
|  | 0.66489 | 756 | 7 | 11340 | 2803012.317 | 55.3565 | 33.3261 | 301908.4386 | 293001.9048 | 2950539.2811 | 2950539.2811 | -0.0010037 | -0.0010523 | 0.00045844 | 0.0011678 | 185 | 722023.5013 | -0.0077174 | 722023.5013 | -0.0065438 | 402 | 1568937.5542 | 0.0022293 | 1568937.5542 | 0.0033153 | 0.10771 | 7.6742 | 0.0015481
|  | 0.66489 | 314 | 9 | 3454 | 1164214.1105 | 39.8032 | 33.3261 | 66120.1601 | 117819.4998 | 1225488.5374 | 1225488.5374 | -0.00046805 | -0.00088648 | 0.00064084 | 0.0013027 | 898 | 3504741.1037 | -0.0080909 | 3504741.1037 | -0.0068084 | 1001 | 3906732.5666 | 0.0020638 | 3906732.5666 | 0.0031867 | 0.056794 | 3.1874 | 0.0015481
|  | 0.66489 | 751 | 12 | 10514 | 2784473.8757 | 55.4033 | 37.064 | 280154.2275 | 431995.5541 | 2931025.1324 | 2931025.1324 | -0.00097149 | -0.0010631 | 0.00046978 | 0.0011738 | 174 | 679092.3742 | -0.0079998 | 679092.3742 | -0.0068076 | 178 | 694703.6932 | 0.0024357 | 694703.6932 | 0.0034578 | 0.10061 | 7.6235 | 0.0015481
|  | 0.66489 | 881 | 20 | 9691 | 3638383.4031 | 57.7167 | 29.721 | 269007.0487 | 490451.9049 | 3830033.9228 | 3830033.9228 | -0.00093484 | -0.001041 | 0.00042221 | 0.0011365 | 912 | 3816608.5072 | -0.0080937 | 3816608.5072 | -0.0068141 | 690 | 2730132.34 | 0.002121 | 2730132.34 | 0.0032335 | 0.073936 | 9.9614 | 0.0015481
|  | 0.66489 | 641 | 10 | 12179 | 2653264.3278 | 59.0947 | 29.0379 | 346141.5523 | 314161.3789 | 2793026.3437 | 2793026.3437 | -0.0010126 | -0.001049 | 0.00047972 | 0.0011812 | 636 | 2734409.2654 | -0.0080413 | 2734409.2654 | -0.006771 | 622 | 2624886.3125 | 0.0021388 | 2624886.3125 | 0.0032443 | 0.13046 | 7.2642 | 0.0015481
|  | 0.66489 | 397 | 3 | 5955 | 1542167.0903 | 59.2913 | 28.1825 | 169811.1928 | 88663.8242 | 1623363.3552 | 1623363.3552 | -0.0010864 | -0.0010278 | 0.00039381 | 0.0010767 | 1081 | 4514246.9192 | -0.0080594 | 4514246.9192 | -0.0067687 | 736 | 2940695.1058 | 0.0021819 | 2940695.1058 | 0.003297 | 0.11011 | 4.2222 | 0.0015096
|  | 0.66489 | 286 | 13 | 3718 | 1138125.0925 | 49.8819 | 24.2826 | 89196.1167 | 108211.3477 | 1198059.1531 | 1198059.1531 | -0.0006288 | -0.00085753 | 0.00065513 | 0.001311 | 330 | 1435342.7923 | -0.0079021 | 1435342.7923 | -0.0066693 | 998 | 3922986.4736 | 0.0020615 | 3922986.4736 | 0.0031853 | 0.078371 | 3.116 | 0.0015481
|  | 0.66489 | 254 | 16 | 5080 | 985116.8809 | 49.1339 | 26.0924 | 120043.4654 | 165062.6533 | 1036983.4037 | 1036983.4037 | -0.00073841 | -0.00093127 | 0.00071082 | 0.0013458 | 622 | 2743210.047 | -0.0082979 | 2743210.047 | -0.007025 | 830 | 3562882.894 | 0.0020849 | 3562882.894 | 0.0032019 | 0.12186 | 2.6971 | 0.0015481
|  | 0.66489 | 323 | 13 | 4522 | 1244820.2724 | 50.6693 | 28.137 | 110196.8136 | 148904.9338 | 1310357.026 | 1310357.026 | -0.00021916 | -0.00042586 | 0.0011413 | 0.0018012 | 1056 | 4263570.9605 | -0.0075874 | 4263570.9605 | -0.0063151 | 621 | 2845407.6788 | 0.0026072 | 2846368.2231 | 0.0037259 | 0.088524 | 3.4081 | 0.0012848
|  | 0.66489 | 931 | 9 | 9310 | 3455528.8157 | 49.2125 | 26.2592 | 220352.8556 | 261667.7637 | 3637400.2997 | 3637400.2997 | -0.00093673 | -0.0010276 | 0.00041505 | 0.0011355 | 836 | 3450218.2269 | -0.0080752 | 3450218.2269 | -0.0067997 | 455 | 1872142.2356 | 0.0022188 | 1872142.2356 | 0.0033013 | 0.063768 | 9.4607 | 0.0015481
|  | 0.66489 | 567 | 10 | 9072 | 2370717.1953 | 53.7287 | 28.8352 | 234424.473 | 245665.7396 | 2495604.8646 | 2495604.8646 | -0.00088045 | -0.00095224 | 0.0005653 | 0.0012634 | 603 | 2706035.1656 | -0.0079704 | 2706035.1656 | -0.0067013 | 376 | 1490289.0326 | 0.0023063 | 1490289.0326 | 0.0033901 | 0.098883 | 6.4907 | 0.0015128
|  | 0.66489 | 108 | 12 | 1944 | 416760.7191 | 52.2442 | 27.3406 | 48845.8777 | 54578.7821 | 438702.3725 | 438702.3725 | -0.00016974 | -0.00054668 | 0.00096581 | 0.0015475 | 227 | 903752.9515 | -0.0077395 | 903752.9515 | -0.0065318 | 277 | 1174410.6494 | 0.002379 | 1174410.6494 | 0.0034381 | 0.1172 | 1.141 | 0.0015128
|  | 0.66489 | 108 | 16 | 1296 | 447859.9535 | 53.0708 | 26.1218 | 33079.14 | 47964.7969 | 471451.5084 | 471451.5084 | 0.00060275 | -0.00012334 | 0.0012796 | 0.0018698 | 1029 | 4266604.7096 | -0.0077284 | 4266604.7096 | -0.0064347 | 1009 | 4070330.8543 | 0.0024695 | 4070330.8543 | 0.0035899 | 0.07386 | 1.2262 | 0.0013362
|  | 0.66489 | 295 | 13 | 4130 | 1118487.0553 | 41.8897 | 20.2894 | 83205.278 | 98066.3464 | 1177365.2072 | 1177365.2072 | -0.00027795 | -0.00051501 | 0.00096668 | 0.0016198 | 476 | 1927874.711 | -0.0079266 | 1927874.711 | -0.0066694 | 63 | 262332.0451 | 0.0029862 | 262332.0451 | 0.0039293 | 0.074391 | 3.0623 | 0.0014222
|  | 0.66489 | 133 | 9 | 2128 | 501939.8002 | 51.811 | 24.861 | 53025.793 | 46416.2784 | 528361.3985 | 528361.3985 | -0.00031953 | -0.00053876 | 0.00084207 | 0.0014433 | 1068 | 4513060.2963 | -0.0081328 | 4513060.2963 | -0.0068422 | 771 | 3330198.7362 | 0.0018146 | 3330198.7362 | 0.0029447 | 0.10564 | 1.3742 | 0.0015481
|  | 0.66489 | 816 | 12 | 11424 | 3359087.8582 | 47.7166 | 23.8802 | 262168.9529 | 302423.2468 | 3536022.4814 | 3536022.4814 | -0.00095261 | -0.0010263 | 0.0004303 | 0.0011446 | 104 | 480129.4123 | -0.0076486 | 481641.8779 | -0.0064909 | 529 | 2097560.888 | 0.0021665 | 2097560.888 | 0.0032694 | 0.078048 | 9.1967 | 0.0015481
|  | 0.66489 | 167 | 18 | 2505 | 695452.6542 | 51.496 | 26.508 | 62040.4302 | 96586.1835 | 732087.5515 | 732087.5515 | -0.00039661 | -0.00080604 | 0.00078006 | 0.0013971 | 877 | 3712255.5649 | -0.0080972 | 3712255.5649 | -0.0068144 | 633 | 2772316.7392 | 0.0021262 | 2772316.7392 | 0.0032353 | 0.089209 | 1.904 | 0.0015481
|  | 0.60689 | 888 | 12 | 10656 | 3545106.3276 | 34.8819 | 11.9091 | 178767.2333 | 148454.0293 | 3731797.305 | 3731797.305 | -0.00036192 | -0.00041675 | 0.0007461 | 0.0014237 | 950 | 3968628.8479 | -0.0070168 | 3968628.8479 | -0.0058278 | 177 | 696827.8081 | 0.001825 | 696827.8081 | 0.0027948 | 0.050426 | 9.706 | 0.0014796
|  | 0.65343 | 242 | 8 | 3146 | 950759.9168 | 39.5274 | 13.4197 | 59806.7966 | 37567.3184 | 1000822.4474 | 1000822.4474 | -0.00050036 | -0.00048876 | 0.00055414 | 0.0011963 | 335 | 1319446.1266 | -0.0078683 | 1319446.1266 | -0.0066566 | 1021 | 4587078.0698 | 0.0017119 | 4587078.0698 | 0.0028373 | 0.062904 | 2.603 | 0.0018302
|  | 0.65343 | 352 | 7 | 6336 | 1514482.1759 | 39.3701 | 14.7566 | 119970.7187 | 67143.5531 | 1591792.7051 | 1594279.9576 | -0.00037367 | -0.00032166 | 0.00095006 | 0.0016189 | 695 | 3018810.2878 | -0.0075211 | 3018810.2878 | -0.0062764 | 1083 | 4372944.007 | 0.0022256 | 4372944.007 | 0.0033437 | 0.079216 | 4.1464 | 0.0015715
|  | 0.65343 | 764 | 6 | 12224 | 3110946.3222 | 42.0473 | 13.5671 | 247198.0434 | 114783.2104 | 3274797.5534 | 3274797.5534 | -0.00056284 | -0.00049474 | 0.00080752 | 0.0015154 | 439 | 1757191.3231 | -0.0074117 | 1757191.3231 | -0.006192 | 802 | 3338347.5306 | 0.0022945 | 3338347.5306 | 0.0033947 | 0.079461 | 8.5173 | 0.0015683
|  | 0.60689 | 502 | 16 | 10040 | 2016463.6017 | 33.6614 | 12.9389 | 162539.7029 | 161771.5516 | 2122658.6402 | 2122658.6402 | -0.0003631 | -0.00045782 | 0.00081987 | 0.0014586 | 118 | 478174.7004 | -0.0066539 | 478174.7004 | -0.0055803 | 658 | 2729169.9 | 0.0014999 | 2729169.9 | 0.0025434 | 0.080606 | 5.5208 | 0.0013179
|  | 0.60689 | 1029 | 13 | 17493 | 3815211.2092 | 39.9606 | 11.3099 | 336193.9322 | 218705.9632 | 4016011.7992 | 4016011.7992 | -0.00069407 | -0.00069471 | 0.00053418 | 0.0012079 | 792 | 3395049.7945 | -0.007188 | 3395049.7945 | -0.0060125 | 711 | 2816543.3268 | 0.0010863 | 2816543.3268 | 0.0021422 | 0.088119 | 10.4455 | 0.001591
|  | 0.65343 | 939 | 5 | 9390 | 3661798.714 | 37.7953 | 15.1689 | 170685.6315 | 117272.2828 | 3854600.8996 | 3854600.8996 | -0.0010827 | -0.0010991 | 0.00017319 | 0.00089165 | 445 | 1885759.8003 | -0.0080163 | 1885759.8003 | -0.0067962 | 479 | 2188531.9256 | 0.0017884 | 2202457.95 | 0.0028631 | 0.046613 | 10.0255 | 0.001675
|  | 0.65343 | 84 | 19 | 840 | 335349.7842 | 38.2283 | 14.7204 | 15443.9308 | 20870.2887 | 353009.8417 | 353009.8417 | 0.0015264 | 6.3521e-05 | 0.00071664 | 0.0012768 | 587 | 2320944.9201 | -0.0080913 | 2320944.9201 | -0.0068439 | 57 | 256607.303 | 0.0022653 | 256759.3626 | 0.0032015 | 0.046053 | 0.91814 | 0.0018807
|  | 0.65343 | 113 | 18 | 1243 | 437009.3478 | 34.2127 | 12.0536 | 20452.7661 | 23662.1047 | 460017.4389 | 460017.4389 | 0.001459 | 0.00051931 | 0.001256 | 0.0018362 | 215 | 908828.7907 | -0.0075384 | 908828.7907 | -0.0063441 | 718 | 2852329.1658 | 0.0023252 | 2852329.1658 | 0.0034209 | 0.046802 | 1.1965 | 0.0013594
|  | 0.65343 | 938 | 2 | 12194 | 3859544.6578 | 31.6535 | 17.4441 | 185635.7012 | 110469.1359 | 4062839.3812 | 4062839.3812 | -0.0013667 | -0.0013479 | -8.7259e-05 | 0.00063545 | 897 | 3828386.5628 | -0.0081739 | 3828386.5628 | -0.0069101 | 711 | 3247972.4954 | 0.0016914 | 3259139.844 | 0.0027956 | 0.048098 | 10.5669 | 0.0018807
|  | 0.65343 | 339 | 6 | 5763 | 1376392.5088 | 50.3149 | 18.4403 | 139456.5149 | 71541.5226 | 1448884.5499 | 1448884.5499 | -0.0010286 | -0.00095127 | 0.00037663 | 0.0010416 | 65 | 270984.2186 | -0.0075922 | 270984.2186 | -0.0064947 | 573 | 2296689.4554 | 0.0017737 | 2296689.4554 | 0.0028545 | 0.10132 | 3.7684 | 0.001675
|  | 0.65343 | 702 | 11 | 10530 | 2654233.0364 | 51.1811 | 19.1803 | 259197.9492 | 206473.5799 | 2793951.1779 | 2793951.1779 | -0.0011512 | -0.0011831 | 0.00025345 | 0.00094782 | 1051 | 4530507.0998 | -0.0082127 | 4530507.0998 | -0.0069379 | 435 | 1747596.8522 | 0.0015472 | 1747596.8522 | 0.0026313 | 0.097655 | 7.2669 | 0.0018807
|  | 0.65343 | 58 | 14 | 812 | 242446.9016 | 59.6368 | 19.6014 | 23289.7022 | 19609.8743 | 255218.8067 | 255218.8067 | 0.0005341 | 8.6438e-05 | 0.00079974 | 0.0013323 | 1066 | 4663518.9341 | -0.0082064 | 4663518.9341 | -0.0069362 | 235 | 939346.8028 | 0.0019405 | 939346.8028 | 0.0029811 | 0.096061 | 0.66378 | 0.001675
|  | 0.65343 | 371 | 10 | 3710 | 1435896.9413 | 40.2756 | 15.3498 | 71863.6883 | 64469.6077 | 1511495.883 | 1511495.883 | -0.00070697 | -0.00087911 | 0.0003681 | 0.0010353 | 1080 | 4839100.0751 | -0.0082106 | 4839100.0751 | -0.0069402 | 665 | 2869679.5136 | 0.0017171 | 2869679.5136 | 0.0028151 | 0.050048 | 3.9313 | 0.0018807
|  | 0.65343 | 858 | 12 | 9438 | 3202717.489 | 33.6615 | 12.5327 | 152794.2503 | 142981.6014 | 3371290.6325 | 3371290.6325 | -0.00039797 | -0.00048704 | 0.00081491 | 0.0015206 | 887 | 3798027.1438 | -0.0075767 | 3798027.1438 | -0.0063096 | 101 | 421279.1164 | 0.0027309 | 421279.1164 | 0.0037144 | 0.047708 | 8.7686 | 0.0013594
|  | 0.60689 | 652 | 13 | 10432 | 2582770.0876 | 27.2046 | 11.0805 | 136490.8371 | 129967.2991 | 2718775.0074 | 2718775.0074 | -0.00049059 | -0.0005941 | 0.00057819 | 0.0012368 | 712 | 3018793.0978 | -0.0072069 | 3018793.0978 | -0.0060277 | 56 | 221794.1281 | 0.0018468 | 221794.1281 | 0.0027343 | 0.052847 | 7.0712 | 0.0014117
|  | 0.60689 | 711 | 18 | 7821 | 2649605.0136 | 29.2519 | 10.3462 | 110029.7029 | 127793.4586 | 2789063.5697 | 2789063.5697 | -0.0001191 | -0.00029541 | 0.000837 | 0.0014966 | 677 | 2902117.9 | -0.0069403 | 2902117.9 | -0.005761 | 971 | 3963880.1174 | 0.0015032 | 3963880.1174 | 0.0025697 | 0.041527 | 7.2542 | 0.001465
|  | 0.60689 | 388 | 18 | 7760 | 1537619.2091 | 36.0629 | 11.0402 | 134590.9762 | 117267.054 | 1618588.2521 | 1618588.2521 | -0.00027399 | -0.00035879 | 0.00090696 | 0.0015284 | 842 | 3726718.5774 | -0.0070461 | 3726718.5774 | -0.0058535 | 451 | 1890280.6286 | 0.0015853 | 1890280.6286 | 0.0026169 | 0.087532 | 4.2098 | 0.0014943
|  | 0.60689 | 334 | 11 | 5678 | 1285771.3838 | 43.7007 | 10.5978 | 119337.6155 | 59087.9262 | 1353463.5293 | 1353463.5293 | -0.00079407 | -0.00068812 | 0.0004137 | 0.0010378 | 408 | 1694358.4431 | -0.007411 | 1694358.4431 | -0.0062517 | 760 | 3089133.3367 | 0.00099318 | 3089133.3367 | 0.0020464 | 0.092814 | 3.5203 | 0.0017581
|  | 0.60689 | 595 | 14 | 9520 | 2225824.3916 | 30.5905 | 10.1823 | 140060.9598 | 114976.6054 | 2342981.3628 | 2342981.3628 | -0.00080014 | -0.0008676 | 0.00031356 | 0.00096296 | 450 | 1769755.6643 | -0.0073986 | 1769755.6643 | -0.0062475 | 961 | 3890981.1752 | 0.00098365 | 3890981.1752 | 0.0020309 | 0.062925 | 6.094 | 0.0017581
|  | 0.60689 | 688 | 19 | 9632 | 2762131.9 | 28.4647 | 9.295 | 131861.0893 | 137947.8138 | 2907596.2429 | 2907596.2429 | -0.00017228 | -0.00029939 | 0.00083708 | 0.0014947 | 319 | 1250067.6705 | -0.0067937 | 1250067.6705 | -0.0056495 | 439 | 1859338.5196 | 0.001678 | 1859338.5196 | 0.002692 | 0.047739 | 7.5623 | 0.001465
|  | 0.60689 | 892 | 16 | 13380 | 3523267.8973 | 25.6693 | 7.6306 | 165182.3777 | 135897.3487 | 3708794.0377 | 3708794.0377 | -0.000809 | -0.0008665 | 0.00022986 | 0.00089991 | 469 | 1880127.679 | -0.0074116 | 1880127.679 | -0.0062567 | 505 | 2076242.9397 | 0.001078 | 2076242.9397 | 0.002107 | 0.046883 | 9.6462 | 0.0017581
|  | 0.60689 | 927 | 18 | 15759 | 3452133.3362 | 33.1497 | 10.7419 | 251247.5481 | 239397.3778 | 3633830.9275 | 3633830.9275 | -0.00044245 | -0.00049866 | 0.00072206 | 0.0013849 | 990 | 4231560.5397 | -0.0073413 | 4231560.5397 | -0.0061355 | 193 | 820784.39 | 0.0017281 | 820784.39 | 0.0027113 | 0.07278 | 9.4514 | 0.0015089
|  | 0.60689 | 252 | 9 | 4536 | 946670.1826 | 29.1732 | 11.2243 | 63643.0068 | 42850.2469 | 996500.1238 | 996500.1238 | -0.00046424 | -0.00049905 | 0.00047322 | 0.0010811 | 699 | 2849490.6846 | -0.0075003 | 2849490.6846 | -0.0063201 | 350 | 1459518.4028 | 0.0011486 | 1459518.4028 | 0.0021582 | 0.067228 | 2.5918 | 0.0015671
|  | 0.60689 | 189 | 7 | 3780 | 714837.9337 | 34.4094 | 11.1727 | 62555.0642 | 29121.2794 | 752466.9157 | 752466.9157 | -0.00047685 | -0.00022287 | 0.00052927 | 0.0011213 | 157 | 667726.0226 | -0.0072151 | 667726.0226 | -0.0061129 | 1090 | 4439420.2092 | 0.00093417 | 4439420.2092 | 0.002 | 0.087509 | 1.9571 | 0.0017581
|  | 0.60689 | 808 | 19 | 13736 | 3365176.9978 | 32.7558 | 9.173 | 216392.4316 | 185969.69 | 3542447.1609 | 3542447.1609 | -0.00032172 | -0.00037216 | 0.00080789 | 0.001471 | 737 | 3145560.0467 | -0.0069472 | 3145560.0467 | -0.0057682 | 237 | 950445.4421 | 0.0017791 | 950445.4421 | 0.0027724 | 0.064303 | 9.2134 | 0.001465
|  | 0.60689 | 549 | 12 | 9333 | 2288554.6842 | 39.4095 | 11.8895 | 176895.0844 | 115813.4259 | 2409111.514 | 2409111.514 | -0.00041889 | -0.00042334 | 0.00078339 | 0.0014374 | 687 | 2902195.9263 | -0.006996 | 2902195.9263 | -0.005828 | 1004 | 4194378.018 | 0.0014295 | 4194378.018 | 0.0024911 | 0.077296 | 6.2657 | 0.001315
|  | 0.62081 | 351 | 11 | 5967 | 1493546.9534 | 32.5591 | 14.1438 | 93437.6708 | 82872.3748 | 1570615.6326 | 1572235.6248 | -0.00050477 | -0.00063323 | 0.00059219 | 0.0012348 | 315 | 1238656.1284 | -0.0072965 | 1238656.1284 | -0.0061439 | 912 | 3719376.141 | 0.0013742 | 3719376.141 | 0.0024557 | 0.062561 | 4.0891 | 0.001456
|  | 0.62081 | 401 | 20 | 5213 | 1541673.7538 | 37.2048 | 14.4373 | 93278.225 | 122739.1992 | 1622837.5988 | 1622837.5988 | -0.00045766 | -0.00069562 | 0.00059956 | 0.0012371 | 191 | 780282.5185 | -0.0071837 | 780282.5185 | -0.0060668 | 1048 | 4138146.7822 | 0.0013713 | 4138146.7822 | 0.0024491 | 0.060505 | 4.2209 | 0.001456
|  | 0.60689 | 267 | 18 | 3471 | 1095849.096 | 33.3858 | 13.0207 | 55732.6861 | 68123.7034 | 1153569.97 | 1153569.97 | -0.00010558 | -0.000474 | 0.00066036 | 0.0012729 | 189 | 756820.0435 | -0.007272 | 756820.0435 | -0.0061566 | 628 | 2704250.8674 | 0.00098319 | 2704250.8674 | 0.0020376 | 0.050858 | 3.0003 | 0.001427
|  | 0.60689 | 1071 | 20 | 17136 | 4486170.7916 | 33.9763 | 11.999 | 280013.5905 | 320063.0959 | 4722502.0724 | 4722502.0724 | -0.00067382 | -0.00074208 | 0.0004485 | 0.0011239 | 606 | 2370891.7248 | -0.0071999 | 2370891.7248 | -0.0060355 | 461 | 1840011.8958 | 0.0013287 | 1840011.8958 | 0.0023638 | 0.062417 | 12.2825 | 0.0014352
|  | 0.60689 | 646 | 18 | 9044 | 2633228.2697 | 34.4094 | 13.5615 | 149668.7832 | 181406.9553 | 2771919.5079 | 2771919.5079 | -0.0008049 | -0.00094146 | 0.00028335 | 0.00094013 | 902 | 3571920.3345 | -0.007525 | 3571920.3345 | -0.0063429 | 934 | 3915789.66 | 0.00098078 | 3915789.66 | 0.0020291 | 0.056839 | 7.2094 | 0.0017581
|  | 0.60689 | 909 | 8 | 9090 | 3648338.7145 | 39.8818 | 15.184 | 174354.1178 | 139207.2536 | 3840473.6621 | 3840473.6621 | -0.00092091 | -0.00096941 | 0.00019955 | 0.00088314 | 693 | 2935495.7994 | -0.0074909 | 2935495.7994 | -0.0063168 | 554 | 2389287.1763 | 0.0010521 | 2389287.1763 | 0.0020876 | 0.04779 | 9.9886 | 0.0015671
|  | 0.62081 | 945 | 19 | 13230 | 3670694.8665 | 43.622 | 15.8288 | 277561.3504 | 322668.6634 | 3863959.6474 | 3863959.6474 | -0.00046677 | -0.00053714 | 0.00075906 | 0.0014383 | 586 | 2512855.6234 | -0.0071344 | 2512855.6234 | -0.0059334 | 394 | 1668590.7764 | 0.0018799 | 1668590.7764 | 0.0029083 | 0.075615 | 10.0498 | 0.0015129
|  | 0.60689 | 139 | 12 | 2780 | 575413.7274 | 34.0551 | 14.768 | 45532.3987 | 40984.9043 | 605723.9526 | 605723.9526 | -0.00018545 | -0.0004598 | 0.00058916 | 0.0011605 | 993 | 4344161.404 | -0.0075837 | 4344161.404 | -0.0063814 | 142 | 557229.7277 | 0.0013482 | 557229.7277 | 0.0022998 | 0.07913 | 1.5754 | 0.0015671
|  | 0.60689 | 576 | 19 | 6912 | 2154543.2247 | 39.6455 | 14.8188 | 131792.6538 | 164096.0411 | 2267948.2038 | 2267948.2038 | -0.00029975 | -0.00045937 | 0.00079626 | 0.0014438 | 728 | 3316740.7318 | -0.0070578 | 3329540.2013 | -0.0058685 | 70 | 292361.3529 | 0.0019857 | 292361.3529 | 0.0028827 | 0.06117 | 5.8988 | 0.0013179
|  | 0.60689 | 939 | 17 | 15024 | 3525897.0098 | 32.756 | 13.7357 | 236684.6056 | 283001.8673 | 3711489.2295 | 3711489.2295 | -0.00091318 | -0.00099848 | 0.00023662 | 0.00090326 | 409 | 1721215.0119 | -0.0076476 | 1721215.0119 | -0.0064853 | 646 | 2525693.3012 | 0.0010246 | 2525693.3012 | 0.0020713 | 0.067127 | 9.6534 | 0.0015671
|  | 0.65343 | 789 | 2 | 11046 | 3025009.2786 | 43.3071 | 16.9527 | 230068.794 | 91955.5728 | 3184262.2652 | 3184262.2652 | -0.0014162 | -0.0013013 | -4.016e-05 | 0.00067118 | 655 | 2736101.917 | -0.0081156 | 2736101.917 | -0.0068642 | 264 | 1096293.5126 | 0.0019102 | 1096293.5126 | 0.0029586 | 0.076056 | 8.282 | 0.001675
|  | 0.65343 | 326 | 20 | 4564 | 1315695.9656 | 43.8582 | 16.7793 | 96269.7876 | 122725.1705 | 1384988.188 | 1384988.188 | -0.00081108 | -0.0010346 | 0.00041234 | 0.0010616 | 953 | 4104934.1245 | -0.0084478 | 4104934.1245 | -0.0071738 | 135 | 563689.5504 | 0.0020903 | 563689.5504 | 0.0030796 | 0.07317 | 3.6022 | 0.001675
|  | 0.65343 | 387 | 20 | 3870 | 1563356.1157 | 46.6534 | 21.4698 | 86833.6065 | 145369.6004 | 1645692.1354 | 1645692.1354 | -0.00054336 | -0.00085109 | 0.00058947 | 0.0012545 | 279 | 1164910.1422 | -0.0079696 | 1164910.1422 | -0.0067603 | 679 | 2929005.959 | 0.0019247 | 2929005.959 | 0.0030306 | 0.055543 | 4.2802 | 0.0015242
|  | 0.62081 | 524 | 12 | 6812 | 2064099.0053 | 48.071 | 17.5009 | 157489.4151 | 135528.8714 | 2172786.8767 | 2172786.8767 | -0.00045837 | -0.0005282 | 0.00078114 | 0.0014422 | 662 | 2768613.599 | -0.0072067 | 2768613.599 | -0.0060084 | 73 | 301811.8916 | 0.0021637 | 301811.8916 | 0.0030904 | 0.076299 | 5.6512 | 0.0013535
|  | 0.65343 | 1099 | 4 | 17584 | 4364652.9519 | 39.4487 | 17.1996 | 333613.7526 | 171970.5245 | 4594493.6418 | 4594493.6418 | -0.0014628 | -0.0014294 | -0.00010447 | 0.00062067 | 158 | 627152.6235 | -0.0077959 | 627152.6235 | -0.0066337 | 100 | 428108.7741 | 0.0021481 | 428108.7741 | 0.0031209 | 0.076435 | 11.9498 | 0.001675
|  | 0.60689 | 324 | 19 | 3888 | 1270318.2993 | 26.1418 | 9.4893 | 48882.7149 | 59107.3883 | 1337206.2329 | 1337206.2329 | 0.00030708 | -0.00010777 | 0.00089211 | 0.0015127 | 824 | 3580609.5539 | -0.007071 | 3580609.5539 | -0.0058809 | 378 | 1596335.8854 | 0.0015906 | 1596335.8854 | 0.0026104 | 0.038481 | 3.4779 | 0.0013208
|  | 0.60689 | 172 | 2 | 2064 | 657594.8601 | 28.9764 | 8.0058 | 28763.895 | 9126.5106 | 692213.4866 | 692213.4866 | 0.00062771 | 0.0021178 | 0.00086008 | 0.0014557 | 147 | 597179.506 | -0.0066047 | 597179.506 | -0.005523 | 736 | 2987614.6939 | 0.0015497 | 2987614.6939 | 0.0026061 | 0.043741 | 1.8004 | 0.001465
|  | 0.60689 | 780 | 6 | 8580 | 3067230.5212 | 27.2835 | 8.6901 | 112585.1068 | 62504.7609 | 3228737.5186 | 3228737.5186 | -0.00038772 | -0.00032899 | 0.00062079 | 0.0012978 | 827 | 3587995.7958 | -0.0073958 | 3587995.7958 | -0.0061971 | 214 | 856011.4063 | 0.0016352 | 856011.4063 | 0.002621 | 0.036706 | 8.3976 | 0.0013619
|  | 0.60689 | 173 | 8 | 2422 | 669678.6131 | 28.8977 | 8.1701 | 33661.3083 | 17048.5245 | 704936.7548 | 704936.7548 | 0.00068905 | 0.0010156 | 0.0010986 | 0.0016887 | 224 | 913536.5337 | -0.0067265 | 913536.5337 | -0.0056021 | 695 | 2944159.4315 | 0.0015721 | 2944159.4315 | 0.002618 | 0.050265 | 1.8335 | 0.001465
|  | 0.60689 | 731 | 14 | 10965 | 2842368.7631 | 22.0473 | 7.2752 | 116267.3093 | 96329.8077 | 2992022.7407 | 2992022.7407 | -0.00051642 | -0.00060056 | 0.00044386 | 0.0011065 | 573 | 2384496.4997 | -0.0072863 | 2384496.4997 | -0.0061153 | 394 | 1699342.9933 | 0.0013035 | 1699342.9933 | 0.0023184 | 0.040905 | 7.782 | 0.0014733
|  | 0.60689 | 984 | 14 | 19680 | 3829726.6501 | 27.2835 | 6.9365 | 258237.168 | 153136.1394 | 4031367.6039 | 4031367.6039 | -0.00093003 | -0.00091521 | 0.00022164 | 0.00089192 | 845 | 3585148.0776 | -0.0075136 | 3585148.0776 | -0.0063374 | 222 | 883075.7067 | 0.0012639 | 883075.7067 | 0.0022381 | 0.06743 | 10.4852 | 0.0017581
|  | 0.60689 | 538 | 7 | 6994 | 2169451.1282 | 33.9763 | 10.0788 | 114286.5927 | 58372.5276 | 2283706.3601 | 2283706.3601 | -0.00078861 | -0.00069301 | 0.00029638 | 0.00095554 | 756 | 3329117.0681 | -0.0077706 | 3329117.0681 | -0.006577 | 51 | 208500.2039 | 0.0015835 | 208500.2039 | 0.0024566 | 0.05268 | 5.9396 | 0.0015671
|  | 0.60689 | 160 | 6 | 2560 | 658569.1543 | 27.3228 | 9.1999 | 33640.2134 | 16300.5055 | 693258.2109 | 693258.2109 | 0.00067097 | 0.0010698 | 0.0010933 | 0.001684 | 934 | 3774510.2305 | -0.0069752 | 3774510.2305 | -0.0057934 | 186 | 738625.3116 | 0.0018273 | 738625.3116 | 0.0028046 | 0.051081 | 1.8031 | 0.0012769
|  | 0.60689 | 958 | 16 | 19160 | 3578566.061 | 29.9606 | 8.9007 | 276082.9491 | 212368.818 | 3766922.8479 | 3766922.8479 | -0.00037629 | -0.00040169 | 0.00080169 | 0.0014651 | 997 | 4064577.5613 | -0.0072445 | 4064577.5613 | -0.0060433 | 575 | 2338280.0331 | 0.0015922 | 2338280.0331 | 0.0026386 | 0.077149 | 9.7976 | 0.001465
|  | 0.60689 | 816 | 7 | 16320 | 3181887.2814 | 28.9369 | 9.8416 | 227125.4141 | 110750.6741 | 3349420.9178 | 3349420.9178 | -0.0005049 | -0.00044368 | 0.00069822 | 0.0013712 | 114 | 447537.5008 | -0.0066444 | 447537.5008 | -0.0055784 | 105 | 428294.1753 | 0.0016177 | 428294.1753 | 0.0025633 | 0.071381 | 8.7115 | 0.0015148
|  | 0.67771 | 64 | 15 | 960 | 247320.3236 | 25.4724 | 5.9981 | 11760.7407 | 7308.8848 | 260341.4068 | 260341.4068 | 0.0023337 | 0.0024152 | 0.00080851 | 0.0013522 | 1048 | 4143615.1013 | -0.0085202 | 4143615.1013 | -0.0072122 | 534 | 2124028.7274 | 0.0021341 | 2124028.7274 | 0.0032495 | 0.047553 | 0.67713 | 0.0019447
|  | 0.67771 | 904 | 18 | 13560 | 3614321.6945 | 24.8424 | 6.6241 | 162011.8622 | 130652.2469 | 3804659.7528 | 3804659.7528 | -0.00017049 | -0.00022491 | 0.0010369 | 0.0017557 | 935 | 3877932.5846 | -0.0076602 | 3877932.5846 | -0.0063587 | 423 | 1730000.8291 | 0.0030144 | 1730000.8291 | 0.0041201 | 0.044825 | 9.8955 | 0.0012574
|  | 0.67771 | 1038 | 6 | 11418 | 3990537.0474 | 25.0788 | 6.971 | 137717.8915 | 66724.6274 | 4200625.1082 | 4200625.1082 | -0.0010758 | -0.00097458 | 0.0001478 | 0.00088589 | 76 | 310823.8675 | -0.0079332 | 310823.8675 | -0.0067914 | 404 | 1676604.967 | 0.0019194 | 1676604.967 | 0.0030262 | 0.034511 | 10.9255 | 0.0019447
|  | 0.67771 | 1084 | 11 | 10840 | 4174525.3427 | 23.5039 | 5.9514 | 122535.7426 | 77017.9799 | 4394302.6569 | 4394302.6569 | -0.00020606 | -0.00019913 | 0.00092344 | 0.0016602 | 485 | 2054455.1862 | -0.0075723 | 2054455.1862 | -0.0063133 | 331 | 1330406.9701 | 0.0030517 | 1330406.9701 | 0.0041207 | 0.029353 | 11.4292 | 0.0012902
|  | 0.67771 | 639 | 2 | 12780 | 2437395.9119 | 19.5276 | 5.2295 | 120025.4377 | 25449.4533 | 2565708.6274 | 2565708.6274 | -0.00074233 | -2.284e-05 | 0.00056142 | 0.0012779 | 570 | 2244742.1102 | -0.0078267 | 2244742.1102 | -0.0065462 | 661 | 2621150.8086 | 0.0023999 | 2621150.8086 | 0.0035313 | 0.049243 | 6.6732 | 0.0014302
|  | 0.74994 | 1070 | 11 | 19260 | 4361102.3694 | 18.9763 | 5.1483 | 175776.7355 | 95698.6426 | 4590799.9819 | 4590799.9819 | -0.00073023 | -0.00068587 | 0.00068259 | 0.0014666 | 178 | 741853.3388 | -0.0085047 | 741853.3388 | -0.0071953 | 834 | 3387194.4702 | 0.0037094 | 3387194.4702 | 0.0049231 | 0.040306 | 11.94 | 0.0015628
|  | 0.67771 | 1087 | 19 | 14131 | 4168912.6529 | 25.0394 | 5.6365 | 170172.8956 | 124976.517 | 4388387.5129 | 4388387.5129 | -0.0010156 | -0.0010474 | 0.00016722 | 0.00089332 | 60 | 237703.5726 | -0.0078327 | 237703.5726 | -0.0067293 | 363 | 1432199.1429 | 0.002223 | 1432199.1429 | 0.0033139 | 0.040819 | 11.4139 | 0.0019447
|  | 0.67771 | 329 | 4 | 6580 | 1380717.1579 | 23.2283 | 5.462 | 73508.3872 | 18124.2223 | 1452112.4117 | 1453454.2513 | -0.00021459 | 0.00070898 | 0.00097065 | 0.0016531 | 877 | 3546383.9622 | -0.0076316 | 3546383.9622 | -0.0063304 | 92 | 383496.7489 | 0.0033978 | 383496.7489 | 0.0043942 | 0.053239 | 3.7802 | 0.0012476
|  | 0.67771 | 288 | 6 | 3168 | 1081821.7136 | 22.2047 | 4.5956 | 33831.6872 | 12204.7371 | 1138765.5988 | 1138765.5988 | 0.0004724 | 0.0014369 | 0.0010021 | 0.0016703 | 599 | 2514433.2406 | -0.0078133 | 2514433.2406 | -0.0065423 | 189 | 773324.0924 | 0.0029436 | 773324.0924 | 0.0039953 | 0.031273 | 2.9619 | 0.001427
|  | 0.67771 | 914 | 7 | 18280 | 3821317.6434 | 27.1654 | 5.4776 | 238828.3454 | 69044.1712 | 4021896.509 | 4022621.7988 | -0.00089935 | -0.0006778 | 0.00047225 | 0.0012035 | 279 | 1117147.3124 | -0.0079266 | 1117147.3124 | -0.0066955 | 499 | 1950755.245 | 0.0024574 | 1950755.245 | 0.0035687 | 0.062499 | 10.4622 | 0.0017843
|  | 0.67771 | 382 | 18 | 4584 | 1463732.9488 | 23.9763 | 5.1055 | 52859.1709 | 36049.0386 | 1540791.4892 | 1540791.4892 | 0.00017116 | 0.0001189 | 0.0010019 | 0.001677 | 794 | 3355316.9605 | -0.0078393 | 3355316.9605 | -0.0065482 | 801 | 3145893.3175 | 0.0027198 | 3145893.3175 | 0.0038348 | 0.036113 | 4.0075 | 0.0014041
|  | 0.67771 | 277 | 7 | 4709 | 1100226.2675 | 24.6849 | 6.5257 | 55905.3843 | 22584.5412 | 1158163.7451 | 1158163.7451 | -0.00060674 | -0.00016385 | 0.00042415 | 0.0010897 | 1057 | 4341708.2621 | -0.0085316 | 4341708.2621 | -0.0072204 | 185 | 764110.3168 | 0.0023542 | 764110.3168 | 0.0034105 | 0.050813 | 3.0123 | 0.0017314
|  | 0.67771 | 1052 | 9 | 13676 | 4137862.8807 | 26.3386 | 7.7223 | 173238.8743 | 100496.8822 | 4355745.1249 | 4355745.1249 | -0.0004916 | -0.00046471 | 0.00077347 | 0.0015095 | 220 | 882569.2886 | -0.0075266 | 882569.2886 | -0.0063245 | 96 | 400860.8512 | 0.0031438 | 400860.8512 | 0.0041484 | 0.041867 | 11.3289 | 0.0016174
|  | 0.67771 | 684 | 9 | 12312 | 2549307.9635 | 26.5746 | 7.5104 | 157358.0327 | 77823.8463 | 2683487.6477 | 2683487.6477 | -0.00056695 | -0.00048524 | 0.00077753 | 0.0014865 | 630 | 2548023.1892 | -0.0079075 | 2548023.1892 | -0.0066182 | 1075 | 4664550.1359 | 0.0022384 | 4664550.1359 | 0.0033957 | 0.061726 | 6.9796 | 0.0016698
|  | 0.67771 | 982 | 14 | 14730 | 3869138.0151 | 25.5511 | 8.1872 | 181011.3981 | 145628.128 | 4072872.9756 | 4072872.9756 | -0.0010799 | -0.001128 | 0.00017511 | 0.00090114 | 622 | 2545432.5725 | -0.0083901 | 2545432.5725 | -0.007122 | 490 | 1961946.2249 | 0.0021457 | 1961946.2249 | 0.0032593 | 0.046783 | 10.5931 | 0.0019447
|  | 0.67771 | 654 | 2 | 12426 | 2618735.3169 | 22.8346 | 5.9631 | 136464.0738 | 29219.1065 | 2756645.1693 | 2756645.1693 | -0.0013646 | -0.00073967 | -2.9039e-05 | 0.00069135 | 133 | 543117.606 | -0.0083437 | 543117.606 | -0.0071503 | 60 | 242898.049 | 0.0026911 | 242898.049 | 0.0036318 | 0.052111 | 7.1697 | 0.0017314
|  | 0.67771 | 759 | 12 | 14421 | 3175682.6967 | 26.1023 | 7.12 | 181037.1599 | 103892.5373 | 3342976.1827 | 3342976.1827 | -0.00036024 | -0.00033151 | 0.00095472 | 0.0016712 | 133 | 531680.1789 | -0.0073219 | 531680.1789 | -0.0061404 | 997 | 3985325.4726 | 0.0024797 | 3985325.4726 | 0.003632 | 0.057007 | 8.6945 | 0.0013098
|  | 0.67771 | 145 | 6 | 2900 | 571048.0413 | 22.2442 | 5.9713 | 31024.7552 | 10871.3239 | 601117.2841 | 601117.2841 | 0.00060787 | 0.0017302 | 0.0011803 | 0.001801 | 992 | 4153685.9003 | -0.0078914 | 4153685.9003 | -0.0065967 | 404 | 1673093.2309 | 0.0028067 | 1673093.2309 | 0.0038992 | 0.05433 | 1.5634 | 0.0013818
|  | 0.67771 | 703 | 7 | 8436 | 2701893.5148 | 20.9448 | 5.1801 | 84977.9721 | 37628.1523 | 2844138.6164 | 2844138.6164 | -0.00085863 | -0.00063477 | 0.00022776 | 0.00094606 | 164 | 673685.9256 | -0.0080952 | 673685.9256 | -0.0069084 | 459 | 1837973.683 | 0.0021614 | 1837973.683 | 0.0032705 | 0.031451 | 7.3974 | 0.0017314
|  | 0.67771 | 790 | 15 | 7900 | 3068528.4131 | 24.685 | 6.1472 | 93789.4085 | 69971.0163 | 3230088.6498 | 3230088.6498 | -0.00060933 | -0.00067466 | 0.00044573 | 0.0011653 | 291 | 1165952.4597 | -0.0080065 | 1165952.4597 | -0.0067739 | 896 | 3542738.7582 | 0.0022579 | 3542738.7582 | 0.0034019 | 0.030565 | 8.4012 | 0.0015749
|  | 0.67771 | 590 | 5 | 10620 | 2398700.5469 | 25.9054 | 8.437 | 132314.7905 | 53279.3738 | 2525036.891 | 2525036.891 | -0.00083999 | -0.00064768 | 0.00048582 | 0.001198 | 867 | 3641339.9265 | -0.0085296 | 3641339.9265 | -0.0072213 | 148 | 582225.2809 | 0.0026684 | 582225.2809 | 0.0036974 | 0.055161 | 6.5673 | 0.0015749
|  | 0.67771 | 302 | 20 | 3624 | 1134568.6628 | 27.1653 | 9.1762 | 47347.4145 | 55329.5649 | 1194289.0567 | 1194289.0567 | -0.00036286 | -0.00077445 | 0.00043727 | 0.0010948 | 486 | 2043542.6029 | -0.0083796 | 2043542.6029 | -0.0071055 | 314 | 1313269.391 | 0.0022454 | 1313269.391 | 0.0033294 | 0.041732 | 3.1063 | 0.0017314
|  | 0.67771 | 661 | 11 | 11898 | 2485008.8099 | 23.1103 | 8.9887 | 132243.1307 | 103218.2518 | 2615813.1643 | 2615813.1643 | -0.00038258 | -0.00044085 | 0.00088821 | 0.0015932 | 1053 | 4487040.325 | -0.0079157 | 4487040.325 | -0.0066015 | 436 | 1706916.8787 | 0.002837 | 1706916.8787 | 0.0039247 | 0.053216 | 6.8036 | 0.0014041
|  | 0.67771 | 765 | 8 | 10710 | 3063132.5158 | 26.7716 | 8.2322 | 137897.8111 | 75960.9996 | 3224445.529 | 3224445.529 | -0.000731 | -0.00067961 | 0.00053754 | 0.0012602 | 712 | 2981805.19 | -0.0081099 | 2981805.19 | -0.0068243 | 912 | 3716962.6579 | 0.0023511 | 3716962.6579 | 0.0034949 | 0.045019 | 8.3864 | 0.0015579
|  | 0.67771 | 91 | 18 | 1274 | 369164.8193 | 25.1575 | 6.691 | 15414.537 | 12607.9974 | 388607.9268 | 388607.9268 | 0.0020662 | 0.0014504 | 0.0012681 | 0.0018454 | 866 | 3567674.9493 | -0.0079351 | 3567674.9493 | -0.0066306 | 966 | 4055472.9669 | 0.0025874 | 4055472.9669 | 0.0037242 | 0.041755 | 1.0107 | 0.0014368
|  | 0.74994 | 218 | 14 | 4360 | 843060.6942 | 17.4016 | 4.9335 | 36489.612 | 24129.8061 | 887446.9617 | 887446.9617 | 0.00014694 | 0.00010415 | 0.00096418 | 0.0016444 | 754 | 3115496.8384 | -0.0089597 | 3115496.8384 | -0.0075581 | 603 | 2359546.9868 | 0.0036779 | 2359546.9868 | 0.0048726 | 0.043282 | 2.3082 | 0.0016208
|  | 0.74994 | 617 | 17 | 12340 | 2499048.177 | 17.7164 | 5.0614 | 105143.9313 | 81634.7849 | 2630666.0765 | 2630666.0765 | -0.00078745 | -0.00085931 | 0.00051245 | 0.0012577 | 312 | 1306229.0258 | -0.0089372 | 1306229.0258 | -0.0075982 | 1017 | 4021207.2668 | 0.0033559 | 4021207.2668 | 0.0045809 | 0.042074 | 6.842 | 0.0017258
|  | 0.74994 | 274 | 8 | 4658 | 1042217.5986 | 17.6772 | 4.5885 | 39601.0348 | 17027.9709 | 1097082.2392 | 1097082.2392 | -0.00022763 | 0.00029182 | 0.00068901 | 0.0013949 | 607 | 2567599.5668 | -0.0094234 | 2567599.5668 | -0.0080207 | 1087 | 4520941.3147 | 0.0033399 | 4520941.3147 | 0.0045661 | 0.037997 | 2.8534 | 0.0017258
|  | 0.74994 | 448 | 18 | 5824 | 1695142.5937 | 17.7952 | 4.3308 | 49844.5654 | 38018.8344 | 1784374.9879 | 1784374.9879 | -1.8846e-05 | -0.00015955 | 0.00088975 | 0.0016192 | 60 | 248637.9133 | -0.0082216 | 248637.9133 | -0.007002 | 658 | 2634473.7847 | 0.0037592 | 2634473.7847 | 0.0049577 | 0.029404 | 4.641 | 0.0018416
|  | 0.74994 | 743 | 15 | 14117 | 2910502.9296 | 14.685 | 3.326 | 99703.3934 | 56206.8237 | 3063752.8745 | 3063752.8745 | -0.0010092 | -0.00095087 | 0.00021362 | 0.00097032 | 236 | 1000222.9731 | -0.0094583 | 1000222.9731 | -0.0081148 | 945 | 3994155.1937 | 0.0031129 | 3994155.1937 | 0.0043305 | 0.034256 | 7.9685 | 0.002135
|  | 0.74994 | 692 | 8 | 12456 | 2682237.9455 | 15.315 | 4.0141 | 91746.4302 | 38993.6926 | 2823457.4434 | 2823457.4434 | -0.00039542 | -0.00015951 | 0.00090248 | 0.0016654 | 652 | 2683749.1324 | -0.008997 | 2683749.1324 | -0.0075934 | 751 | 3125533.4621 | 0.0038499 | 3125533.4621 | 0.005059 | 0.034205 | 7.3436 | 0.0015367
|  | 0.74994 | 220 | 20 | 2860 | 853244.8631 | 19.7244 | 4.4246 | 27130.8505 | 20637.1456 | 898168.3058 | 898168.3058 | 0.00014108 | -0.00011563 | 0.00049879 | 0.0011815 | 672 | 2734204.044 | -0.0093971 | 2734204.044 | -0.0079989 | 629 | 2454879.9045 | 0.0031977 | 2454879.9045 | 0.0044007 | 0.031797 | 2.3361 | 0.0018989
|  | 0.74994 | 606 | 20 | 12120 | 2419113.2269 | 20.3937 | 4.754 | 118875.4627 | 85983.5776 | 2546507.5328 | 2546507.5328 | -0.0010887 | -0.0011301 | 0.00027076 | 0.0010094 | 625 | 2484397.519 | -0.0093838 | 2484397.519 | -0.0079868 | 819 | 3396407.9823 | 0.0031382 | 3396407.9823 | 0.0043524 | 0.04914 | 6.6232 | 0.0018989
|  | 0.74994 | 657 | 10 | 7884 | 2525039.0515 | 18.4251 | 5.4148 | 69863.4525 | 44667.6734 | 2657973.3694 | 2657973.3694 | -1.2515e-05 | -1.3066e-05 | 0.0011433 | 0.0019046 | 560 | 2366211.254 | -0.0084354 | 2366211.254 | -0.0070484 | 410 | 1624449.9938 | 0.0042557 | 1624449.9938 | 0.0054143 | 0.027668 | 6.9132 | 0.0013781
|  | 0.74994 | 987 | 16 | 10857 | 3762975.1983 | 23.5433 | 5.1857 | 122933.6422 | 81963.3774 | 3961070.1154 | 3961070.1154 | -0.0011706 | -0.0011841 | 0.00014243 | 0.00092002 | 630 | 2634135.1909 | -0.0093929 | 2634135.1909 | -0.0079947 | 1055 | 4413993.1976 | 0.0027778 | 4413993.1976 | 0.0040157 | 0.032669 | 10.3025 | 0.002135
|  | 0.74994 | 818 | 2 | 15542 | 3366354.9986 | 18.6221 | 4.7157 | 139196.7622 | 28901.2458 | 3543672.0404 | 3543672.0404 | -0.0010126 | -0.00037118 | 0.00047719 | 0.0012601 | 226 | 955384.0382 | -0.0085065 | 955384.0382 | -0.007187 | 745 | 2972643.1822 | 0.0037747 | 2972643.1822 | 0.0049862 | 0.041349 | 9.2166 | 0.0015766
|  | 0.74994 | 222 | 6 | 2442 | 869830.7336 | 16.0629 | 3.3134 | 18865.2771 | 6782.9804 | 915630.9797 | 915630.9797 | 0.00094132 | 0.0026759 | 0.00072287 | 0.0014218 | 91 | 374614.3757 | -0.0089409 | 374614.3757 | -0.0076747 | 1004 | 4201173.2038 | 0.0033498 | 4201173.2038 | 0.0045753 | 0.021688 | 2.3815 | 0.0017258
|  | 0.74994 | 314 | 3 | 5652 | 1228170.8071 | 15.7087 | 3.4636 | 42700.7962 | 9222.9595 | 1292838.3158 | 1292838.3158 | -0.00090932 | 0.001036 | 9.4346e-05 | 0.00081773 | 248 | 1018545.6529 | -0.009145 | 1018545.6529 | -0.0078176 | 983 | 3932486.5848 | 0.0031137 | 3932486.5848 | 0.0043318 | 0.034768 | 3.3625 | 0.002135
|  | 0.74994 | 1099 | 18 | 15386 | 4420320.8625 | 15.9843 | 4.6602 | 118280.4381 | 106051.2852 | 4653114.891 | 4653114.891 | -0.0010531 | -0.0011573 | 0.00011817 | 0.00089862 | 975 | 4091007.485 | -0.0094936 | 4091007.485 | -0.0080702 | 770 | 3099207.2472 | 0.0031708 | 3099207.2472 | 0.004374 | 0.026758 | 12.1022 | 0.0018989
|  | 0.74994 | 947 | 13 | 11364 | 3675675.4331 | 16.9685 | 3.3026 | 92740.2478 | 46221.7205 | 3869201.3234 | 3869201.3234 | -0.0010358 | -0.00090464 | 0.00014391 | 0.00092211 | 323 | 1325604.1013 | -0.0092248 | 1325604.1013 | -0.007872 | 479 | 1903603.5379 | 0.0032798 | 1903603.5379 | 0.0044561 | 0.025231 | 10.0635 | 0.0018989
|  | 0.74994 | 848 | 6 | 13568 | 3208499.8839 | 15.0394 | 2.9007 | 98138.6138 | 27239.3444 | 3377395.4172 | 3377395.4172 | -0.00045474 | 0.00011393 | 0.00085631 | 0.001632 | 957 | 3855010.5364 | -0.0087713 | 3855010.5364 | -0.0073597 | 652 | 2784641.855 | 0.003863 | 2784641.855 | 0.0050721 | 0.030587 | 8.7844 | 0.0017728
|  | 0.67771 | 523 | 11 | 8368 | 2019469.7699 | 15.6299 | 2.5161 | 62903.0125 | 21072.9284 | 2125791.4972 | 2125791.4972 | -0.00018849 | 0.00042641 | 0.00070808 | 0.0014043 | 376 | 1538748.8031 | -0.0079054 | 1538748.8031 | -0.0066509 | 69 | 278874.9519 | 0.0027544 | 278874.9519 | 0.0037327 | 0.031148 | 5.529 | 0.001732
|  | 0.74994 | 86 | 14 | 1720 | 332840.283 | 15.0394 | 2.9211 | 12440.921 | 5636.2089 | 350364.081 | 350364.081 | 0.00198 | 0.0033574 | 0.00075315 | 0.0013583 | 569 | 2348378.3945 | -0.0096617 | 2348378.3945 | -0.0082641 | 734 | 3032083.3902 | 0.0031758 | 3032083.3902 | 0.0043777 | 0.037378 | 0.91127 | 0.0018989
|  | 0.74994 | 1076 | 6 | 19368 | 4069046.8539 | 15.433 | 2.9802 | 143756.9026 | 37886.5693 | 4283240.733 | 4283240.733 | -0.0012892 | -0.00086188 | 0.00011547 | 0.00090204 | 448 | 1802308.7936 | -0.0093055 | 1802308.7936 | -0.0079295 | 1055 | 4522709.1403 | 0.0030935 | 4522709.1403 | 0.0043137 | 0.035329 | 11.1404 | 0.002135
|  | 0.67771 | 263 | 2 | 5260 | 1031399.2429 | 15.3937 | 3.1361 | 38942.3662 | 6281.4959 | 1085707.1187 | 1085707.1187 | 6.0871e-05 | 0.0032826 | 0.00079648 | 0.0014638 | 529 | 2116251.0435 | -0.0077615 | 2116251.0435 | -0.0064856 | 66 | 267721.7948 | 0.0032544 | 267721.7948 | 0.0042218 | 0.037757 | 2.8238 | 0.0016174
|  | 0.91095 | 326 | 6 | 6194 | 1235329.0061 | 16.2598 | 3.3316 | 48437.3053 | 13234.51 | 1300357.5362 | 1300357.5362 | -0.0012267 | -5.2803e-05 | 0.00035727 | 0.0011794 | 413 | 1666826.2349 | -0.011395 | 1666826.2349 | -0.0097882 | 1041 | 4286417.5215 | 0.0051468 | 4286417.5215 | 0.006562 | 0.03921 | 3.3821 | 0.0022725
|  | 0.91095 | 438 | 9 | 7008 | 1670000.2163 | 15.3544 | 3.1177 | 51751.2111 | 19169.3998 | 1757914.3545 | 1757914.3545 | -0.0012332 | -0.00063748 | 0.000277 | 0.0011187 | 1040 | 4263420.3352 | -0.011631 | 4263420.3352 | -0.0099712 | 567 | 2225383.5105 | 0.0056672 | 2225383.5105 | 0.0070396 | 0.030989 | 4.5722 | 0.0025592
|  | 0.67771 | 426 | 8 | 4260 | 1652090.2333 | 15.748 | 3.2123 | 32264.7704 | 13801.8557 | 1739072.9378 | 1739072.9378 | 0.00059527 | 0.0012412 | 0.0009172 | 0.0016098 | 652 | 2584176.7158 | -0.0078333 | 2584176.7158 | -0.0065505 | 789 | 3213877.7142 | 0.0026553 | 3213877.7142 | 0.0037827 | 0.01953 | 4.5232 | 0.0014237
|  | 0.91095 | 656 | 15 | 7216 | 2569527.3803 | 7.2834 | 2.9169 | 25276.9262 | 29342.5167 | 2704823.4903 | 2704823.4903 | 0.00079398 | 3.0204e-05 | 0.00098146 | 0.0018505 | 556 | 2217499.9286 | -0.010667 | 2217499.9286 | -0.0090343 | 518 | 2100997.8912 | 0.0065162 | 2100997.8912 | 0.0078772 | 0.0098372 | 7.035 | 0.0017982
|  | 0.67771 | 223 | 8 | 3791 | 828337.4747 | 14.6851 | 3.4342 | 26774.6786 | 10372.2278 | 871934.8254 | 871934.8254 | 0.00028806 | 0.0013114 | 0.00049295 | 0.0011381 | 299 | 1225765.2725 | -0.0082642 | 1225765.2725 | -0.0070221 | 533 | 2135452.6326 | 0.0021369 | 2135452.6326 | 0.0032506 | 0.032323 | 2.2679 | 0.0017314
|  | 0.91095 | 1066 | 11 | 13858 | 4001972.7433 | 15.2756 | 3.163 | 101810.4621 | 47123.9708 | 4212623.7706 | 4212623.7706 | -0.0016116 | -0.0014502 | 4.6594e-05 | 0.00094308 | 399 | 1631785.4785 | -0.011387 | 1631785.4785 | -0.0097825 | 172 | 707141.3836 | 0.006015 | 707141.3836 | 0.007291 | 0.02544 | 10.9568 | 0.0025592
|  | 0.91095 | 79 | 18 | 1422 | 311790.0803 | 15.3544 | 2.8587 | 10500.8879 | 5680.448 | 328208.0383 | 328208.0383 | 0.0021455 | 0.0028526 | 0.00081406 | 0.0014979 | 952 | 3749662.0433 | -0.011599 | 3749662.0433 | -0.0099462 | 847 | 3400448.7549 | 0.0055758 | 3400448.7549 | 0.0069646 | 0.033679 | 0.85363 | 0.0025592
|  | 0.91095 | 913 | 6 | 9130 | 3546839.5588 | 16.0236 | 2.9427 | 70359.7758 | 23779.402 | 3733583.445 | 3733583.445 | -0.0015022 | -0.00096165 | 6.3804e-05 | 0.0009601 | 1060 | 4228254.6675 | -0.011658 | 4228254.6675 | -0.0099837 | 980 | 4010617.0219 | 0.0055134 | 4010617.0219 | 0.0069219 | 0.019837 | 9.7107 | 0.0025592
|  | 0.66114 | 1041 | 5 | 14574 | 4178910.3467 | 14.4488 | 2.8947 | 101275.4354 | 28531.7119 | 4398987.4532 | 4398987.4532 | -0.00037148 | 0.00016552 | 0.00065963 | 0.001388 | 449 | 1953232.841 | -0.0076362 | 1953232.841 | -0.006391 | 744 | 3178264.8661 | 0.0023089 | 3178264.8661 | 0.0034289 | 0.024235 | 11.4412 | 0.0016328
|  | 0.66114 | 1088 | 5 | 20672 | 4273618.7503 | 26.4173 | 6.7927 | 262642.1946 | 81384.335 | 4498647.0003 | 4498647.0003 | -0.0011844 | -0.0010068 | 0.00014702 | 0.00087434 | 664 | 2715774.8644 | -0.0082072 | 2715774.8644 | -0.0069491 | 75 | 312815.093 | 0.0023416 | 312815.093 | 0.0032995 | 0.061457 | 11.7005 | 0.0016929
|  | 0.66114 | 274 | 15 | 2740 | 1053612.928 | 27.0471 | 7.5259 | 35642.228 | 29711.3752 | 1109082.1227 | 1109082.1227 | 0.00051977 | 0.00023693 | 0.0010148 | 0.0016645 | 525 | 2104582.8997 | -0.0075507 | 2104582.8997 | -0.0063214 | 492 | 2054562.0969 | 0.0024726 | 2054562.0969 | 0.0035631 | 0.033829 | 2.8846 | 0.0013928
|  | 0.66114 | 399 | 12 | 7182 | 1544903.53 | 23.5432 | 5.8345 | 81321.3289 | 43029.7263 | 1626241.8473 | 1626241.8473 | -0.00074121 | -0.00063146 | 0.00036856 | 0.0010361 | 971 | 4101083.5212 | -0.0082975 | 4101083.5212 | -0.007015 | 520 | 2060262.2369 | 0.0018888 | 2060262.2369 | 0.0029844 | 0.052638 | 4.2297 | 0.0016929
|  | 0.66114 | 842 | 8 | 16840 | 3237433.9899 | 22.3227 | 5.3505 | 180793.3217 | 67693.1973 | 3407873.9291 | 3407873.9291 | -0.00084171 | -0.00067105 | 0.00043828 | 0.001148 | 521 | 2214090.1953 | -0.007921 | 2214090.1953 | -0.0066818 | 955 | 3995580.0307 | 0.0019853 | 3995580.0307 | 0.0031133 | 0.055845 | 8.8636 | 0.0015403
|  | 0.66114 | 766 | 3 | 14554 | 3199916.4633 | 24.6457 | 5.8975 | 172511.1231 | 39146.6427 | 3365691.8912 | 3368484.6861 | -0.0013632 | -0.0009086 | -5.3315e-05 | 0.00066396 | 347 | 1369188.4042 | -0.0080642 | 1369188.4042 | -0.0068437 | 662 | 2900432.829 | 0.0015614 | 2901320.5854 | 0.0026787 | 0.053911 | 8.7609 | 0.0016929
|  | 0.66114 | 52 | 6 | 780 | 198775.4971 | 27.0867 | 8.1994 | 10161.183 | 4563.5674 | 209239.8824 | 209239.8824 | 0.0028729 | 0.0046082 | 0.00084171 | 0.0013668 | 770 | 3222379.1391 | -0.0085113 | 3222379.1391 | -0.0072345 | 948 | 4176110.7933 | 0.0014912 | 4180619.9708 | 0.0026251 | 0.051119 | 0.54422 | 0.001901
|  | 0.66114 | 972 | 7 | 14580 | 3672631.2241 | 18.5434 | 6.9056 | 130029.0725 | 78060.5916 | 3865956.5667 | 3865956.5667 | -0.0009712 | -0.00094865 | 0.00017789 | 0.00089747 | 801 | 3135526.299 | -0.0082534 | 3135526.299 | -0.0069794 | 884 | 3491419.6245 | 0.0017808 | 3491419.6245 | 0.0029039 | 0.035405 | 10.0551 | 0.001901
|  | 0.66114 | 189 | 13 | 3591 | 740217.4101 | 20.3937 | 6.8675 | 35221.2695 | 26475.8452 | 779192.8444 | 779192.8444 | -2.0013e-05 | -0.00020511 | 0.0005354 | 0.001155 | 517 | 2108934.8125 | -0.0081727 | 2108934.8125 | -0.0069192 | 210 | 874680.9044 | 0.0020739 | 874680.9044 | 0.0031186 | 0.047582 | 2.0266 | 0.0016929
|  | 0.66114 | 291 | 2 | 2910 | 1096093.86 | 23.5826 | 6.3143 | 33004.8868 | 11724.5343 | 1153790.2373 | 1153790.2373 | 0.00023834 | 0.0012621 | 0.00071831 | 0.0013804 | 473 | 2003548.5366 | -0.0075855 | 2003548.5366 | -0.0063455 | 88 | 368481.7566 | 0.0028626 | 368481.7566 | 0.0038303 | 0.030111 | 3.0009 | 0.0014023
|  | 0.66114 | 727 | 15 | 8724 | 2827351.2781 | 25.3151 | 6.1241 | 106215.7398 | 72396.8188 | 2976214.7831 | 2976214.7831 | -0.00023661 | -0.00026116 | 0.00084955 | 0.0015515 | 130 | 525356.3395 | -0.0072416 | 525356.3395 | -0.006082 | 174 | 722823.8504 | 0.0027276 | 722823.8504 | 0.0037594 | 0.037567 | 7.7409 | 0.0015817
|  | 0.66114 | 1090 | 17 | 21800 | 4178405.4518 | 27.4804 | 6.7789 | 288119.8087 | 193154.6436 | 4398379.2461 | 4398379.2461 | -0.0010997 | -0.0011052 | 0.00018932 | 0.00089663 | 763 | 3018261.6424 | -0.0084956 | 3018261.6424 | -0.0072233 | 84 | 343405.6542 | 0.0022997 | 343405.6542 | 0.0032745 | 0.068954 | 11.4399 | 0.0016929
|  | 0.66114 | 1071 | 13 | 19278 | 4067997.2552 | 26.9684 | 6.826 | 250040.7145 | 143254.5453 | 4282143.2589 | 4282143.2589 | -0.0011081 | -0.0010862 | 0.0001784 | 0.00089253 | 57 | 234157.0517 | -0.0076185 | 234157.0517 | -0.0065398 | 867 | 3571305.4105 | 0.0017802 | 3571305.4105 | 0.0029025 | 0.061465 | 11.1376 | 0.001901
|  | 0.66114 | 356 | 11 | 4272 | 1376019.1135 | 24.5669 | 6.9525 | 50474.8662 | 32910.8592 | 1448464.795 | 1448464.795 | 0.00017179 | 0.00015337 | 0.0009843 | 0.0016516 | 393 | 1604440.4342 | -0.0074889 | 1604440.4342 | -0.0062619 | 248 | 988543.7584 | 0.0026811 | 988543.7584 | 0.0037183 | 0.036682 | 3.7673 | 0.0013768
|  | 0.88336 | 465 | 10 | 5115 | 1789172.8974 | 27.0472 | 8.2513 | 66536.7409 | 45805.648 | 1883367.3126 | 1883367.3126 | -0.0010738 | -0.0011204 | 0.00056477 | 0.0013957 | 92 | 368924.2445 | -0.010281 | 368924.2445 | -0.0088419 | 885 | 3639329.5377 | 0.0054268 | 3639329.5377 | 0.006799 | 0.037189 | 4.8985 | 0.0020046
|  | 0.67771 | 408 | 9 | 4896 | 1553859.8096 | 22.7166 | 4.3686 | 53490.7041 | 21058.6266 | 1635659.2267 | 1635659.2267 | 0.00018794 | 0.00068339 | 0.001081 | 0.0017678 | 334 | 1307596.6077 | -0.0075317 | 1307596.6077 | -0.0062921 | 69 | 278013.8089 | 0.0030836 | 278013.8089 | 0.0040612 | 0.034424 | 4.2542 | 0.0013131
|  | 0.67771 | 789 | 4 | 11835 | 3113912.5025 | 23.937 | 5.4416 | 136248.4456 | 38000.3661 | 3277882.054 | 3277882.054 | -0.00073914 | -0.00033065 | 0.000546 | 0.0012732 | 383 | 1587465.0825 | -0.0077085 | 1587465.0825 | -0.0064539 | 200 | 828150.0855 | 0.0026823 | 828150.0855 | 0.003746 | 0.043755 | 8.5254 | 0.0016272
|  | 0.91095 | 627 | 15 | 9405 | 2372008.2927 | 17.5984 | 4.2608 | 79602.2895 | 50864.6581 | 2496870.7531 | 2496870.7531 | -0.0011484 | -0.0011482 | 0.00050864 | 0.0013674 | 81 | 339288.1588 | -0.010593 | 339288.1588 | -0.0091251 | 819 | 3518546.1617 | 0.0059039 | 3518546.1617 | 0.0072833 | 0.033559 | 6.4942 | 0.0020622
|  | 0.91095 | 587 | 2 | 7631 | 2201945.6038 | 19.8818 | 5.3631 | 72967.712 | 21254.1405 | 2317848.2326 | 2317848.2326 | -0.0019323 | -0.001234 | -0.00016041 | 0.00070909 | 260 | 1101109.7245 | -0.011278 | 1101109.7245 | -0.0097015 | 241 | 1024101.2387 | 0.0059135 | 1024101.2387 | 0.0072156 | 0.033138 | 6.0286 | 0.0025592
|  | 0.91095 | 300 | 10 | 5700 | 1174221.4998 | 23.4646 | 4.4701 | 64325.2652 | 22634.3513 | 1236048.7113 | 1236048.7113 | -0.0014327 | -0.00089175 | 0.00038271 | 0.0011955 | 988 | 4020465.719 | -0.01161 | 4020465.719 | -0.0099562 | 263 | 1056719.6546 | 0.0058969 | 1056719.6546 | 0.0072051 | 0.054781 | 3.2148 | 0.0022725
|  | 0.91095 | 360 | 13 | 4320 | 1412566.5045 | 22.2047 | 4.8063 | 46134.1189 | 25571.3424 | 1486944.8805 | 1486944.8805 | -0.0011323 | -0.00099296 | 0.00032492 | 0.0011541 | 1058 | 4240980.8272 | -0.01164 | 4240980.8272 | -0.0099752 | 1055 | 4117485.3724 | 0.0055149 | 4117485.3724 | 0.0069208 | 0.03266 | 3.8674 | 0.0025592
|  | 0.91095 | 592 | 19 | 5920 | 2291186.1148 | 18.5827 | 3.8273 | 52908.3352 | 38242.2795 | 2411815.3938 | 2411815.3938 | -0.0011502 | -0.0012451 | 0.0001977 | 0.0010573 | 669 | 2833164.3413 | -0.011525 | 2833164.3413 | -0.0098895 | 909 | 3796640.4262 | 0.005566 | 3796640.4262 | 0.006952 | 0.023092 | 6.2729 | 0.0022725
|  | 0.91095 | 415 | 6 | 7055 | 1568161.8423 | 16.4961 | 5.6811 | 55972.135 | 26981.8069 | 1650709.09 | 1650709.09 | -0.0013474 | -0.0011001 | 0.00028811 | 0.0011286 | 1000 | 3971258.1941 | -0.011628 | 3971258.1941 | -0.0099644 | 737 | 3054697.8563 | 0.0055978 | 3054697.8563 | 0.006983 | 0.035693 | 4.2934 | 0.0025592
|  | 0.91095 | 429 | 17 | 8580 | 1653422.2566 | 21.3779 | 4.0904 | 88215.7038 | 45871.4533 | 1740470.9434 | 1740470.9434 | -0.0015287 | -0.0014169 | 0.00030953 | 0.0011357 | 162 | 684174.881 | -0.011112 | 684174.881 | -0.0095867 | 646 | 2595943.7672 | 0.0056383 | 2595943.7672 | 0.0070145 | 0.053353 | 4.5268 | 0.0022725
|  | 0.91095 | 1077 | 9 | 14001 | 4120142.9974 | 19.567 | 3.7765 | 131757.9639 | 50314.7561 | 4337046.1082 | 4337046.1082 | -0.0017687 | -0.0015474 | 3.4852e-05 | 0.00093518 | 457 | 1825609.2672 | -0.011417 | 1825609.2672 | -0.0098053 | 720 | 2963535.4007 | 0.0052409 | 2963535.4007 | 0.0066347 | 0.031979 | 11.2803 | 0.0025592
|  | 0.91095 | 553 | 9 | 11060 | 2091668.1424 | 22.4016 | 4.1085 | 119159.2441 | 36944.6215 | 2201773.3427 | 2201773.3427 | -0.00063485 | -0.00025151 | 0.0013338 | 0.0021879 | 914 | 3574377.4767 | -0.010855 | 3574377.4767 | -0.0091866 | 1002 | 4010410.3945 | 0.0066443 | 4010410.3945 | 0.0080436 | 0.056969 | 5.7267 | 0.0016442
|  | 0.66114 | 981 | 4 | 16677 | 3792733.1752 | 16.4173 | 3.0913 | 131678.0047 | 28338.8173 | 3992416.2068 | 3992416.2068 | -0.0012567 | -0.00061434 | -8.3856e-05 | 0.00064017 | 66 | 264700.4676 | -0.0076881 | 264700.4676 | -0.0065798 | 829 | 3269269.5511 | 0.0018303 | 3269269.5511 | 0.002932 | 0.034718 | 10.3839 | 0.0016929
|  | 0.66114 | 736 | 13 | 11776 | 2776683.6741 | 22.7165 | 2.835 | 128656.8134 | 37536.8666 | 2922845.065 | 2922845.065 | -0.00092247 | -0.00052392 | 0.00024837 | 0.00094682 | 577 | 2385062.6869 | -0.0081987 | 2385062.6869 | -0.0069383 | 196 | 770654.6096 | 0.00214 | 770654.6096 | 0.0031577 | 0.046335 | 7.6021 | 0.0016929
|  | 0.66114 | 976 | 15 | 15616 | 3757774.5553 | 20.5513 | 4.6426 | 154348.5925 | 90468.7368 | 3955610.743 | 3955610.743 | -0.0003566 | -0.00032993 | 0.00077946 | 0.0014899 | 228 | 940723.7139 | -0.0074025 | 940723.7139 | -0.0062019 | 142 | 558026.177 | 0.0025028 | 558026.177 | 0.0035221 | 0.041074 | 10.2882 | 0.0015945
|  | 0.66114 | 306 | 10 | 5202 | 1149213.2904 | 25.1968 | 5.5551 | 63038.9994 | 26591.486 | 1209704.3758 | 1209704.3758 | -0.00061367 | -0.00026537 | 0.00042601 | 0.0010793 | 457 | 1951772.2702 | -0.0084124 | 1951772.2702 | -0.00716 | 175 | 733070.5835 | 0.0021075 | 733070.5835 | 0.0031438 | 0.054854 | 3.1464 | 0.001901
|  | 0.66114 | 237 | 19 | 4740 | 888207.4607 | 17.0077 | 4.1797 | 38771.9374 | 28341.5739 | 934959.2172 | 934959.2172 | 5.9079e-05 | -8.2335e-05 | 0.0005957 | 0.0012161 | 242 | 1006133.8918 | -0.0079336 | 1006133.8918 | -0.0067238 | 868 | 3484396.8893 | 0.0018572 | 3484396.8893 | 0.0029819 | 0.043652 | 2.4318 | 0.0016514
|  | 0.66114 | 200 | 6 | 2400 | 760663.7542 | 18.7401 | 4.9914 | 21631.0061 | 9575.3354 | 800706.745 | 800706.745 | 0.00066956 | 0.0015304 | 0.00050308 | 0.0011375 | 647 | 2601921.2272 | -0.0082028 | 2601921.2272 | -0.0069447 | 923 | 3976545.3698 | 0.0017773 | 3976545.3698 | 0.0028956 | 0.028437 | 2.0826 | 0.001901
|  | 0.66114 | 583 | 10 | 10494 | 2212753.4645 | 15.5511 | 2.6617 | 78486.6419 | 25233.0912 | 2329235.7276 | 2329235.7276 | -0.00069112 | -0.00015314 | 0.00028925 | 0.00097863 | 1057 | 4195850.1515 | -0.0082844 | 4195850.1515 | -0.0070096 | 931 | 3860614.0768 | 0.0017952 | 3860614.0768 | 0.0029061 | 0.03547 | 6.0582 | 0.001901
|  | 0.66114 | 1011 | 14 | 17187 | 3876432.8445 | 15.5511 | 2.7899 | 128544.8747 | 55967.0652 | 4080509.5253 | 4080509.5253 | -0.00063873 | -0.0004808 | 0.00039521 | 0.0011071 | 880 | 3439766.1283 | -0.0080364 | 3439766.1283 | -0.0067719 | 207 | 828888.1343 | 0.0022955 | 828888.1343 | 0.0033357 | 0.033161 | 10.6131 | 0.0017925
|  | 0.66114 | 148 | 4 | 2072 | 593844.7996 | 20.3149 | 4.277 | 20244.0786 | 5446.1921 | 625118.7891 | 625118.7891 | 0.00052606 | 0.0033929 | 0.00030839 | 0.00092701 | 1007 | 3930149.545 | -0.008276 | 3930149.545 | -0.0070021 | 817 | 3237463.0226 | 0.00179 | 3237463.0226 | 0.0029123 | 0.03409 | 1.6259 | 0.0016929
|  | 0.67771 | 300 | 11 | 5400 | 1178753.3433 | 18.0708 | 4.2801 | 46931.5301 | 22306.5972 | 1240820.9818 | 1240820.9818 | -0.00038439 | -7.3442e-05 | 0.00042077 | 0.0010846 | 786 | 3417930.8657 | -0.0084604 | 3418811.9305 | -0.0071724 | 80 | 337105.3339 | 0.0025768 | 337105.3339 | 0.0035601 | 0.039815 | 3.2273 | 0.0017314
|  | 0.66114 | 101 | 3 | 1717 | 389104.503 | 14.3307 | 4.9244 | 11833.9921 | 4125.6791 | 409589.849 | 409589.849 | 0.0022548 | 0.0052111 | 0.00063881 | 0.0012255 | 564 | 2383915.2849 | -0.0079594 | 2383915.2849 | -0.0067047 | 223 | 923792.629 | 0.002302 | 923792.629 | 0.003344 | 0.030413 | 1.0653 | 0.0015403
|  | 0.66114 | 674 | 18 | 12132 | 2645361.1178 | 18.9763 | 4.1483 | 110722.9156 | 70326.17 | 2784652.3083 | 2784652.3083 | -0.00055268 | -0.00054943 | 0.00050207 | 0.0011901 | 900 | 3524878.7272 | -0.008042 | 3524878.7272 | -0.0067656 | 857 | 3480941.2184 | 0.002017 | 3480941.2184 | 0.0031362 | 0.041856 | 7.2426 | 0.0015403
|  | 0.66114 | 571 | 13 | 9136 | 2207015.6616 | 13.1497 | 2.844 | 57778.3998 | 29214.1221 | 2323212.2592 | 2323212.2592 | -0.0004143 | -0.00022017 | 0.00029354 | 0.00098091 | 75 | 324113.7074 | -0.0077041 | 324131.7468 | -0.0065966 | 1071 | 4419761.3248 | 0.0017702 | 4419761.3248 | 0.0028867 | 0.026179 | 6.0425 | 0.001901
|  | 0.66114 | 179 | 20 | 2685 | 682979.6134 | 14.0944 | 2.3878 | 18200.5477 | 10117.2976 | 718934.0398 | 718934.0398 | 0.0012966 | 0.0016338 | 0.00056325 | 0.0011727 | 319 | 1302768.6827 | -0.0080681 | 1302768.6827 | -0.0068432 | 674 | 2711185.0487 | 0.0018304 | 2711185.0487 | 0.0029414 | 0.026649 | 1.8699 | 0.001901
|  | 0.66114 | 153 | 8 | 2448 | 575427.7476 | 18.1102 | 1.9774 | 21322.0145 | 3948.1253 | 605716.8521 | 605716.8521 | 0.00072638 | 0.0055816 | 0.0005773 | 0.0011877 | 166 | 709220.7939 | -0.0078955 | 709220.7939 | -0.0067278 | 1033 | 4193898.1451 | 0.0017487 | 4193898.1451 | 0.0028786 | 0.037054 | 1.5754 | 0.001901
|  | 0.66114 | 965 | 5 | 14475 | 3764420.5644 | 14.8426 | 2.4716 | 103328.9771 | 23319.2628 | 3962626.5209 | 3962626.5209 | -0.000376 | 0.00038289 | 0.00068659 | 0.0014098 | 803 | 3154230.2621 | -0.0077187 | 3154230.2621 | -0.0064531 | 882 | 3590947.3698 | 0.002314 | 3590947.3698 | 0.0034284 | 0.027449 | 10.3064 | 0.0016296
|  | 0.66114 | 824 | 10 | 16480 | 3310844.2979 | 15.0787 | 2.6947 | 119512.8718 | 38848.3222 | 3485206.9711 | 3485206.9711 | -0.00035711 | -8.9497e-06 | 0.00072928 | 0.0014376 | 953 | 3991795.2517 | -0.0077721 | 3991795.2517 | -0.0064917 | 881 | 3732053.3638 | 0.0020302 | 3732053.3638 | 0.0031597 | 0.036097 | 9.0646 | 0.0014215
|  | 0.66114 | 478 | 12 | 6692 | 1890050.3067 | 15.5118 | 2.6262 | 49924.2677 | 19482.4131 | 1989576.2481 | 1989576.2481 | 0.00017134 | 0.00071388 | 0.00083705 | 0.0015196 | 376 | 1546387.5817 | -0.0075594 | 1546387.5817 | -0.006338 | 624 | 2522685.4841 | 0.002107 | 2522685.4841 | 0.0032178 | 0.026414 | 5.1747 | 0.0016296
|  | 0.66114 | 156 | 5 | 1560 | 591693.4308 | 22.8739 | 4.401 | 17161.6243 | 5652.6444 | 622840.79 | 622840.79 | 0.0011602 | 0.003467 | 0.00055838 | 0.001177 | 240 | 949776.2428 | -0.0079954 | 949776.2428 | -0.0067916 | 112 | 469442.5284 | 0.0022548 | 469442.5284 | 0.003238 | 0.029004 | 1.62 | 0.0016929
|  | 0.66114 | 1086 | 18 | 14118 | 4277386.7921 | 22.559 | 5.5971 | 153174.544 | 119109.2657 | 4502618.0707 | 4502618.0707 | -0.0006963 | -0.00074556 | 0.00039557 | 0.0011125 | 603 | 2497633.1111 | -0.0079634 | 2497633.1111 | -0.006709 | 962 | 3995317.3512 | 0.0019777 | 3995317.3512 | 0.0031095 | 0.03581 | 11.7108 | 0.0015403
|  | 0.66114 | 376 | 6 | 4136 | 1449140.9555 | 21.4567 | 5.0233 | 42681.2405 | 17416.8929 | 1525434.7204 | 1525434.7204 | 0.00029421 | 0.00085622 | 0.00096929 | 0.0016446 | 878 | 3521679.4868 | -0.0076198 | 3521679.4868 | -0.0063635 | 984 | 3950719.4852 | 0.0023911 | 3950719.4852 | 0.0035078 | 0.029453 | 3.9675 | 0.0013736
|  | 0.66114 | 723 | 18 | 13737 | 2760023.741 | 19.9211 | 5.1313 | 131612.9998 | 97438.8355 | 2905321.5786 | 2905321.5786 | -0.00085323 | -0.00089713 | 0.00026989 | 0.00095788 | 637 | 2486102.5424 | -0.0081659 | 2486102.5424 | -0.006924 | 993 | 3875509.9287 | 0.0017738 | 3875509.9287 | 0.0028951 | 0.047685 | 7.5565 | 0.0016929
|  | 0.66114 | 169 | 12 | 3380 | 658953.8249 | 20.9449 | 4.8759 | 34047.7616 | 16452.3877 | 693649.2335 | 693649.2335 | 0.00023488 | 0.00063361 | 0.00078947 | 0.0014015 | 530 | 2300281.866 | -0.0079474 | 2300281.866 | -0.0066969 | 1039 | 4476120.7432 | 0.0019841 | 4476120.7432 | 0.0031069 | 0.051669 | 1.8041 | 0.0015403
|  | 0.66114 | 496 | 3 | 6944 | 2004375.6424 | 15.4724 | 4.3178 | 51672.6781 | 16574.7792 | 2109938.7513 | 2109938.7513 | -0.00053299 | 0.00028328 | 0.00026591 | 0.00096107 | 415 | 1668751.4945 | -0.0078787 | 1668751.4945 | -0.0066466 | 999 | 3967490.2671 | 0.0020232 | 3967490.2671 | 0.0031326 | 0.02578 | 5.4877 | 0.0015403
|  | 0.66114 | 239 | 12 | 3346 | 960213.8627 | 12.126 | 4.3691 | 19513.5855 | 16206.0412 | 1010782.6369 | 1010782.6369 | 0.0010391 | 0.00052739 | 0.00046373 | 0.0011068 | 325 | 1271202.988 | -0.0080402 | 1271202.988 | -0.0068281 | 944 | 4031904.101 | 0.0017574 | 4031904.101 | 0.0028849 | 0.020322 | 2.6289 | 0.0016929
|  | 0.66114 | 790 | 4 | 15800 | 2969434.5394 | 19.0157 | 3.5505 | 144498.3801 | 28289.7035 | 3125737.5686 | 3125737.5686 | -0.0012937 | -0.00062039 | -3.4382e-05 | 0.00067728 | 651 | 2560005.2834 | -0.008188 | 2560005.2834 | -0.0069365 | 370 | 1517201.6843 | 0.0019614 | 1517201.6843 | 0.0030357 | 0.048662 | 8.1299 | 0.0016929
|  | 0.66114 | 324 | 7 | 5832 | 1211004.2314 | 16.7716 | 4.2062 | 47041.9792 | 17616.1208 | 1274745.3876 | 1274745.3876 | -6.5949e-05 | 0.00057164 | 0.00071884 | 0.0013787 | 129 | 520918.5192 | -0.0075296 | 520918.5192 | -0.006375 | 861 | 3552547.9599 | 0.002086 | 3552547.9599 | 0.0032112 | 0.038845 | 3.3155 | 0.0015301
|  | 0.66114 | 441 | 17 | 4410 | 1669276.7553 | 17.3622 | 2.5266 | 36824.5051 | 17430.2807 | 1757147.8266 | 1757147.8266 | 6.2515e-06 | 0.00040727 | 0.00034585 | 0.0010209 | 560 | 2256115.0938 | -0.0081768 | 2256115.0938 | -0.0069246 | 173 | 691168.048 | 0.0018676 | 691168.048 | 0.0029018 | 0.02206 | 4.5702 | 0.0016929
|  | 0.66114 | 460 | 16 | 4600 | 1774606.0695 | 17.3229 | 3.4345 | 38324.1035 | 23738.8633 | 1868035.4825 | 1868035.4825 | 0.00017576 | 0.00020779 | 0.00055898 | 0.0012384 | 264 | 1115572.0942 | -0.007778 | 1115572.0942 | -0.0065767 | 868 | 3431498.532 | 0.0017546 | 3431498.532 | 0.0028809 | 0.021596 | 4.8586 | 0.0015403
|  | 0.66114 | 636 | 15 | 8904 | 2410963.9802 | 15.8266 | 3.1086 | 67774.5046 | 35811.3207 | 2537879.093 | 2537879.093 | -0.00030571 | -0.00017382 | 0.00050458 | 0.001196 | 862 | 3714818.9354 | -0.0083092 | 3714818.9354 | -0.0070267 | 628 | 2661679.6025 | 0.0020589 | 2661679.6025 | 0.0031706 | 0.028111 | 6.6009 | 0.0015403
|  | 0.66114 | 904 | 9 | 9944 | 3554651.169 | 20.0787 | 3.9553 | 96026.3189 | 40257.8793 | 3741823.5388 | 3741823.5388 | -0.00046858 | -0.00023369 | 0.00055083 | 0.0012697 | 737 | 2878520.6834 | -0.0078454 | 2878520.6834 | -0.006587 | 323 | 1286815.4349 | 0.0023546 | 1286815.4349 | 0.0034245 | 0.027014 | 9.7321 | 0.0014669
|  | 0.66114 | 574 | 19 | 6314 | 2222206.4825 | 17.8346 | 2.4376 | 54157.8637 | 25257.4577 | 2339204.3105 | 2339204.3105 | -0.00034676 | -5.6245e-05 | 0.00029225 | 0.00097992 | 453 | 1864482.4829 | -0.0081362 | 1864482.4829 | -0.0068948 | 962 | 3781791.2059 | 0.0015069 | 3781791.2059 | 0.0026381 | 0.024371 | 6.0841 | 0.001901
|  | 0.66114 | 1011 | 4 | 18198 | 3876799.7745 | 16.9291 | 2.6082 | 148166.8696 | 25292.6113 | 4080895.9219 | 4080895.9219 | -0.00052431 | 0.00027056 | 0.00068348 | 0.0014081 | 363 | 1517772.6503 | -0.0072987 | 1517772.6503 | -0.0060805 | 488 | 2006875.6024 | 0.0026682 | 2006875.6024 | 0.0037608 | 0.038219 | 10.6141 | 0.0012561
|  | 0.66114 | 918 | 6 | 11934 | 3643881.4521 | 16.7322 | 2.3893 | 96035.6886 | 21851.1568 | 3835765.8737 | 3835765.8737 | -0.00062971 | 0.00017579 | 0.00040252 | 0.0011241 | 397 | 1630656.9535 | -0.0078886 | 1630656.9535 | -0.0066505 | 786 | 3243075.2436 | 0.0020216 | 3243075.2436 | 0.003142 | 0.026355 | 9.9764 | 0.0015403
|  | 0.66114 | 389 | 6 | 5057 | 1536312.2269 | 15.748 | 2.4378 | 38301.1606 | 9447.3225 | 1617210.369 | 1617210.369 | 5.0598e-05 | 0.0018108 | 0.00057641 | 0.0012542 | 439 | 1811898.9348 | -0.0078988 | 1811898.9348 | -0.0066607 | 1099 | 4403967.3016 | 0.0019998 | 4403967.3016 | 0.0031156 | 0.024931 | 4.2062 | 0.0015403
|  | 0.66114 | 535 | 12 | 7490 | 2072234.166 | 11.9685 | 3.2959 | 43113.6822 | 27366.223 | 2181336.4511 | 2181336.4511 | 6.9758e-05 | 7.4027e-05 | 0.00052814 | 0.0012153 | 113 | 469421.2456 | -0.0078569 | 469421.2456 | -0.0067003 | 662 | 2627474.4298 | 0.0020746 | 2627474.4298 | 0.0031791 | 0.020805 | 5.6735 | 0.0015403
|  | 0.66114 | 504 | 11 | 9072 | 1891032.2599 | 15.2756 | 2.9965 | 66649.1927 | 26236.3232 | 1990569.691 | 1990569.691 | 0.00023779 | 0.00063696 | 0.001138 | 0.0018176 | 1046 | 4350854.7457 | -0.0074837 | 4350854.7457 | -0.0062044 | 254 | 1029431.1444 | 0.0028653 | 1029431.1444 | 0.0039133 | 0.035245 | 5.1774 | 0.0012338
|  | 0.66114 | 419 | 14 | 7123 | 1712592.7702 | 17.9528 | 5.1987 | 61501.9253 | 43221.6677 | 1802796.236 | 1802796.236 | 0.00016541 | 0.00010157 | 0.0010216 | 0.0016941 | 794 | 3473689.6622 | -0.007571 | 3475795.581 | -0.0063069 | 360 | 1543756.4063 | 0.0026302 | 1543756.4063 | 0.0037059 | 0.035912 | 4.6888 | 0.0013072
|  | 0.66114 | 967 | 6 | 15472 | 3605911.0575 | 15.3149 | 4.4572 | 113960.4607 | 47729.4664 | 3795704.5172 | 3795704.5172 | -0.00085375 | -0.0006544 | 0.00024729 | 0.00096665 | 513 | 2073996.0639 | -0.0080883 | 2073996.0639 | -0.0068426 | 152 | 666560.4266 | 0.0019453 | 667565.1351 | 0.0029756 | 0.031604 | 9.8724 | 0.0018659
|  | 0.66114 | 884 | 14 | 15912 | 3570976.2599 | 14.0944 | 3.7683 | 107861.1228 | 68978.1311 | 3759045.9566 | 3759045.9566 | -0.00027188 | -0.00027135 | 0.00069165 | 0.0013997 | 398 | 1575993.5536 | -0.0076096 | 1575993.5536 | -0.0063792 | 218 | 950625.4499 | 0.0025751 | 951384.5981 | 0.0036091 | 0.030205 | 9.7768 | 0.0014375
|  | 0.66114 | 549 | 17 | 8235 | 2121998.8452 | 14.9213 | 3.7127 | 59096.783 | 42583.7547 | 2233719.4213 | 2233719.4213 | -0.00016803 | -0.00025085 | 0.00053663 | 0.0012184 | 1042 | 4210081.5883 | -0.0080761 | 4210081.5883 | -0.0067917 | 529 | 2103405.969 | 0.002113 | 2103405.969 | 0.0032094 | 0.02785 | 5.8097 | 0.0015403
|  | 0.66114 | 565 | 6 | 5650 | 2216712.5682 | 12.6772 | 3.6936 | 34448.1072 | 18470.6625 | 2333432.9844 | 2333432.9844 | 0.00066073 | 0.00089368 | 0.00096144 | 0.0016604 | 333 | 1401495.2998 | -0.0076468 | 1401495.2998 | -0.0064151 | 977 | 4196373.9757 | 0.0024642 | 4196373.9757 | 0.003582 | 0.01554 | 6.069 | 0.0012976
|  | 0.66114 | 599 | 16 | 11381 | 2294135.3275 | 16.4174 | 4.4367 | 89862.4753 | 63563.6344 | 2414910.1382 | 2414910.1382 | 0.00015403 | 0.00010824 | 0.0011387 | 0.0018205 | 816 | 3556792.1114 | -0.0076942 | 3560683.4174 | -0.0064122 | 89 | 367528.7009 | 0.0031348 | 367528.7009 | 0.0041079 | 0.039171 | 6.281 | 0.001221
|  | 0.66114 | 214 | 8 | 2354 | 795199.4681 | 12.7953 | 4.2354 | 14486.0675 | 9589.3028 | 837052.8106 | 837052.8106 | 0.0019417 | 0.001825 | 0.00072363 | 0.0013597 | 109 | 443655.9552 | -0.0075871 | 443655.9552 | -0.0064381 | 924 | 3642469.055 | 0.0020077 | 3642469.055 | 0.0031292 | 0.018217 | 2.1771 | 0.0015403
|  | 0.66114 | 989 | 9 | 14835 | 3739568.7595 | 12.0079 | 3.3902 | 85673.831 | 45204.1824 | 3936418.776 | 3936418.776 | -0.000127 | -2.0892e-05 | 0.00076468 | 0.0014827 | 781 | 3164723.4295 | -0.0076607 | 3164723.4295 | -0.0063907 | 1070 | 4460409.2413 | 0.0020592 | 4460409.2413 | 0.0031987 | 0.02291 | 10.2384 | 0.0013864
|  | 0.66114 | 407 | 16 | 7733 | 1640240.921 | 13.5827 | 3.4168 | 50515.8533 | 33261.0383 | 1726624.6597 | 1726624.6597 | -0.00026343 | -0.0002899 | 0.00036753 | 0.0010326 | 390 | 1642812.2861 | -0.0081211 | 1642812.2861 | -0.006881 | 931 | 3633534.485 | 0.00179 | 3633534.485 | 0.0029065 | 0.030798 | 4.4907 | 0.0016929
|  | 0.66114 | 632 | 5 | 12640 | 2530577.1344 | 11.2205 | 2.6821 | 68210.7553 | 19189.7997 | 2663844.307 | 2663844.307 | -4.4195e-05 | 0.00075058 | 0.00085897 | 0.0015618 | 277 | 1176184.908 | -0.00744 | 1176184.908 | -0.0062192 | 61 | 261688.2235 | 0.0029981 | 261688.2235 | 0.0039404 | 0.026955 | 6.9283 | 0.0015817
|  | 0.66114 | 820 | 5 | 15580 | 3077456.1288 | 11.9685 | 3.3174 | 89681.0639 | 29955.8179 | 3239443.1531 | 3239443.1531 | -0.00058409 | -0.00014773 | 0.00043852 | 0.0011507 | 398 | 1639942.0703 | -0.0078933 | 1639942.0703 | -0.0066531 | 877 | 3608747.3613 | 0.0019958 | 3608747.3613 | 0.0031237 | 0.029141 | 8.4256 | 0.0015403
|  | 0.66114 | 647 | 4 | 9058 | 2466401.3778 | 12.2047 | 2.6529 | 53168.3275 | 14767.8458 | 2596240.4205 | 2596240.4205 | -0.0003446 | 0.00069544 | 0.00040717 | 0.0011117 | 344 | 1503479.7517 | -0.0079493 | 1504607.1837 | -0.0067113 | 124 | 524714.4663 | 0.0026036 | 524714.4663 | 0.0036116 | 0.021557 | 6.7526 | 0.0016871
|  | 0.66114 | 173 | 6 | 2768 | 697344.2039 | 8.5434 | 3.0201 | 11373.4023 | 5785.8265 | 734070.0826 | 734070.0826 | 0.0027652 | 0.0036971 | 0.00075399 | 0.0013811 | 968 | 4031711.453 | -0.008071 | 4031711.453 | -0.0067869 | 426 | 1681218.9297 | 0.002172 | 1681218.9297 | 0.00325 | 0.01631 | 1.9092 | 0.0015403
|  | 0.66114 | 881 | 7 | 10572 | 3278370.3062 | 10.9054 | 1.699 | 55448.8226 | 15466.3813 | 3450921.1231 | 3450921.1231 | -0.00046344 | 0.00052686 | 0.00019668 | 0.00091261 | 948 | 4094198.5677 | -0.0082755 | 4094198.5677 | -0.007004 | 135 | 592005.6001 | 0.0019059 | 593513.2237 | 0.0029277 | 0.016914 | 8.9757 | 0.001901
|  | 0.70332 | 318 | 12 | 3816 | 1226187.5796 | 9.9213 | 1.2871 | 18208.347 | 5745.6543 | 1290743.6255 | 1290743.6255 | 0.0011099 | 0.0034823 | 0.00039985 | 0.0010863 | 620 | 2680280.15 | -0.0087655 | 2680280.15 | -0.0074434 | 139 | 558632.4369 | 0.0028567 | 558632.4369 | 0.0039018 | 0.01485 | 3.3571 | 0.0020122
|  | 0.66114 | 85 | 13 | 1615 | 356161.3813 | 9.5275 | 1.7028 | 7400.2273 | 2952.3778 | 373763.7629 | 374923.9905 | 0.0047019 | 0.0081011 | 0.00071054 | 0.0012757 | 690 | 2757845.2721 | -0.0081928 | 2757845.2721 | -0.0069426 | 347 | 1374225.207 | 0.001983 | 1374225.207 | 0.0030514 | 0.020778 | 0.97512 | 0.0016929
|  | 0.66114 | 1000 | 19 | 11000 | 3724435.4706 | 10.7087 | 1.6258 | 56653.0129 | 29348.2642 | 3920465.4444 | 3920465.4444 | 0.00036824 | 0.00054332 | 0.0007775 | 0.0014893 | 649 | 2697336.5649 | -0.0076222 | 2697336.5649 | -0.0063634 | 572 | 2307250.4437 | 0.0024657 | 2307250.4437 | 0.00356 | 0.015211 | 10.1969 | 0.0013864
|  | 0.70332 | 734 | 11 | 12478 | 2732510.3134 | 10.7874 | 1.1532 | 64737.4127 | 14129.8404 | 2876331.3074 | 2876331.3074 | -0.00062429 | 0.0006433 | 0.00023229 | 0.00096033 | 420 | 1732680.5144 | -0.0089609 | 1732680.5144 | -0.0076508 | 559 | 2351363.7773 | 0.0025241 | 2351363.7773 | 0.0036616 | 0.023692 | 7.4812 | 0.0020122
|  | 0.66114 | 97 | 9 | 1649 | 360107.3296 | 10.5906 | 1.2651 | 8399.1395 | 1790.8472 | 379060.5414 | 379060.5414 | 0.0038981 | 0.013906 | 0.00069641 | 0.0012686 | 486 | 1935739.9791 | -0.0081383 | 1935739.9791 | -0.0068977 | 426 | 1686714.3622 | 0.0019511 | 1686714.3622 | 0.0030254 | 0.023324 | 0.98592 | 0.0016929
|  | 0.66114 | 126 | 4 | 1386 | 498744.2171 | 11.4172 | 3.1912 | 7610.5565 | 3161.5761 | 525007.213 | 525007.213 | 0.0040574 | 0.0070109 | 0.00034854 | 0.00095514 | 384 | 1615934.1469 | -0.0080969 | 1615934.1469 | -0.0068681 | 224 | 927863.7488 | 0.0020575 | 927863.7488 | 0.0031076 | 0.015259 | 1.3655 | 0.0016929
|  | 0.66114 | 579 | 6 | 5790 | 2196588.9316 | 13.2677 | 3.5818 | 36946.0302 | 18355.4087 | 2312219.868 | 2312219.868 | 0.00010817 | 0.00043446 | 0.00050002 | 0.0011984 | 261 | 1029875.846 | -0.0077483 | 1029875.846 | -0.006558 | 758 | 3101101.3339 | 0.0020494 | 3101101.3339 | 0.0031582 | 0.01682 | 6.0139 | 0.0015403
|  | 0.66114 | 237 | 5 | 2607 | 898698.0565 | 13.1101 | 3.2427 | 16437.6833 | 6564.761 | 946006.3685 | 946006.3685 | 0.0016269 | 0.0031598 | 0.00078192 | 0.0014288 | 1006 | 4127644.7858 | -0.007981 | 4127644.7858 | -0.0066974 | 131 | 546866.9237 | 0.0022434 | 546866.9237 | 0.0032602 | 0.018291 | 2.4605 | 0.0014924
|  | 0.66114 | 694 | 6 | 6940 | 2708316.7898 | 14.6063 | 3.3524 | 48752.0925 | 20592.0444 | 2850916.7199 | 2850916.7199 | 0.00031143 | 0.00075807 | 0.00095185 | 0.0016608 | 401 | 1601078.1259 | -0.007383 | 1601078.1259 | -0.0061497 | 237 | 944088.2392 | 0.0027885 | 944088.2392 | 0.0038333 | 0.018001 | 7.415 | 0.0012817
|  | 0.66114 | 257 | 14 | 2827 | 1004935.743 | 10.3937 | 2.3258 | 14131.5422 | 8759.9412 | 1057849.0266 | 1057849.0266 | 0.0027929 | 0.0028696 | 0.00129 | 0.0019367 | 420 | 1707308.0426 | -0.0075414 | 1707308.0426 | -0.0062989 | 909 | 3786044.3898 | 0.0026194 | 3786044.3898 | 0.0037381 | 0.014062 | 2.7514 | 0.001221
|  | 0.66114 | 178 | 15 | 2314 | 689510.3788 | 10.3543 | 2.0604 | 11523.3213 | 6303.3834 | 725812.8424 | 725812.8424 | 0.0026616 | 0.0032586 | 0.00054434 | 0.0011628 | 629 | 2545174.9586 | -0.0084642 | 2545174.9586 | -0.0071991 | 620 | 2460441.5564 | 0.0018508 | 2460441.5564 | 0.0029565 | 0.016712 | 1.8878 | 0.0016929
|  | 0.66114 | 1091 | 17 | 18547 | 4222168.644 | 10.2362 | 1.5767 | 91307.4069 | 39549.6549 | 4444462.6365 | 4444462.6365 | 0.00016525 | 0.00038904 | 0.0008767 | 0.0015886 | 654 | 2567846.8281 | -0.0075029 | 2567846.8281 | -0.0062453 | 364 | 1454370.965 | 0.0024042 | 1454370.965 | 0.0034832 | 0.021626 | 11.5597 | 0.0012944
|  | 0.66114 | 741 | 13 | 14079 | 2816249.7333 | 11.7717 | 2.1426 | 79708.4876 | 32385.3556 | 2964502.4057 | 2964502.4057 | -0.00036464 | -5.6844e-05 | 0.00047933 | 0.0011756 | 78 | 309776.625 | -0.0074961 | 309776.625 | -0.0063766 | 844 | 3302681.3445 | 0.0020409 | 3302681.3445 | 0.0031508 | 0.028303 | 7.7105 | 0.0015403
|  | 0.66114 | 577 | 3 | 9232 | 2139336.1202 | 15.2361 | 3.6538 | 67649.2809 | 17097.4961 | 2251932.7582 | 2251932.7582 | -0.00072891 | 0.00023389 | 0.00025411 | 0.00095193 | 850 | 3482283.8046 | -0.0083004 | 3482283.8046 | -0.007019 | 370 | 1481330.459 | 0.0022155 | 1481330.459 | 0.0032779 | 0.031622 | 5.8572 | 0.0015403
|  | 0.66114 | 933 | 2 | 9330 | 3681852.2417 | 11.5354 | 2.5339 | 51761.622 | 15085.1112 | 3875727.6937 | 3875727.6937 | -0.00053918 | 0.00044025 | 0.00014235 | 0.00086875 | 530 | 2228818.6499 | -0.0079106 | 2228818.6499 | -0.0066769 | 149 | 620481.1204 | 0.0023878 | 620481.1204 | 0.0034057 | 0.014059 | 10.0804 | 0.0015403
|  | 0.66114 | 799 | 13 | 9588 | 2994225.3638 | 14.6063 | 3.4574 | 67353.7555 | 40825.9744 | 3151829.5598 | 3151829.5598 | 0.00016064 | 0.00019478 | 0.00092928 | 0.0016353 | 810 | 3336795.7887 | -0.0075614 | 3336795.7887 | -0.0062847 | 625 | 2506900.4302 | 0.0022948 | 2506900.4302 | 0.0034046 | 0.022495 | 8.1977 | 0.0012912
|  | 0.66114 | 400 | 9 | 8000 | 1586868.2738 | 12.0865 | 3.031 | 46503.3369 | 19714.6343 | 1670431.3764 | 1670431.3764 | -0.00029057 | 0.00017225 | 0.00035675 | 0.0010289 | 1085 | 4333022.2882 | -0.0082828 | 4333022.2882 | -0.0070105 | 78 | 314554.6375 | 0.0023358 | 314554.6375 | 0.0032963 | 0.029305 | 4.3446 | 0.0016929
|  | 0.66114 | 602 | 20 | 12040 | 2235072.1676 | 10.0787 | 1.8613 | 58361.2492 | 33442.3338 | 2352708.827 | 2352708.827 | 0.00074446 | 0.00082795 | 0.0012581 | 0.0019302 | 171 | 701982.2316 | -0.006977 | 701982.2316 | -0.0058004 | 155 | 668774.9014 | 0.0030742 | 668774.9014 | 0.0040991 | 0.026112 | 6.1193 | 0.0012102
|  | 0.66114 | 364 | 2 | 6916 | 1355146.026 | 9.252 | 2.159 | 30774.0165 | 5888.045 | 1426471.8378 | 1426471.8378 | -0.00019222 | 0.0030251 | 0.00012001 | 0.00079344 | 82 | 323333.6148 | -0.0079967 | 323333.6148 | -0.0068675 | 126 | 501193.3226 | 0.0022015 | 501193.3226 | 0.0032084 | 0.022709 | 3.7102 | 0.0016929
|  | 0.66114 | 297 | 4 | 4158 | 1163673.709 | 10.9055 | 1.4287 | 21808.3918 | 3650.8121 | 1224946.0159 | 1224946.0159 | 0.00041406 | 0.0058708 | 0.00015541 | 0.00081856 | 109 | 456035.8616 | -0.0078259 | 456035.8616 | -0.0066727 | 837 | 3332901.3828 | 0.0017897 | 3332901.3828 | 0.0029107 | 0.018741 | 3.186 | 0.001901
|  | 0.66114 | 71 | 12 | 1207 | 267061.5746 | 11.378 | 1.6839 | 6604.908 | 2121.2782 | 281119.0542 | 281119.0542 | 0.006258 | 0.012544 | 0.0017162 | 0.0022592 | 1043 | 4158613.3462 | -0.0073472 | 4158613.3462 | -0.0060729 | 432 | 1774827.732 | 0.0028783 | 1774827.732 | 0.0039541 | 0.024732 | 0.73117 | 0.0014184
|  | 0.66114 | 192 | 7 | 2880 | 780101.7078 | 10.4331 | 1.3553 | 14451.0509 | 3026.2223 | 821188.4304 | 821188.4304 | 0.0026668 | 0.0086525 | 0.0014366 | 0.0020708 | 240 | 1039108.9278 | -0.0070824 | 1039108.9278 | -0.0058718 | 784 | 3196487.7465 | 0.0027267 | 3196487.7465 | 0.003849 | 0.018525 | 2.1358 | 0.0014184
|  | 0.66114 | 537 | 11 | 10203 | 2007757.1182 | 11.2205 | 1.7126 | 55059.6785 | 16601.431 | 2113435.5918 | 2113435.5918 | 0.00055581 | 0.0014206 | 0.0012494 | 0.0019312 | 154 | 634183.3005 | -0.0072279 | 634183.3005 | -0.006046 | 446 | 1849238.0925 | 0.002588 | 1849238.0925 | 0.0036822 | 0.027423 | 5.4969 | 0.0012102
|  | 0.66114 | 651 | 13 | 13020 | 2626798.4069 | 11.1418 | 1.4156 | 69768.5853 | 19537.7467 | 2765140.714 | 2765140.714 | -0.00027309 | 0.00051056 | 0.00049278 | 0.0011858 | 676 | 2769384.4085 | -0.0079941 | 2769384.4085 | -0.0067295 | 590 | 2530756.85 | 0.0020745 | 2530756.85 | 0.0031809 | 0.02656 | 7.1918 | 0.0015403
|  | 0.66114 | 471 | 14 | 6594 | 1790289.49 | 7.4803 | 1.5969 | 23722.5589 | 12973.5358 | 1884533.773 | 1884533.773 | 0.0010831 | 0.001377 | 0.00056311 | 0.0012401 | 472 | 1921791.5263 | -0.0081781 | 1921791.5263 | -0.0069281 | 895 | 3577547.0242 | 0.0020132 | 3577547.0242 | 0.0031329 | 0.013251 | 4.9015 | 0.0015403
|  | 0.66114 | 432 | 6 | 6048 | 1662803.3111 | 11.4174 | 1.4582 | 33210.2828 | 6509.0898 | 1750345.0039 | 1750345.0039 | 0.00016797 | 0.0030493 | 0.00047333 | 0.001155 | 438 | 1806427.2128 | -0.007971 | 1806427.2128 | -0.0067405 | 167 | 652546.7645 | 0.0023006 | 652546.7645 | 0.0033159 | 0.019972 | 4.5525 | 0.0018276
|  | 0.66114 | 363 | 3 | 5082 | 1432307.625 | 11.5354 | 1.3249 | 28194.2725 | 3722.1449 | 1507728.6374 | 1507728.6374 | -5.4782e-05 | 0.0057044 | 0.00010841 | 0.00078493 | 345 | 1435401.5431 | -0.0083439 | 1435401.5431 | -0.0071106 | 850 | 3667265.3227 | 0.0017719 | 3667265.3227 | 0.002897 | 0.019685 | 3.9214 | 0.001901
|  | 0.66114 | 475 | 7 | 6650 | 1815100.0154 | 10.2362 | 1.3324 | 32738.1385 | 7086.6803 | 1910654.3192 | 1910654.3192 | 0.00064417 | 0.0031683 | 0.00087819 | 0.0015635 | 798 | 3206380.6894 | -0.0079469 | 3206380.6894 | -0.0066715 | 555 | 2356946.1426 | 0.002443 | 2356946.1426 | 0.0035354 | 0.018037 | 4.9695 | 0.0016073
|  | 0.66114 | 420 | 8 | 5040 | 1558492.1865 | 9.882 | 1.3264 | 23953.4989 | 6169.0997 | 1640518.6231 | 1640518.6231 | 0.0011526 | 0.0037649 | 0.00091023 | 0.0015871 | 108 | 434046.8712 | -0.0072377 | 434046.8712 | -0.0060958 | 936 | 4115450.7678 | 0.0023189 | 4147098.2559 | 0.003444 | 0.01537 | 4.2669 | 0.0013992
|  | 0.36332 | 799 | 14 | 10387 | 3192559.8582 | 8.2678 | 0.3467 | 41302.2459 | 4538.6782 | 3360686.2545 | 3360686.2545 | 0.0013492 | 0.0062855 | 0.00067794 | 0.0011792 | 365 | 1530974.4788 | -0.0038449 | 1530974.4788 | -0.0030604 | 617 | 2495927.5912 | -0.0023378 | 2495927.5912 | -0.0015554 | 0.012937 | 8.7408 | 0.00094086
|  | 0.36332 | 394 | 14 | 5516 | 1545968.9747 | 9.4882 | 0.133 | 25171.0691 | 903.8734 | 1627371.6255 | 1627371.6255 | 0.0016279 | 0.029784 | 0.00043571 | 0.00091021 | 844 | 3550753.8665 | -0.0042811 | 3550753.8665 | -0.0034689 | 821 | 3370399.7721 | -0.002706 | 3370399.7721 | -0.0019153 | 0.016282 | 4.2326 | 0.0011163
|  | 0.36332 | 801 | 9 | 11214 | 3213029.7479 | 9.3702 | 0.4939 | 50536.247 | 5113.8371 | 3382239.0057 | 3382239.0057 | 0.00065412 | 0.005111 | 0.00033365 | 0.00083929 | 517 | 2176431.9463 | -0.004374 | 2176431.9463 | -0.0035705 | 296 | 1202281.4837 | -0.0025792 | 1202281.4837 | -0.0018242 | 0.015729 | 8.7968 | 0.0011163
|  | 0.36332 | 639 | 5 | 12141 | 2687087.4207 | 9.3307 | 0.1233 | 54483.1564 | 867.6277 | 2820676.9016 | 2828646.9699 | 0.00049404 | 0.030811 | 0.00035027 | 0.00085236 | 231 | 962532.3732 | -0.0041008 | 962532.3732 | -0.003344 | 495 | 1958034.45 | -0.0026322 | 1958034.45 | -0.0018636 | 0.020276 | 7.3568 | 0.0011163
|  | 0.36332 | 539 | 3 | 8085 | 2142092.7138 | 8.7401 | 0.1945 | 33985.2133 | 830.7777 | 2254894.9435 | 2254894.9435 | 0.00078681 | 0.032006 | 0.00023404 | 0.00073206 | 932 | 3717478.9723 | -0.0042602 | 3717478.9723 | -0.0034598 | 999 | 4180827.1473 | -0.0028821 | 4180827.1473 | -0.0020779 | 0.015865 | 5.8647 | 0.0011163
|  | 0.36332 | 269 | 19 | 4573 | 1099901.7706 | 9.0158 | 0.3966 | 19828.9193 | 2676.8523 | 1157834.5268 | 1157834.5268 | 0.0024162 | 0.010367 | 0.00068278 | 0.0011348 | 1071 | 4425024.2354 | -0.0041369 | 4425024.2354 | -0.0033108 | 89 | 373268.9082 | -0.0022102 | 373268.9082 | -0.0015196 | 0.018028 | 3.0114 | 0.0010198
|  | 0.36332 | 513 | 9 | 9747 | 2086448.8631 | 9.2913 | 0.1785 | 43555.3014 | 1438.1223 | 2196339.6364 | 2196339.6364 | 0.001114 | 0.018915 | 0.00071441 | 0.0012024 | 580 | 2321417.5012 | -0.003905 | 2321417.5012 | -0.0031083 | 128 | 529120.4653 | -0.0022847 | 529120.4653 | -0.0015645 | 0.020875 | 5.7124 | 0.00083351
|  | 0.36332 | 600 | 10 | 9000 | 2297618.0767 | 6.0237 | 1.2728 | 26073.5051 | 11003.356 | 2418576.0951 | 2418576.0951 | 0.0016119 | 0.0024424 | 0.00037889 | 0.00087115 | 477 | 1863625.3226 | -0.0042076 | 1863625.3226 | -0.0034145 | 1050 | 4318666.1683 | -0.0027362 | 4318666.1683 | -0.0019373 | 0.011348 | 6.2905 | 0.001002
|  | 0.36332 | 774 | 14 | 13932 | 2940180.0835 | 8.5039 | 0.6872 | 56980.3594 | 11013.8156 | 3094956.07 | 3094956.07 | 0.00084769 | 0.0025676 | 0.00049557 | 0.00098807 | 545 | 2273717.1481 | -0.0041044 | 2273717.1481 | -0.0033029 | 915 | 3639552.7955 | -0.0025733 | 3639552.7955 | -0.0017857 | 0.01938 | 8.0498 | 0.0010479
|  | 0.66114 | 568 | 3 | 7952 | 2159162.8575 | 9.0157 | 0.7671 | 34480.1699 | 3372.1266 | 2272825.4151 | 2272825.4151 | -7.6882e-05 | 0.0067118 | 0.00026107 | 0.00095992 | 168 | 660747.4594 | -0.0076493 | 660747.4594 | -0.0064825 | 773 | 3264848.6504 | 0.0020476 | 3264848.6504 | 0.0031596 | 0.015969 | 5.9115 | 0.0015684
|  | 0.66114 | 790 | 19 | 12640 | 3161107.1959 | 9.4094 | 0.8093 | 57200.8628 | 15291.795 | 3327578.9963 | 3327578.9963 | 7.0105e-05 | 0.0011042 | 0.00047313 | 0.0011716 | 489 | 2068131.8072 | -0.0079164 | 2068131.8072 | -0.0066711 | 383 | 1499171.2042 | 0.0021891 | 1499171.2042 | 0.0032691 | 0.018095 | 8.6546 | 0.0015684
|  | 0.36332 | 766 | 13 | 9958 | 3074088.3879 | 7.6377 | 1.0274 | 36578.7021 | 12262.5253 | 3235981.0789 | 3235981.0789 | 0.0014383 | 0.0024875 | 0.00063349 | 0.0011346 | 1009 | 4418499.7514 | -0.0040057 | 4432321.3619 | -0.0031935 | 246 | 1037297.8961 | -0.0022432 | 1037297.8961 | -0.0015083 | 0.011899 | 8.4164 | 0.00096543
|  | 0.36332 | 506 | 15 | 5060 | 1957394.2801 | 8.5827 | 0.638 | 20886.6132 | 4651.4134 | 2060449.2787 | 2060449.2787 | 0.0022237 | 0.006003 | 0.0005831 | 0.0010698 | 431 | 1812399.5564 | -0.0040073 | 1812399.5564 | -0.0032215 | 536 | 2091916.7389 | -0.0024534 | 2091916.7389 | -0.0016837 | 0.010671 | 5.3591 | 0.0010198
|  | 0.36332 | 155 | 18 | 1705 | 605671.2895 | 9.252 | 0.5303 | 7586.7117 | 1427.945 | 637561.7751 | 637561.7751 | 0.0059518 | 0.019242 | 0.00085527 | 0.0012878 | 484 | 2151239.3801 | -0.0039182 | 2174535.2934 | -0.0031307 | 588 | 2551011.4807 | -0.0023681 | 2551969.7515 | -0.0015946 | 0.012526 | 1.6582 | 0.00085106
|  | 0.66114 | 653 | 14 | 12407 | 2567248.4787 | 6.811 | 0.6424 | 40641.6411 | 9048.8982 | 2702428.3719 | 2702428.3719 | 0.00014651 | 0.0020973 | 0.00027132 | 0.00096223 | 514 | 2228503.5318 | -0.0081606 | 2230365.4735 | -0.006916 | 694 | 2939164.4476 | 0.0018355 | 2939164.4476 | 0.00294 | 0.015831 | 7.0287 | 0.001901
|  | 0.36332 | 280 | 7 | 2800 | 1068556.0524 | 9.3307 | 0.8847 | 12565.0966 | 2345.4577 | 1124808.6512 | 1124808.6512 | 0.0034964 | 0.011626 | 0.00080181 | 0.0012705 | 300 | 1203617.5092 | -0.0038204 | 1203617.5092 | -0.0030419 | 176 | 725028.7544 | -0.0021351 | 725028.7544 | -0.0014219 | 0.011759 | 2.9255 | 0.00082649
|  | 0.36332 | 80 | 20 | 1040 | 303804.147 | 8.937 | 0.6884 | 4470.1147 | 1167.5723 | 319796.8671 | 319796.8671 | 0.009642 | 0.023229 | 0.00068566 | 0.0010744 | 731 | 2923917.5997 | -0.0042691 | 2923917.5997 | -0.0034575 | 1015 | 4232284.0428 | -0.0027426 | 4232284.0428 | -0.00194 | 0.014714 | 0.83177 | 0.0011163
|  | 0.66114 | 1057 | 2 | 13741 | 4164937.3505 | 9.2521 | 0.9378 | 61143.7727 | 6692.2902 | 4384248.1623 | 4384248.1623 | -0.00088466 | 0.0024733 | -0.00010809 | 0.0006233 | 773 | 3107879.0711 | -0.0085043 | 3107879.0711 | -0.0072292 | 543 | 2333030.6772 | 0.001887 | 2333030.6772 | 0.0029773 | 0.014681 | 11.403 | 0.001901
|  | 0.36332 | 150 | 12 | 3000 | 578716.0961 | 7.8346 | 0.083 | 11303.9872 | 248.5746 | 609184.342 | 609184.342 | 0.003927 | 0.10852 | 0.00078665 | 0.0012134 | 217 | 851210.6315 | -0.0038751 | 851210.6315 | -0.0031251 | 633 | 2518431.2392 | -0.0024298 | 2518431.2392 | -0.0016662 | 0.019533 | 1.5844 | 0.0010084
|  | 0.36332 | 147 | 2 | 1911 | 558989.2551 | 10.5117 | 0.1539 | 9661.1143 | 152.7374 | 588415.622 | 588415.622 | 0.0039135 | 0.1758 | 0.00041601 | 0.00085733 | 868 | 3507837.9714 | -0.0042783 | 3507837.9714 | -0.0034672 | 442 | 1929663.2968 | -0.0026168 | 1932697.6618 | -0.0018556 | 0.017283 | 1.5304 | 0.0011163
|  | 0.36332 | 84 | 12 | 924 | 324306.4612 | 6.9291 | 0.0635 | 3079.2317 | 70.9253 | 341380.6395 | 341380.6395 | 0.014053 | 0.37974 | 0.00088601 | 0.0012888 | 831 | 3357885.4246 | -0.0040299 | 3357885.4246 | -0.0032261 | 735 | 3173597.8006 | -0.0024611 | 3173597.8006 | -0.0016755 | 0.0094948 | 0.8879 | 0.00099526
|  | 0.36332 | 742 | 19 | 11872 | 3020828.5815 | 6.2992 | 0.1146 | 35966.8878 | 2033.8099 | 3179933.1729 | 3179933.1729 | 0.0014814 | 0.013585 | 0.00037322 | 0.00086413 | 184 | 745147.7427 | -0.0040491 | 745147.7427 | -0.0033084 | 702 | 3032515.0329 | -0.0028305 | 3032724.4063 | -0.0020398 | 0.011906 | 8.2706 | 0.0011128
|  | 0.36332 | 190 | 2 | 3800 | 734296.5866 | 6.5355 | 0.0957 | 11944.1704 | 138.4787 | 772956.3428 | 772956.3428 | 0.0031038 | 0.19398 | 0.00038445 | 0.00083835 | 577 | 2526310.0921 | -0.0042354 | 2533238.399 | -0.0034336 | 152 | 605364.2358 | -0.0024756 | 605364.2358 | -0.0017521 | 0.016266 | 2.0104 | 0.00099845
|  | 0.36332 | 777 | 8 | 10101 | 3109003.4884 | 10.2756 | 0.1877 | 49918.9148 | 1687.0864 | 3272731.344 | 3272731.344 | 0.00062244 | 0.015784 | 0.00033436 | 0.00084056 | 431 | 1745284.8395 | -0.004204 | 1745284.8395 | -0.003411 | 112 | 452415.22 | -0.0024292 | 452415.22 | -0.0017255 | 0.016056 | 8.512 | 0.001002
|  | 0.36332 | 422 | 12 | 5908 | 1572945.0245 | 6.8504 | 0.1103 | 19464.8021 | 722.3955 | 1655735.1011 | 1655735.1011 | 0.002488 | 0.037632 | 0.0007289 | 0.0012055 | 435 | 1883598.9677 | -0.0039121 | 1883598.9677 | -0.0031179 | 991 | 4357550.6496 | -0.0024304 | 4369143.1618 | -0.0016358 | 0.012375 | 4.3065 | 0.00096016
|  | 0.36332 | 489 | 10 | 9291 | 1847195.3584 | 8.8583 | 0.3145 | 39582.7915 | 2595.7273 | 1944430.5455 | 1944430.5455 | 0.00096505 | 0.010307 | 0.00044979 | 0.00093094 | 338 | 1336357.9892 | -0.004276 | 1336357.9892 | -0.0034901 | 753 | 3096599.9501 | -0.0028095 | 3096599.9501 | -0.0020148 | 0.021429 | 5.0573 | 0.00098266
|  | 0.36332 | 929 | 19 | 11148 | 3661354.9156 | 7.9134 | 0.3161 | 42428.1068 | 5645.505 | 3854149.1741 | 3854149.1741 | 0.0013583 | 0.0051553 | 0.00054171 | 0.0010436 | 344 | 1362480.6597 | -0.0039616 | 1362480.6597 | -0.0031794 | 291 | 1135723.4534 | -0.0023639 | 1135723.4534 | -0.0016112 | 0.011588 | 10.0242 | 0.00089317
|  | 0.36332 | 1041 | 3 | 15615 | 4251055.8401 | 8.2677 | 0.3369 | 62089.8016 | 2779.2536 | 4474960.4671 | 4474960.4671 | 0.00034494 | 0.0093941 | 0.00027711 | 0.00079722 | 108 | 475053.7121 | -0.0038586 | 477322.5732 | -0.0031439 | 1068 | 4354069.8799 | -0.002594 | 4354069.8799 | -0.0018039 | 0.014606 | 11.6388 | 0.0009181
|  | 0.36332 | 760 | 19 | 7600 | 2852548.5298 | 8.4645 | 0.5633 | 30939.157 | 7225.7495 | 3002697.2816 | 3002697.2816 | 0.0014893 | 0.003864 | 0.00035921 | 0.00085537 | 996 | 3977687.4841 | -0.0042993 | 3977687.4841 | -0.0034812 | 697 | 2791775.5885 | -0.0026841 | 2791775.5885 | -0.0018992 | 0.010846 | 7.8099 | 0.0011163
|  | 0.36332 | 787 | 4 | 9444 | 2927802.1829 | 8.071 | 0.5977 | 36658.6865 | 3814.7837 | 3081901.1843 | 3081901.1843 | 0.0007302 | 0.0066639 | 0.00019667 | 0.00070481 | 994 | 4060941.7089 | -0.0042655 | 4060941.7089 | -0.0034649 | 615 | 2410373.8993 | -0.0026721 | 2410373.8993 | -0.0018891 | 0.012521 | 8.0159 | 0.001002
|  | 0.36332 | 638 | 6 | 10846 | 2544646.841 | 8.2284 | 0.3415 | 42921.8636 | 2493.457 | 2678651.0803 | 2678651.0803 | 0.00075119 | 0.010604 | 0.00035829 | 0.00085806 | 402 | 1667284.4905 | -0.0041994 | 1667284.4905 | -0.0034075 | 895 | 3803858.9568 | -0.0026975 | 3803858.9568 | -0.0019144 | 0.016868 | 6.9669 | 0.001002
|  | 0.36332 | 980 | 18 | 19600 | 4005023.0602 | 8.3465 | 0.0581 | 78678.1326 | 1558.7252 | 4215970.2264 | 4215970.2264 | 0.00090842 | 0.0177 | 0.00062289 | 0.0011185 | 748 | 2984462.9331 | -0.0041321 | 2984462.9331 | -0.0033174 | 985 | 4065905.1566 | -0.0024267 | 4065905.1566 | -0.0016401 | 0.019645 | 10.9652 | 0.00096893
|  | 0.36332 | 265 | 7 | 2650 | 1000702.6824 | 8.3465 | 0.0834 | 10637.6047 | 209.2596 | 1053378.8962 | 1053378.8962 | 0.0040211 | 0.12872 | 0.00070038 | 0.0011661 | 990 | 3997794.7822 | -0.0040709 | 3997794.7822 | -0.0032549 | 712 | 3023311.4389 | -0.0026158 | 3023311.4389 | -0.0018235 | 0.01063 | 2.7398 | 0.00099877
|  | 0.36332 | 747 | 11 | 7470 | 2931768.0529 | 9.2126 | 0.1305 | 33097.5915 | 1163.7905 | 3086139.9251 | 3086139.9251 | 0.0014453 | 0.023352 | 0.00063241 | 0.0011361 | 82 | 343446.1426 | -0.0036675 | 343446.1426 | -0.0029583 | 614 | 2451011.1311 | -0.0025291 | 2451011.1311 | -0.0017418 | 0.011289 | 8.0267 | 0.00096457
|  | 0.36332 | 340 | 2 | 6120 | 1418940.5423 | 7.874 | 0.0919 | 23176.1027 | 230.2466 | 1491541.9557 | 1493688.314 | 0.0015444 | 0.11669 | 0.00047671 | 0.00095983 | 488 | 1954398.7922 | -0.0040199 | 1954398.7922 | -0.0032265 | 250 | 1066866.1804 | -0.0023611 | 1066866.1804 | -0.0016166 | 0.016333 | 3.8848 | 0.00090194
|  | 0.36332 | 77 | 12 | 1232 | 313124.0898 | 10.0787 | 0.1968 | 5971.8488 | 257.639 | 329615.9443 | 329615.9443 | 0.0070057 | 0.10443 | 0.00066815 | 0.001065 | 1026 | 4391441.5205 | -0.0044567 | 4391441.5205 | -0.0036313 | 1074 | 4347504.4988 | -0.0027226 | 4347504.4988 | -0.0019307 | 0.019072 | 0.85729 | 0.0011163
|  | 0.36332 | 155 | 3 | 2015 | 576490.9763 | 7.4802 | 0.0994 | 7249.0623 | 116.3858 | 606833.3646 | 606833.3646 | 0.0054292 | 0.23088 | 0.00041353 | 0.00085536 | 248 | 1036112.9673 | -0.0041082 | 1036112.9673 | -0.0033496 | 842 | 3481349.9619 | -0.0026871 | 3481349.9619 | -0.0019068 | 0.012574 | 1.5783 | 0.0011163
|  | 0.36332 | 157 | 3 | 2041 | 633795.8481 | 7.2442 | 0.1306 | 7110.9399 | 154.8904 | 667175.2968 | 667175.2968 | 0.0055732 | 0.17343 | 0.00042572 | 0.00087261 | 787 | 3200686.07 | -0.0042191 | 3200686.07 | -0.0034217 | 395 | 1581207.7315 | -0.0025645 | 1581207.7315 | -0.0018106 | 0.01122 | 1.7352 | 0.0011023
|  | 0.36332 | 124 | 6 | 1364 | 477892.4671 | 6.8112 | 0.1372 | 4468.1894 | 156.8807 | 503052.3428 | 503052.3428 | 0.0093382 | 0.17145 | 0.00058984 | 0.0010198 | 112 | 455731.1524 | -0.0039878 | 455731.1524 | -0.0032663 | 386 | 1571460.7958 | -0.0027553 | 1571460.7958 | -0.0019845 | 0.0093498 | 1.3084 | 0.0011128
|  | 0.36332 | 1064 | 2 | 21280 | 4198183.7309 | 8.1102 | 0.0902 | 83003.5681 | 730.9128 | 4419247.424 | 4419247.424 | 0.00035303 | 0.036748 | 0.00048796 | 0.001008 | 983 | 3942514.1274 | -0.0039427 | 3942514.1274 | -0.0031351 | 390 | 1651281.5697 | -0.00225 | 1651281.5697 | -0.0015003 | 0.019771 | 11.494 | 0.00094086
|  | 0.36332 | 972 | 19 | 15552 | 3889703.1146 | 6.8505 | 0.1643 | 51239.1707 | 3819.6684 | 4094544.7289 | 4094544.7289 | 0.0010629 | 0.0073206 | 0.00033754 | 0.00083588 | 583 | 2370563.191 | -0.0043879 | 2370563.191 | -0.0035798 | 302 | 1288827.3919 | -0.0027303 | 1288827.3919 | -0.0019701 | 0.013173 | 10.6494 | 0.0011163
|  | 0.36332 | 998 | 20 | 11976 | 3852064.043 | 8.0709 | 0.1988 | 46486.5513 | 3961.2693 | 4054868.1934 | 4054868.1934 | 0.0010801 | 0.0069995 | 0.00033054 | 0.00083266 | 445 | 1770879.3713 | -0.0041938 | 1770879.3713 | -0.0034063 | 252 | 1028597.6811 | -0.0025481 | 1028597.6811 | -0.0018047 | 0.012068 | 10.5464 | 0.0011163
|  | 0.36332 | 425 | 18 | 5525 | 1670891.3163 | 10.118 | 0.1532 | 26885.6494 | 1275.8522 | 1758873.0327 | 1758873.0327 | 0.0017541 | 0.021329 | 0.00059549 | 0.0010702 | 112 | 454688.4193 | -0.0038291 | 454688.4193 | -0.0031081 | 339 | 1426397.4168 | -0.0024153 | 1426397.4168 | -0.0016646 | 0.016091 | 4.5747 | 0.0010304
|  | 0.36332 | 272 | 16 | 4080 | 1081538.4043 | 7.6378 | 0.2128 | 14987.2523 | 1155.6544 | 1138492.2472 | 1138492.2472 | 0.0029244 | 0.023434 | 0.00048974 | 0.00094652 | 825 | 3416422.2611 | -0.0042911 | 3416422.2611 | -0.0034729 | 154 | 635151.3114 | -0.0024613 | 635151.3114 | -0.0017495 | 0.013857 | 2.9611 | 0.0011163
|  | 0.36332 | 832 | 8 | 9984 | 3278096.4502 | 9.4094 | 0.16 | 45181.441 | 1474.1487 | 3450709.2643 | 3450709.2643 | 0.00077618 | 0.018155 | 0.00037404 | 0.00088239 | 421 | 1702244.3595 | -0.0042988 | 1702244.3595 | -0.0035029 | 668 | 2607090.2642 | -0.0027706 | 2607090.2642 | -0.0019857 | 0.013783 | 8.9749 | 0.0010918
|  | 0.67771 | 782 | 13 | 13294 | 2973204.7938 | 25.2756 | 5.425 | 161603.4851 | 79724.7159 | 3129720.3396 | 3129720.3396 | -0.00082506 | -0.00074454 | 0.00046355 | 0.0011758 | 144 | 605187.9196 | -0.0078688 | 605187.9196 | -0.0066732 | 1056 | 4379404.6434 | 0.0022161 | 4379404.6434 | 0.00337 | 0.054353 | 8.1402 | 0.0015749
|  | 0.67771 | 705 | 15 | 9165 | 2743894.871 | 26.6535 | 5.2834 | 117484.4234 | 64018.3964 | 2888365.1386 | 2888365.1386 | -0.00043377 | -0.0003694 | 0.00075402 | 0.0014647 | 673 | 2644942.3255 | -0.0079184 | 2644942.3255 | -0.0066318 | 877 | 3766523.7443 | 0.0025465 | 3766523.7443 | 0.0036826 | 0.042817 | 7.5124 | 0.001463
|  | 0.88336 | 590 | 5 | 6490 | 2327090.7693 | 25.551 | 6.3057 | 79752.8429 | 31779.6508 | 2449628.0142 | 2449628.0142 | -0.0012215 | -0.00089739 | 0.00048691 | 0.0013392 | 718 | 2884502.5218 | -0.010881 | 2884502.5218 | -0.009275 | 1013 | 4242366.7748 | 0.0053916 | 4242366.7748 | 0.0067711 | 0.034271 | 6.3712 | 0.0020046
|  | 0.67771 | 854 | 12 | 16226 | 3541015.696 | 19.8819 | 6.3554 | 155153.9837 | 104343.0059 | 3727542.7536 | 3727542.7536 | -0.0010268 | -0.0010394 | 0.0001934 | 0.00091489 | 700 | 2905881.9435 | -0.0084567 | 2905881.9435 | -0.0071621 | 526 | 2285321.8345 | 0.0021162 | 2285321.8345 | 0.0032368 | 0.043816 | 9.6948 | 0.0017314
|  | 0.67771 | 923 | 20 | 13845 | 3474166.5387 | 21.5748 | 6.0021 | 143659.1567 | 131134.9562 | 3657039.3001 | 3657039.3001 | -0.00069571 | -0.00078525 | 0.00044538 | 0.0011587 | 226 | 960845.5846 | -0.0079467 | 960845.5846 | -0.0067345 | 842 | 3615685.7823 | 0.0022721 | 3615685.7823 | 0.003408 | 0.041351 | 9.5117 | 0.0015749
|  | 0.88336 | 400 | 4 | 4800 | 1483075.3 | 22.559 | 6.6499 | 52078.043 | 21571.8323 | 1561131.8947 | 1561131.8947 | -0.0015779 | -0.0011349 | -3.1811e-05 | 0.00079082 | 1042 | 4129301.0517 | -0.011277 | 4129301.0517 | -0.0096497 | 1018 | 4439623.3721 | 0.0047375 | 4439623.3721 | 0.0061219 | 0.035115 | 4.0604 | 0.0022085
|  | 0.88336 | 198 | 8 | 2970 | 744713.5602 | 21.7715 | 7.3229 | 31098.4236 | 18205.1322 | 783913.472 | 783913.472 | -0.00033936 | -0.00021887 | 0.00081274 | 0.001577 | 556 | 2182179.7297 | -0.011157 | 2182179.7297 | -0.0095611 | 809 | 3309056.6736 | 0.0054669 | 3309056.6736 | 0.0068255 | 0.041759 | 2.0389 | 0.0020046
|  | 0.88336 | 645 | 9 | 6450 | 2481256.7663 | 25.5117 | 8.0182 | 79139.3881 | 55354.8464 | 2611887.0525 | 2611887.0525 | -0.0011809 | -0.0012277 | 0.0004759 | 0.0013294 | 584 | 2345607.1452 | -0.010824 | 2345607.1452 | -0.0092329 | 149 | 584882.327 | 0.005936 | 584882.327 | 0.0071737 | 0.031895 | 6.7933 | 0.0020046
|  | 0.88336 | 625 | 14 | 6875 | 2364796.0642 | 24.7245 | 8.0699 | 81751.1356 | 73916.9215 | 2489279.0191 | 2489279.0191 | -0.0011488 | -0.001303 | 0.00049853 | 0.001344 | 823 | 3378159.8966 | -0.010925 | 3378159.8966 | -0.0093079 | 217 | 847900.6224 | 0.0058218 | 847900.6224 | 0.0070929 | 0.03457 | 6.4745 | 0.0020046
|  | 0.88336 | 777 | 6 | 14763 | 2987528.1729 | 27.3228 | 8.1276 | 193996.2778 | 76952.1493 | 3144811.4228 | 3144811.4228 | -0.0011562 | -0.0010181 | 0.00081225 | 0.0016752 | 127 | 510820.9702 | -0.0099978 | 510820.9702 | -0.0085306 | 731 | 3053600.9903 | 0.0058658 | 3053600.9903 | 0.0072204 | 0.064935 | 8.1794 | 0.0018501
|  | 0.88336 | 513 | 10 | 6156 | 1964081.8307 | 25.3149 | 8.3902 | 74949.4416 | 54042.4738 | 2067480.6902 | 2067480.6902 | -0.00067612 | -0.00074129 | 0.0010062 | 0.0018425 | 698 | 2843104.3279 | -0.010405 | 2843104.3279 | -0.0088039 | 459 | 1925352.0245 | 0.0060611 | 1925352.0245 | 0.0073911 | 0.03816 | 5.3774 | 0.0017614
|  | 0.88336 | 351 | 17 | 7020 | 1376787.3778 | 25.0393 | 8.1672 | 84538.1753 | 74937.5923 | 1449281.6267 | 1449281.6267 | -0.0010097 | -0.0011516 | 0.00080046 | 0.0015961 | 531 | 2179860.8281 | -0.010657 | 2179860.8281 | -0.0090795 | 268 | 1093812.819 | 0.0058934 | 1093812.819 | 0.0071774 | 0.061402 | 3.7694 | 0.0019363
|  | 0.88336 | 727 | 19 | 11632 | 2911547.6711 | 21.9685 | 7.5415 | 122899.0065 | 131133.5992 | 3064878.0306 | 3064878.0306 | -0.0015613 | -0.0017019 | 0.00016147 | 0.0010092 | 686 | 2832869.1147 | -0.011171 | 2832869.1147 | -0.0095712 | 988 | 4114250.5368 | 0.0051013 | 4114250.5368 | 0.0064757 | 0.042211 | 7.9714 | 0.0022085
|  | 0.88336 | 249 | 9 | 4731 | 938330.5573 | 25.8268 | 8.4614 | 58764.781 | 33088.861 | 987722.7434 | 987722.7434 | -0.0012977 | -0.0012005 | 0.00044891 | 0.0012279 | 138 | 570164.3392 | -0.011082 | 570164.3392 | -0.0095886 | 446 | 1873672.6257 | 0.0053079 | 1873672.6257 | 0.0066318 | 0.062627 | 2.569 | 0.0022085
|  | 0.88336 | 233 | 14 | 3262 | 959659.7139 | 20.9843 | 8.8418 | 32920.9241 | 35535.0012 | 1010208.4595 | 1010208.4595 | -0.00065063 | -0.0011834 | 0.00044375 | 0.0012238 | 179 | 709674.5759 | -0.01115 | 709674.5759 | -0.0096364 | 595 | 2322183.6934 | 0.0048975 | 2322183.6934 | 0.0062456 | 0.034305 | 2.6274 | 0.0022085
|  | 0.88336 | 645 | 18 | 9675 | 2554880.5673 | 27.4409 | 10.3397 | 127685.8874 | 145508.7887 | 2689416.8023 | 2689416.8023 | -0.001623 | -0.0017714 | 0.00019024 | 0.0010324 | 547 | 2137981.135 | -0.011083 | 2137981.135 | -0.0095085 | 1056 | 4278658.826 | 0.0051001 | 4278658.826 | 0.0064725 | 0.049977 | 6.9949 | 0.0024865
|  | 0.88336 | 301 | 10 | 4816 | 1174756.1283 | 31.1023 | 8.7665 | 72039.81 | 39648.9143 | 1236610.1415 | 1236610.1415 | -0.001439 | -0.0013434 | 0.00038261 | 0.0011801 | 476 | 1932903.3206 | -0.011427 | 1932903.3206 | -0.0098403 | 584 | 2391952.0281 | 0.0052269 | 2391952.0281 | 0.006575 | 0.061323 | 3.2163 | 0.0024865
|  | 0.88336 | 529 | 12 | 6877 | 2135680.9128 | 27.9526 | 8.7222 | 92451.6802 | 68190.1843 | 2248158.5961 | 2248158.5961 | -0.00086171 | -0.00092341 | 0.0009039 | 0.0017435 | 974 | 4067383.4243 | -0.010567 | 4067383.4243 | -0.0089514 | 933 | 3891535.878 | 0.0058163 | 3891535.878 | 0.0071793 | 0.043289 | 5.8472 | 0.0021282
|  | 0.88336 | 1034 | 13 | 14476 | 4245272.5579 | 29.7637 | 8.4604 | 207218.7584 | 143331.0262 | 4468881.2978 | 4468881.2978 | -0.0018048 | -0.0018193 | 4.9232e-05 | 0.00092763 | 821 | 3442318.3156 | -0.01123 | 3442318.3156 | -0.0096139 | 712 | 3076996.0434 | 0.0051865 | 3076996.0434 | 0.0065379 | 0.048812 | 11.6229 | 0.0022085
|  | 0.88336 | 1060 | 19 | 19080 | 4374832.7742 | 27.0078 | 8.4563 | 247834.1524 | 235425.0269 | 4605274.4407 | 4605274.4407 | -0.0013916 | -0.0014482 | 0.00045071 | 0.0013194 | 1067 | 4218633.2569 | -0.01088 | 4218633.2569 | -0.0092595 | 587 | 2351610.9415 | 0.0056159 | 2351610.9415 | 0.0069637 | 0.05665 | 11.9776 | 0.0019619
|  | 0.88336 | 493 | 14 | 5916 | 1857914.2534 | 27.9528 | 8.8111 | 79532.9436 | 67416.1741 | 1955711.8608 | 1955711.8608 | -0.0014538 | -0.0015868 | 0.00025961 | 0.0010883 | 481 | 1908108.3267 | -0.011078 | 1908108.3267 | -0.0094982 | 798 | 3233870.8738 | 0.0051645 | 3233870.8738 | 0.0065236 | 0.042808 | 5.0867 | 0.0022085
|  | 0.88336 | 125 | 10 | 2125 | 477236.0787 | 26.9685 | 7.7015 | 27561.9094 | 15059.6415 | 502359.5694 | 502359.5694 | -0.00046654 | -0.00021111 | 0.00065021 | 0.0013716 | 1073 | 4337716.2558 | -0.011292 | 4337716.2558 | -0.0096607 | 413 | 1792301.005 | 0.0053276 | 1792301.005 | 0.0066446 | 0.057753 | 1.3066 | 0.0024865
|  | 0.88336 | 909 | 10 | 14544 | 3383600.4949 | 32.1654 | 10.2604 | 224991.6479 | 140141.4938 | 3561690.3387 | 3561690.3387 | -0.0015136 | -0.0015069 | 0.00044144 | 0.0013077 | 859 | 3478377.5755 | -0.010875 | 3478377.5755 | -0.0092687 | 913 | 3621949.3572 | 0.0054767 | 3621949.3572 | 0.0068406 | 0.066495 | 9.2638 | 0.0019875
|  | 0.88336 | 560 | 17 | 11200 | 2097144.3198 | 31.575 | 11.9199 | 170080.6693 | 174493.8268 | 2207529.1144 | 2207529.1144 | -0.0017352 | -0.0018307 | 0.00025487 | 0.0010779 | 1079 | 4830305.6743 | -0.011321 | 4839045.0776 | -0.0096829 | 613 | 2501731.7638 | 0.005231 | 2501731.7638 | 0.0065741 | 0.081101 | 5.7417 | 0.0022085
|  | 0.63044 | 310 | 3 | 4960 | 1206500.3712 | 29.4094 | 9.0809 | 70155.45 | 22829.8215 | 1270024.4496 | 1270024.4496 | -0.00089016 | -0.00030383 | 0.00016317 | 0.00080947 | 242 | 994452.3577 | -0.0075904 | 994452.3577 | -0.0064365 | 324 | 1442597.4087 | 0.0012435 | 1446099.0707 | 0.0022922 | 0.058148 | 3.3032 | 0.0016217
|  | 0.63044 | 520 | 8 | 7280 | 1978895.1097 | 24.8032 | 9.1513 | 86842.5703 | 57398.3568 | 2083068.9229 | 2083068.9229 | -0.00017762 | -0.00019366 | 0.00085167 | 0.00152 | 911 | 3565940.8801 | -0.007322 | 3565940.8801 | -0.0060919 | 769 | 3060156.7055 | 0.0018993 | 3060156.7055 | 0.0029744 | 0.043884 | 5.4179 | 0.0013385
|  | 0.88336 | 747 | 17 | 10458 | 3040290.7041 | 28.819 | 8.6888 | 144950.9676 | 128787.3312 | 3200420.0067 | 3200420.0067 | -0.00093722 | -0.0010202 | 0.00088188 | 0.0017373 | 551 | 2369595.2918 | -0.010395 | 2369595.2918 | -0.0088006 | 823 | 3362868.5266 | 0.0058916 | 3362868.5266 | 0.0072553 | 0.047677 | 8.3239 | 0.0018202
|  | 0.88336 | 1066 | 20 | 15990 | 4187176.0177 | 27.9134 | 8.5293 | 214661.8051 | 215220.7509 | 4407652.5972 | 4407652.5972 | -0.0017473 | -0.00182 | 7.1497e-05 | 0.0009397 | 974 | 4031684.1974 | -0.011616 | 4031684.1974 | -0.0099841 | 804 | 3232938.6295 | 0.0051583 | 3232938.6295 | 0.0065205 | 0.051266 | 11.4639 | 0.0024865
|  | 0.63044 | 306 | 4 | 3672 | 1148110.3588 | 26.3781 | 7.0951 | 46584.3196 | 17607.264 | 1208542.9306 | 1208542.9306 | 1.3152e-05 | 0.00064255 | 0.0007555 | 0.0013987 | 129 | 514332.2207 | -0.0068302 | 514332.2207 | -0.0057362 | 447 | 1763392.9216 | 0.0020559 | 1763392.9216 | 0.0030992 | 0.040575 | 3.1434 | 0.0013172
|  | 0.88336 | 711 | 12 | 12798 | 2982003.1088 | 28.1102 | 8.8796 | 173021.3179 | 116695.752 | 3139096.3146 | 3139096.3146 | -0.0017654 | -0.0017772 | 0.00014102 | 0.00099738 | 649 | 2633881.845 | -0.011171 | 2633881.845 | -0.0095663 | 477 | 1997695.0683 | 0.0052803 | 1997695.0683 | 0.0066137 | 0.058022 | 8.1643 | 0.0022085
|  | 0.88336 | 444 | 5 | 8880 | 1900891.0267 | 29.0156 | 8.3722 | 123919.0558 | 42082.4447 | 1990844.8234 | 2001045.1984 | -0.00090984 | -0.00060289 | 0.0010574 | 0.0018925 | 804 | 3558336.6655 | -0.010399 | 3561570.5065 | -0.0087932 | 430 | 1806492.7844 | 0.0061337 | 1806492.7844 | 0.0074546 | 0.06519 | 5.2044 | 0.0020599
|  | 0.88336 | 398 | 6 | 4776 | 1581863.1094 | 28.2282 | 8.8656 | 64839.7121 | 33844.8683 | 1665163.7976 | 1665163.7976 | -0.0013979 | -0.0012504 | 0.00028717 | 0.0011128 | 1065 | 4165646.134 | -0.011271 | 4165646.134 | -0.0096473 | 817 | 3440822.26 | 0.0051586 | 3440822.26 | 0.0065165 | 0.040989 | 4.3309 | 0.0022085
|  | 0.88336 | 95 | 9 | 1900 | 407789.2522 | 26.811 | 8.7206 | 24499.6674 | 13471.4012 | 428273.3842 | 429275.247 | -0.00028072 | -6.8713e-06 | 0.0006987 | 0.0014053 | 690 | 2921973.5572 | -0.011533 | 2921973.5572 | -0.0099213 | 621 | 2561338.2739 | 0.0052306 | 2561338.2739 | 0.0065723 | 0.060079 | 1.1165 | 0.0022085
|  | 0.88336 | 230 | 15 | 2760 | 921198.1527 | 30.4329 | 8.7134 | 40396.7099 | 32588.0434 | 969711.0901 | 969711.0901 | -0.00093196 | -0.0011543 | 0.00045394 | 0.0012316 | 585 | 2390070.8766 | -0.011138 | 2390070.8766 | -0.0095436 | 669 | 2711762.9679 | 0.0052341 | 2711762.9679 | 0.0065702 | 0.043852 | 2.5221 | 0.0024865
|  | 0.63044 | 912 | 2 | 10032 | 3384469.3899 | 29.1733 | 9.15 | 140755.9155 | 54277.3608 | 3562600.6458 | 3562600.6458 | -0.00062547 | -0.00042294 | 0.00053793 | 0.0012389 | 1075 | 4822964.1811 | -0.0073218 | 4838002.5356 | -0.0060866 | 193 | 831298.5265 | 0.0021926 | 831298.5265 | 0.0032022 | 0.041589 | 9.2662 | 0.0015157
|  | 0.63044 | 808 | 14 | 14544 | 3370854.3631 | 29.6456 | 9.0184 | 207366.0641 | 150887.9446 | 3548425.7264 | 3548425.7264 | -0.00097441 | -0.00099855 | 0.00022716 | 0.00091183 | 154 | 611133.3883 | -0.0074662 | 611133.3883 | -0.0063526 | 959 | 4062932.9539 | 0.0013176 | 4062932.9539 | 0.0023994 | 0.061517 | 9.2289 | 0.0016217
|  | 0.88336 | 257 | 5 | 5140 | 986273.911 | 26.7323 | 9.2861 | 66083.4974 | 27017.4823 | 1038197.1322 | 1038197.1322 | -0.0014163 | -0.0010527 | 0.00042324 | 0.0012118 | 69 | 276849.2515 | -0.010851 | 276849.2515 | -0.0094289 | 629 | 2654087.3217 | 0.0051988 | 2654087.3217 | 0.006554 | 0.067003 | 2.7003 | 0.0022085
|  | 0.63044 | 327 | 7 | 5886 | 1241838.0423 | 30.0786 | 9.4695 | 85147.4116 | 40026.7337 | 1307210.3333 | 1307210.3333 | -0.00072947 | -0.00054815 | 0.00040744 | 0.0010493 | 360 | 1481296.7863 | -0.0076827 | 1481296.7863 | -0.006501 | 404 | 1581528.3604 | 0.0012232 | 1581528.3604 | 0.0022781 | 0.068566 | 3.4 | 0.0016217
|  | 0.63044 | 96 | 14 | 1056 | 367990.4076 | 28.4253 | 8.5355 | 14436.5211 | 12008.6974 | 387363.4005 | 387363.4005 | 0.0023513 | 0.0016553 | 0.0012433 | 0.0018005 | 1019 | 4043661.9066 | -0.0073224 | 4043661.9066 | -0.0060895 | 949 | 4129283.0748 | 0.0018599 | 4129283.0748 | 0.0029489 | 0.039231 | 1.0075 | 0.0015278
|  | 0.63044 | 1054 | 8 | 13702 | 4133852.5757 | 30.9842 | 10.1024 | 204182.1745 | 123173.475 | 4351518.9384 | 4351518.9384 | -0.00043911 | -0.00042491 | 0.00075142 | 0.0014549 | 681 | 2916853.6763 | -0.0074911 | 2916853.6763 | -0.0062655 | 996 | 3908837.9488 | 0.0018908 | 3908837.9488 | 0.0029787 | 0.049393 | 11.3179 | 0.0013172
|  | 0.63044 | 909 | 16 | 10908 | 3658832.629 | 28.5826 | 9.8719 | 149947.9163 | 152566.9222 | 3851524.3082 | 3851524.3082 | -0.00029188 | -0.00039865 | 0.00078618 | 0.0014782 | 272 | 1214595.2203 | -0.0070405 | 1217670.0837 | -0.0058803 | 325 | 1356769.8301 | 0.0020973 | 1356769.8301 | 0.0031322 | 0.040982 | 10.0173 | 0.0013172
|  | 0.63044 | 920 | 19 | 18400 | 3470360.7143 | 28.622 | 9.4126 | 253286.1103 | 247758.1434 | 3653036.2513 | 3653036.2513 | -0.00096834 | -0.0010272 | 0.00024558 | 0.00091963 | 244 | 1028458.5858 | -0.0076161 | 1028458.5858 | -0.0064509 | 175 | 701937.1402 | 0.0013967 | 701937.1402 | 0.002402 | 0.072986 | 9.5013 | 0.0016217
|  | 0.63044 | 215 | 2 | 2795 | 874154.5686 | 25.8268 | 7.4127 | 34717.3035 | 10759.8058 | 920195.1385 | 920195.1385 | -0.00027102 | 0.001024 | 0.0002284 | 0.00085684 | 686 | 2847927.9834 | -0.007801 | 2847927.9834 | -0.0065911 | 491 | 1971787.7515 | 0.0011812 | 1971787.7515 | 0.0022468 | 0.039715 | 2.3933 | 0.0016217
|  | 0.63044 | 1003 | 17 | 20060 | 4122027.5032 | 19.5275 | 5.3594 | 188395.7708 | 140519.4797 | 4339146.1623 | 4339146.1623 | -0.00064345 | -0.00067515 | 0.00042081 | 0.0011076 | 333 | 1334363.0676 | -0.0074388 | 1334363.0676 | -0.0062656 | 933 | 4240480.9387 | 0.0015265 | 4322305.0635 | 0.0026074 | 0.045705 | 11.2855 | 0.0014762
|  | 0.63044 | 633 | 17 | 7596 | 2346966.6623 | 22.3622 | 6.9284 | 81694.5449 | 77814.3396 | 2470491.2234 | 2470491.2234 | -0.00058572 | -0.00075896 | 0.00029253 | 0.00096188 | 217 | 861356.0734 | -0.0078242 | 861356.0734 | -0.0066659 | 354 | 1580050.277 | 0.0014851 | 1586156.1725 | 0.0025275 | 0.034809 | 6.4256 | 0.0016217
|  | 0.63044 | 146 | 19 | 1460 | 553950.9511 | 24.9606 | 8.0886 | 17526.7524 | 19932.2247 | 583111.5837 | 583111.5837 | 0.0019157 | 0.0008425 | 0.0011759 | 0.0017607 | 302 | 1244990.5448 | -0.0070584 | 1244990.5448 | -0.00589 | 1081 | 4300759.0781 | 0.0018748 | 4300759.0781 | 0.002966 | 0.03164 | 1.5166 | 0.0013172
|  | 0.63044 | 460 | 19 | 8280 | 1884447.057 | 22.1655 | 6.6213 | 88267.6254 | 79995.8539 | 1983703.842 | 1983703.842 | -0.00060259 | -0.00074615 | 0.0003523 | 0.0010022 | 56 | 236779.7759 | -0.0072546 | 236779.7759 | -0.0062069 | 450 | 1854911.4705 | 0.0014431 | 1854911.4705 | 0.0024996 | 0.04684 | 5.1593 | 0.0016217
|  | 0.63044 | 223 | 10 | 3122 | 861654.7165 | 21.1023 | 6.1904 | 31685.1864 | 19037.6828 | 907019.6402 | 907019.6402 | 0.0001776 | 0.00025831 | 0.00048713 | 0.0011059 | 384 | 1665122.9716 | -0.0076944 | 1665122.9716 | -0.0065124 | 58 | 235264.9524 | 0.0019076 | 235264.9524 | 0.0028227 | 0.036772 | 2.3591 | 0.0016217
|  | 0.63044 | 1051 | 8 | 13663 | 3957313.2656 | 26.0237 | 7.9885 | 171004.9517 | 97122.528 | 4165618.4089 | 4165618.4089 | -0.0004618 | -0.0004286 | 0.00068439 | 0.0013857 | 250 | 1029001.4894 | -0.0070854 | 1029001.4894 | -0.0059326 | 828 | 3695850.5127 | 0.0018343 | 3711447.9139 | 0.0029146 | 0.043212 | 10.8345 | 0.0013568
|  | 0.63044 | 801 | 20 | 11214 | 3314575.8788 | 18.6614 | 4.6162 | 100646.4238 | 82958.2034 | 3489172.4432 | 3489172.4432 | -0.00061308 | -0.00070873 | 0.00023457 | 0.00091634 | 730 | 3068211.9727 | -0.0078128 | 3068211.9727 | -0.0066005 | 725 | 3001656.1574 | 0.0013646 | 3001656.1574 | 0.0024375 | 0.030365 | 9.0748 | 0.0016217
|  | 0.63044 | 603 | 19 | 7236 | 2348514.0844 | 15.1575 | 4.7193 | 52749.6654 | 54708.8368 | 2472167.5934 | 2472167.5934 | -0.00018212 | -0.00049517 | 0.00029448 | 0.00096282 | 993 | 3946133.1612 | -0.0081299 | 3946133.1612 | -0.0068902 | 325 | 1318204.4205 | 0.001263 | 1318204.4205 | 0.0023065 | 0.022461 | 6.4299 | 0.0018202
|  | 0.63044 | 311 | 11 | 3110 | 1183625.5819 | 14.2521 | 2.6424 | 21317.3308 | 9810.76 | 1245934.527 | 1245934.527 | 0.0011205 | 0.0018845 | 0.0006323 | 0.0012726 | 130 | 521096.6614 | -0.0072297 | 521096.6614 | -0.0061187 | 220 | 885430.2495 | 0.0018141 | 885430.2495 | 0.002828 | 0.01801 | 3.2406 | 0.0014762
|  | 0.63044 | 761 | 8 | 9893 | 3070429.1348 | 14.1732 | 4.4665 | 67435.6424 | 39319.1407 | 3232135.5011 | 3232135.5011 | -0.00051953 | -0.00045893 | 0.00022413 | 0.00091481 | 425 | 1741162.6188 | -0.0077191 | 1741162.6188 | -0.0065268 | 131 | 540109.3014 | 0.0017047 | 540109.3014 | 0.0026866 | 0.021963 | 8.4064 | 0.0016217
|  | 0.63044 | 882 | 15 | 15876 | 3693503.2012 | 13.8188 | 4.6925 | 105512.763 | 90301.3907 | 3886299.738 | 3888076.4187 | -0.00062973 | -0.00073265 | 0.0002128 | 0.00090018 | 444 | 1946200.6641 | -0.0079949 | 1946200.6641 | -0.0067889 | 781 | 3238372.64 | 0.0010843 | 3238372.64 | 0.0021747 | 0.028567 | 10.1123 | 0.0016217
|  | 0.63044 | 1048 | 8 | 13624 | 4186993.6183 | 12.3229 | 3.677 | 80744.1623 | 44576.5995 | 4407488.6327 | 4407488.6327 | -0.0003879 | -0.00030402 | 0.00038453 | 0.0010887 | 837 | 3464261.5286 | -0.0078848 | 3464261.5286 | -0.0066527 | 677 | 2978753.5354 | 0.0015737 | 2978963.1017 | 0.002651 | 0.019285 | 11.4634 | 0.0014762
|  | 0.63044 | 965 | 18 | 10615 | 3610492.551 | 14.0944 | 5.042 | 71954.8654 | 84525.609 | 3800532.1954 | 3800532.1954 | -0.00017704 | -0.00044993 | 0.00042742 | 0.0011173 | 331 | 1415910.1585 | -0.0074561 | 1415910.1585 | -0.0062769 | 127 | 497095.7418 | 0.0019523 | 497095.7418 | 0.0029226 | 0.019929 | 9.885 | 0.0014762
|  | 0.63044 | 537 | 18 | 7518 | 2210692.6162 | 11.9292 | 4.4707 | 43132.7567 | 49712.2594 | 2327137.3862 | 2327137.3862 | 5.8608e-05 | -0.00038552 | 0.00030778 | 0.00097234 | 147 | 624004.3016 | -0.0074846 | 624004.3016 | -0.0063627 | 908 | 3662505.163 | 0.0013149 | 3662505.163 | 0.002403 | 0.019511 | 6.0525 | 0.0016217
|  | 0.66114 | 175 | 14 | 2625 | 718785.3719 | 19.7638 | 7.9905 | 24951.3089 | 25328.5532 | 756645.6411 | 756645.6411 | 0.00049661 | -0.00014206 | 0.00053514 | 0.0011562 | 425 | 1865307.1175 | -0.0084 | 1866341.9763 | -0.0071516 | 67 | 297027.6935 | 0.0023654 | 297983.0028 | 0.003313 | 0.034713 | 1.9679 | 0.001901
|  | 0.66114 | 1048 | 2 | 17816 | 4024646.038 | 23.2678 | 7.6573 | 199369.6748 | 58142.7161 | 4236528.0586 | 4236528.0586 | -0.0014056 | -0.0011456 | -0.00010028 | 0.00062895 | 455 | 1928467.5347 | -0.0081465 | 1928467.5347 | -0.0069016 | 875 | 3649425.9758 | 0.0017819 | 3649425.9758 | 0.0029023 | 0.049537 | 11.0189 | 0.0016929
|  | 0.66114 | 1068 | 2 | 10680 | 4062809.4974 | 23.9369 | 6.2083 | 122951.1888 | 42307.8883 | 4276684.9613 | 4276684.9613 | -0.00067872 | -0.000378 | 0.00048748 | 0.0012182 | 285 | 1157122.5659 | -0.0074373 | 1157122.5659 | -0.0062262 | 57 | 244365.1594 | 0.0030051 | 244365.1594 | 0.0039377 | 0.030263 | 11.1234 | 0.0013832
|  | 0.66114 | 592 | 18 | 10656 | 2352541.5572 | 18.6219 | 6.0961 | 95435.9006 | 90773.8389 | 2476425.9142 | 2476425.9142 | -0.00071382 | -0.00086164 | 0.00029699 | 0.00097944 | 120 | 535458.175 | -0.0078559 | 538694.9304 | -0.006696 | 849 | 3348501.4909 | 0.001822 | 3348501.4909 | 0.0029266 | 0.040567 | 6.4409 | 0.0016929
|  | 0.66114 | 348 | 8 | 4524 | 1315359.257 | 16.3386 | 4.6078 | 35549.2965 | 18549.1873 | 1384599.2573 | 1384599.2573 | -6.5517e-05 | 0.00019973 | 0.00038621 | 0.0010528 | 201 | 854513.5055 | -0.0079491 | 854513.5055 | -0.0067634 | 598 | 2675605.9723 | 0.0018384 | 2694075.5045 | 0.002945 | 0.027026 | 3.6013 | 0.001901
|  | 0.66114 | 168 | 18 | 1848 | 627264.3707 | 17.126 | 4.0118 | 15221.2907 | 11708.6469 | 660280.1269 | 660280.1269 | 0.0022802 | 0.0017945 | 0.0011781 | 0.0017891 | 985 | 4033273.1291 | -0.0076718 | 4033273.1291 | -0.0063963 | 1082 | 4557847.2406 | 0.0020824 | 4557847.2406 | 0.0032214 | 0.024266 | 1.7174 | 0.0015817
|  | 0.66114 | 53 | 3 | 583 | 197187.9219 | 14.9999 | 3.5492 | 4205.8182 | 1351.2866 | 207566.5202 | 207566.5202 | 0.0085488 | 0.018401 | 0.00058565 | 0.0011143 | 268 | 1138187.312 | -0.0080265 | 1138187.312 | -0.0068158 | 479 | 2039743.146 | 0.0018853 | 2039743.146 | 0.0029831 | 0.021329 | 0.53987 | 0.001901
|  | 0.66114 | 195 | 15 | 3900 | 730965.5755 | 19.3307 | 5.4971 | 36258.1601 | 25373.5829 | 769440.8035 | 769440.8035 | -2.2685e-05 | -0.00012829 | 0.00054832 | 0.001162 | 732 | 3151762.4028 | -0.008508 | 3151762.4028 | -0.0072317 | 851 | 3588041.5851 | 0.0015168 | 3588041.5851 | 0.0026458 | 0.049603 | 2.0013 | 0.0016929
|  | 0.66114 | 229 | 17 | 2290 | 915607.0954 | 18.1101 | 4.7248 | 19945.7286 | 16925.7613 | 963824.9733 | 963824.9733 | 0.0018056 | 0.00127 | 0.0013005 | 0.0019403 | 574 | 2330428.5962 | -0.0073651 | 2330428.5962 | -0.0061075 | 155 | 636806.9882 | 0.0029929 | 636806.9882 | 0.0040059 | 0.021784 | 2.5068 | 0.0012274
|  | 0.66114 | 65 | 12 | 1170 | 243852.8064 | 15.7874 | 4.6262 | 8883.6215 | 5558.1441 | 256688.3664 | 256688.3664 | 0.0041253 | 0.0041984 | 0.0013315 | 0.0018654 | 410 | 1731238.2328 | -0.0078639 | 1731238.2328 | -0.0066175 | 994 | 3971302.2012 | 0.0022777 | 3971302.2012 | 0.0034081 | 0.03643 | 0.66763 | 0.0014183
|  | 0.66114 | 730 | 6 | 11680 | 2999049.9598 | 15.4331 | 4.4145 | 86694.1089 | 35686.3692 | 3157017.8754 | 3157017.8754 | 0.00013313 | 0.00040657 | 0.0011498 | 0.0018613 | 665 | 2783388.7588 | -0.0072774 | 2783388.7588 | -0.0060178 | 805 | 3167093.8401 | 0.0027296 | 3167093.8401 | 0.0038509 | 0.028907 | 8.211 | 0.0012102
|  | 0.66114 | 901 | 18 | 12614 | 3495504.3338 | 17.874 | 5.2913 | 108434.6681 | 98719.0266 | 3679543.4836 | 3679543.4836 | -0.00075879 | -0.00087682 | 0.0002093 | 0.00091567 | 924 | 3780823.8624 | -0.0082779 | 3780823.8624 | -0.0070011 | 643 | 2540216.3646 | 0.0018495 | 2540216.3646 | 0.0029543 | 0.031021 | 9.5702 | 0.0016929
|  | 0.66114 | 907 | 5 | 18140 | 3826876.3957 | 17.7559 | 4.8091 | 154907.8932 | 49379.8188 | 4018651.3515 | 4028486.3908 | -0.00064457 | -0.00036366 | 0.0005707 | 0.0012928 | 947 | 4093649.6858 | -0.0078872 | 4093649.6858 | -0.0066085 | 58 | 239343.1534 | 0.0028104 | 239343.1534 | 0.0037467 | 0.040479 | 10.4774 | 0.0014822
|  | 0.66114 | 375 | 7 | 7125 | 1585957.666 | 14.3306 | 4.2396 | 49106.9337 | 21238.1437 | 1664633.057 | 1669511.5022 | -0.00039893 | 1.3903e-05 | 0.00034932 | 0.0010248 | 1050 | 4195392.8322 | -0.0082755 | 4195392.8322 | -0.0070052 | 981 | 3910593.6272 | 0.0018009 | 3910593.6272 | 0.0029083 | 0.030964 | 4.3421 | 0.001901
|  | 0.66114 | 472 | 18 | 9440 | 1943306.3787 | 12.7952 | 2.8907 | 58091.5076 | 37351.8717 | 2045667.0744 | 2045667.0744 | -9.3411e-05 | -9.8855e-05 | 0.0005673 | 0.0012381 | 596 | 2622557.1332 | -0.0079636 | 2623380.7033 | -0.0067116 | 1087 | 4574456.3808 | 0.0019723 | 4574456.3808 | 0.0031 | 0.029893 | 5.3205 | 0.0015403
|  | 0.66114 | 233 | 7 | 3029 | 894549.1098 | 12.2834 | 3.4256 | 17894.1652 | 8592.3106 | 941643.5556 | 941643.5556 | 0.0013678 | 0.0021397 | 0.00069689 | 0.0013407 | 854 | 3769228.5274 | -0.0083152 | 3774889.6916 | -0.0070306 | 913 | 3939257.8329 | 0.0020203 | 3939257.8329 | 0.0031315 | 0.020004 | 2.4491 | 0.0015403
|  | 0.70332 | 820 | 13 | 8200 | 3141460.2514 | 11.7717 | 2.7101 | 46424.4334 | 29274.8615 | 3306842.8737 | 3306842.8737 | -0.00034271 | -0.0003324 | 0.0001938 | 0.00093362 | 396 | 1676105.5563 | -0.0086544 | 1676105.5563 | -0.007363 | 918 | 3946061.3715 | 0.0023923 | 3946061.3715 | 0.003568 | 0.014778 | 8.6008 | 0.0020122
|  | 0.66114 | 460 | 11 | 5520 | 1845597.3564 | 14.2519 | 3.4725 | 37836.0176 | 21239.6967 | 1942793.0559 | 1942793.0559 | -7.2943e-05 | 7.9521e-05 | 0.00031784 | 0.0010019 | 260 | 1020988.0834 | -0.007994 | 1020988.0834 | -0.0067943 | 173 | 753655.8922 | 0.0021134 | 753655.8922 | 0.0031454 | 0.020501 | 5.053 | 0.001901
|  | 0.66114 | 304 | 12 | 3952 | 1149068.7737 | 13.2678 | 2.2987 | 25217.9295 | 10327.5197 | 1209555.3157 | 1209555.3157 | 0.00052396 | 0.0014599 | 0.00042368 | 0.0010781 | 314 | 1242818.9346 | -0.0080433 | 1242818.9346 | -0.0068285 | 123 | 489552.1799 | 0.0022366 | 489552.1799 | 0.003227 | 0.021946 | 3.146 | 0.0016929
|  | 0.66114 | 135 | 12 | 2565 | 502910.3932 | 12.7166 | 2.0579 | 15687.4355 | 5340.9759 | 529380.3607 | 529380.3607 | 0.0015621 | 0.0039141 | 0.00062567 | 0.0012181 | 708 | 3158824.9195 | -0.0082353 | 3186848.9407 | -0.0069721 | 271 | 1159906.5219 | 0.0020042 | 1159906.5219 | 0.0030703 | 0.031193 | 1.3769 | 0.001901
|  | 0.70332 | 981 | 15 | 15696 | 3746540.9101 | 11.5354 | 1.3301 | 87079.3589 | 26051.9804 | 3943773.3128 | 3943773.3128 | -0.0007301 | -0.00017177 | 0.00017502 | 0.00091475 | 1005 | 4290152.6056 | -0.0091442 | 4290152.6056 | -0.0077908 | 749 | 2993122.0953 | 0.0024598 | 2993122.0953 | 0.0036166 | 0.023243 | 10.2575 | 0.0017908
|  | 0.70332 | 110 | 20 | 1320 | 436301.8643 | 11.1418 | 1.4962 | 7073.3128 | 3286.0168 | 459277.1066 | 459277.1066 | 0.0053717 | 0.0075771 | 0.0011064 | 0.0017122 | 314 | 1319739.6663 | -0.0081653 | 1319739.6663 | -0.0068854 | 423 | 1849578.443 | 0.0030275 | 1851086.3537 | 0.0041465 | 0.016212 | 1.1945 | 0.0017812
|  | 0.66114 | 641 | 5 | 8974 | 2447245.045 | 11.9685 | 2.2805 | 51655.8323 | 13840.8144 | 2576077.1611 | 2576077.1611 | -0.0004585 | 0.00068092 | 0.00025178 | 0.00095487 | 721 | 2872969.1547 | -0.0082101 | 2872969.1547 | -0.0069534 | 372 | 1606475.2918 | 0.0019429 | 1606475.2918 | 0.0030237 | 0.021108 | 6.7002 | 0.001901
|  | 0.62081 | 815 | 15 | 15485 | 3430518.9304 | 61.3779 | 21.9063 | 457105.8814 | 406073.4777 | 3611244.7337 | 3611244.7337 | -0.00032547 | -0.00035144 | 0.0010193 | 0.0016959 | 272 | 1123647.9861 | -0.0067044 | 1123647.9861 | -0.005557 | 804 | 3386359.471 | 0.0019656 | 3386359.471 | 0.0030422 | 0.13325 | 9.3922 | 0.0011562
|  | 0.62081 | 732 | 11 | 7320 | 2748541.4713 | 58.0316 | 21.1275 | 204300.392 | 184630.2646 | 2893216.0866 | 2893216.0866 | -0.00021869 | -0.00028001 | 0.0010376 | 0.0017155 | 718 | 3261654.259 | -0.0069244 | 3268418.8496 | -0.0057168 | 836 | 3352168.475 | 0.0020048 | 3352168.475 | 0.0030623 | 0.07433 | 7.5251 | 0.0011562
|  | 0.62081 | 774 | 9 | 8514 | 3043501.7903 | 52.4016 | 21.0959 | 214571.3669 | 183840.864 | 3203759.2827 | 3203759.2827 | -0.00023308 | -0.00028348 | 0.0010162 | 0.0017 | 261 | 1019917.8043 | -0.0069413 | 1019917.8043 | -0.0057883 | 541 | 2228917.6454 | 0.0020698 | 2228917.6454 | 0.003114 | 0.070501 | 8.3327 | 0.0011562
|  | 0.62081 | 374 | 9 | 5610 | 1559652.2978 | 61.0356 | 21.5047 | 164679.5432 | 108433.1309 | 1641812.1223 | 1641812.1223 | -0.00017702 | -0.00018342 | 0.0011492 | 0.0017978 | 710 | 3200789.1083 | -0.0069047 | 3200789.1083 | -0.0057057 | 641 | 2612716.2012 | 0.0020265 | 2612716.2012 | 0.0030849 | 0.10559 | 4.2701 | 0.0011562
|  | 0.62081 | 754 | 9 | 7540 | 2926526.7547 | 58.504 | 19.9417 | 212153.6366 | 160935.7674 | 3080609.629 | 3080609.629 | -0.00023491 | -0.00026588 | 0.0010223 | 0.0017049 | 386 | 1531404.1861 | -0.0067617 | 1531404.1861 | -0.0055998 | 802 | 3130069.4489 | 0.0017356 | 3130069.4489 | 0.0028137 | 0.072493 | 8.0124 | 0.0011562
|  | 0.62081 | 483 | 17 | 7728 | 1807173.3902 | 48.5827 | 21.545 | 180568.6432 | 228331.874 | 1902294.6703 | 1902294.6703 | -0.00015338 | -0.0002721 | 0.0011437 | 0.0017882 | 216 | 926475.6193 | -0.0066834 | 926475.6193 | -0.0055379 | 312 | 1230202.5373 | 0.0021689 | 1230202.5373 | 0.0031909 | 0.099918 | 4.9478 | 0.0011562
|  | 0.62081 | 176 | 2 | 2816 | 736005.2543 | 57.1652 | 20.721 | 77420.853 | 25972.5855 | 774777.5248 | 774777.5248 | -0.00071437 | -0.00021469 | 0.0004849 | 0.001096 | 1085 | 4851133.9293 | -0.0075773 | 4851133.9293 | -0.0063482 | 373 | 1573241.1863 | 0.0015395 | 1573241.1863 | 0.0025786 | 0.10519 | 2.0151 | 0.001456
|  | 0.66714 | 744 | 4 | 11904 | 2979361.385 | 55.7085 | 20.5174 | 318939.2417 | 138877.9309 | 3136262.902 | 3136262.902 | -0.0015133 | -0.0014472 | -4.2891e-05 | 0.00067464 | 589 | 2701135.5651 | -0.0082617 | 2717194.175 | -0.0070078 | 831 | 3395855.7001 | 0.0018843 | 3395855.7001 | 0.003009 | 0.10705 | 8.157 | 0.0017068
|  | 0.66714 | 415 | 7 | 6640 | 1565916.973 | 62.2047 | 19.0855 | 198648.3003 | 95535.5398 | 1648345.1241 | 1648345.1241 | -0.00035315 | -0.00027967 | 0.0011636 | 0.0018435 | 302 | 1381261.8181 | -0.0073145 | 1385121.6421 | -0.0060928 | 867 | 3724421.8744 | 0.0026816 | 3724421.8744 | 0.0038103 | 0.12686 | 4.2872 | 0.0012467
|  | 0.62081 | 475 | 12 | 9025 | 1796264.4211 | 43.3071 | 19.1857 | 187974.9109 | 175199.8953 | 1890819.4439 | 1890819.4439 | -0.00075256 | -0.00082426 | 0.00056486 | 0.0012127 | 538 | 2433200.6632 | -0.0074433 | 2435158.4694 | -0.0062486 | 949 | 3835978.8431 | 0.0013649 | 3835978.8431 | 0.0024496 | 0.10465 | 4.9179 | 0.001456
|  | 0.62081 | 700 | 20 | 7000 | 2597687.8643 | 52.3622 | 20.8707 | 176282.6211 | 255605.2021 | 2734409.2496 | 2734409.2496 | -0.00071283 | -0.00085069 | 0.00049 | 0.001158 | 389 | 1530481.3575 | -0.0073576 | 1530481.3575 | -0.0061841 | 225 | 883756.7805 | 0.0016832 | 883756.7805 | 0.0026766 | 0.067861 | 7.1121 | 0.001456
|  | 0.62081 | 184 | 15 | 3680 | 773022.1919 | 51.693 | 19.0899 | 91489.8952 | 83144.7868 | 813745.8205 | 813745.8205 | -0.00050598 | -0.00064537 | 0.00074614 | 0.0013416 | 991 | 4206762.1173 | -0.0075451 | 4206762.1173 | -0.0063253 | 355 | 1526181.3637 | 0.0015832 | 1526181.3637 | 0.0026019 | 0.11835 | 2.1164 | 0.001456
|  | 0.62081 | 350 | 15 | 6300 | 1413529.1413 | 34.0945 | 16.4358 | 103304.312 | 125510.617 | 1487974.2054 | 1487974.2054 | -0.00073933 | -0.00093729 | 0.00040257 | 0.0010356 | 753 | 3165630.2968 | -0.0076912 | 3165630.2968 | -0.0064918 | 640 | 2721555.5631 | 0.0012371 | 2721555.5631 | 0.0022949 | 0.073083 | 3.87 | 0.0015994
|  | 0.66714 | 745 | 12 | 14900 | 3132471.996 | 35.1968 | 16.1574 | 252222.0336 | 240333.9868 | 3297494.8979 | 3297494.8979 | -0.00056477 | -0.00062076 | 0.00082037 | 0.0015281 | 755 | 2996316.9962 | -0.0076952 | 2996316.9962 | -0.0064302 | 229 | 997730.635 | 0.0027684 | 997730.635 | 0.0038105 | 0.080519 | 8.5762 | 0.0013943
|  | 0.62081 | 165 | 2 | 2970 | 709960.0504 | 37.2048 | 16.6015 | 53143.3586 | 20185.0583 | 745521.4669 | 747367.7292 | -0.00045601 | 9.0086e-05 | 0.0004938 | 0.0011017 | 793 | 3144526.3561 | -0.0074813 | 3144526.3561 | -0.0062795 | 607 | 2532904.366 | 0.0014735 | 2532904.366 | 0.0025235 | 0.074854 | 1.9438 | 0.001456
|  | 0.66714 | 517 | 20 | 7238 | 2090849.0702 | 46.1417 | 17.5715 | 160622.2644 | 203817.5539 | 2200967.0398 | 2200967.0398 | -0.00081143 | -0.00094524 | 0.00054173 | 0.0012258 | 579 | 2356463.4822 | -0.0080278 | 2356463.4822 | -0.0067679 | 383 | 1519988.9023 | 0.0022879 | 1519988.9023 | 0.0033662 | 0.076822 | 5.7244 | 0.0015528
|  | 0.66714 | 603 | 18 | 9648 | 2351354.3597 | 54.3308 | 19.792 | 252102.3935 | 273657.8386 | 2475158.5532 | 2475158.5532 | -0.00093395 | -0.0010045 | 0.00052048 | 0.0012092 | 728 | 2940479.0233 | -0.0080593 | 2940479.0233 | -0.0067948 | 260 | 1017173.0836 | 0.0023622 | 1017173.0836 | 0.003423 | 0.10722 | 6.4377 | 0.0015528
|  | 0.66714 | 153 | 19 | 1836 | 598677.2083 | 39.055 | 18.011 | 34486.0055 | 52977.5464 | 630199.7618 | 630199.7618 | 0.00069844 | -2.8929e-05 | 0.0013294 | 0.0019391 | 686 | 2823584.3989 | -0.0075177 | 2823584.3989 | -0.0062635 | 217 | 895407.9273 | 0.0029133 | 895407.9273 | 0.0039632 | 0.057604 | 1.6391 | 0.0012822
|  | 0.62081 | 313 | 5 | 4069 | 1243594.6739 | 38.8187 | 15.3312 | 75966.5234 | 43953.7775 | 1309082.0237 | 1309082.0237 | -0.00066101 | -0.00060203 | 0.00039893 | 0.0010396 | 356 | 1495558.4015 | -0.0075482 | 1495558.4015 | -0.0063854 | 570 | 2264447.5348 | 0.0012557 | 2264447.5348 | 0.0023128 | 0.061086 | 3.4048 | 0.0015994
|  | 0.62081 | 191 | 2 | 2483 | 790663.0946 | 35.3937 | 15.3786 | 42266.4974 | 19830.7765 | 832311.6902 | 832311.6902 | 0.00023367 | 0.0005959 | 0.00094956 | 0.0015657 | 70 | 298038.4197 | -0.0067532 | 298038.4197 | -0.0056874 | 936 | 3913690.1114 | 0.0018447 | 3913690.1114 | 0.0029291 | 0.053457 | 2.1647 | 0.0012042
|  | 0.62081 | 285 | 7 | 3705 | 1091238.1676 | 37.5984 | 16.0444 | 66996.3512 | 49225.0014 | 1148686.3073 | 1148686.3073 | -0.0001479 | -0.00023164 | 0.00085425 | 0.0014851 | 447 | 1853805.8536 | -0.0071815 | 1853805.8536 | -0.006 | 497 | 1939706.3792 | 0.0014653 | 1939706.3792 | 0.0025196 | 0.061395 | 2.9876 | 0.0013775
|  | 0.62081 | 572 | 17 | 6864 | 2139563.601 | 32.2046 | 15.8245 | 106313.5838 | 160601.2786 | 2252180.1161 | 2252180.1161 | -0.00073081 | -0.00096557 | 0.00031336 | 0.00097177 | 895 | 3547787.7361 | -0.0077366 | 3547787.7361 | -0.00652 | 536 | 2121236.5501 | 0.0012997 | 2121236.5501 | 0.0023378 | 0.049689 | 5.8578 | 0.0015994
|  | 0.62081 | 310 | 19 | 5890 | 1237665.5636 | 30.9449 | 13.6156 | 87659.2908 | 115809.5395 | 1302843.0427 | 1302843.0427 | -5.1516e-05 | -0.00030559 | 0.0010164 | 0.0016349 | 602 | 2628510.0252 | -0.0070893 | 2628510.0252 | -0.0058957 | 472 | 1850770.7389 | 0.0018649 | 1850770.7389 | 0.0029132 | 0.070826 | 3.3885 | 0.0014949
|  | 0.62081 | 297 | 18 | 5940 | 1105138.6406 | 38.8191 | 14.1988 | 110898.4514 | 115445.0828 | 1163305.4983 | 1163305.4983 | -0.00076253 | -0.00091245 | 0.00047083 | 0.0010809 | 511 | 2111870.9879 | -0.0076065 | 2111870.9879 | -0.0064305 | 429 | 1712667.2772 | 0.0013314 | 1712667.2772 | 0.0023636 | 0.10035 | 3.0257 | 0.0015994
|  | 0.62081 | 115 | 19 | 1495 | 464797.0331 | 32.8741 | 13.4852 | 23636.7977 | 31633.3068 | 489276.2152 | 489276.2152 | 0.00090684 | -4.1643e-05 | 0.00085455 | 0.0014179 | 405 | 1665221.1951 | -0.0073551 | 1665221.1951 | -0.0061867 | 606 | 2569443.8913 | 0.0014573 | 2569443.8913 | 0.0025147 | 0.050854 | 1.2725 | 0.001456
|  | 0.62081 | 866 | 11 | 17320 | 3624043.1616 | 28.2284 | 12.9371 | 235140.6556 | 209851.427 | 3814956.3177 | 3814956.3177 | -0.00098721 | -0.0010387 | 0.00021359 | 0.00089702 | 241 | 1043424.3558 | -0.0074807 | 1043424.3558 | -0.0063352 | 590 | 2444958.1739 | 0.0012444 | 2444958.1739 | 0.0023036 | 0.064884 | 9.9221 | 0.0017948
|  | 0.62081 | 894 | 7 | 13410 | 3586784.9755 | 32.3623 | 12.4517 | 208718.878 | 129458.426 | 3775677.7513 | 3775677.7513 | -0.00078978 | -0.00078191 | 0.00041393 | 0.0011047 | 111 | 460567.1586 | -0.0070914 | 460567.1586 | -0.0059978 | 459 | 1858631.2282 | 0.001544 | 1858631.2282 | 0.0025732 | 0.058191 | 9.8201 | 0.001456
|  | 0.62081 | 1069 | 4 | 14966 | 4180422.9711 | 26.9291 | 11.7413 | 193830.0707 | 107990.5813 | 4400536.5974 | 4400536.5974 | -0.0012384 | -0.0012039 | -6.9026e-05 | 0.00063172 | 267 | 1162674.451 | -0.0074859 | 1162674.451 | -0.0063427 | 280 | 1111595.1529 | 0.0013996 | 1111595.1529 | 0.0024175 | 0.046366 | 11.4454 | 0.0015994
|  | 0.62081 | 757 | 4 | 10598 | 3098264.8547 | 27.4411 | 9.651 | 139868.2064 | 62857.9458 | 3261454.2309 | 3261454.2309 | -0.0011523 | -0.0010208 | -1.5007e-05 | 0.00067299 | 792 | 3248176.4051 | -0.00796 | 3248176.4051 | -0.0067446 | 303 | 1278090.0177 | 0.0013649 | 1278090.0177 | 0.0023938 | 0.045144 | 8.4826 | 0.0015994
|  | 0.62081 | 674 | 6 | 10784 | 2605636.8283 | 30.7874 | 9.5788 | 159678.5086 | 71493.8994 | 2742820.5341 | 2742820.5341 | -0.00042904 | -0.00031192 | 0.00077373 | 0.0014505 | 866 | 3425913.017 | -0.0071971 | 3425913.017 | -0.0059908 | 360 | 1432870.878 | 0.0018954 | 1432870.878 | 0.0029116 | 0.061282 | 7.1338 | 0.0015249
|  | 0.66714 | 81 | 12 | 1458 | 315213.3528 | 29.1732 | 9.7604 | 20456.6808 | 14613.1782 | 331809.8015 | 331809.8015 | 0.0011354 | 0.00090718 | 0.0010909 | 0.001651 | 1072 | 4461255.2136 | -0.0080483 | 4461255.2136 | -0.0067502 | 402 | 1607443.3308 | 0.0023965 | 1607443.3308 | 0.0034781 | 0.064898 | 0.86301 | 0.0017332
|  | 0.62081 | 927 | 17 | 12051 | 3712732.7762 | 30.748 | 11.1024 | 178210.6003 | 193411.8545 | 3908255.8975 | 3908255.8975 | -0.00031714 | -0.00041671 | 0.00078351 | 0.0014672 | 1069 | 4565849.0472 | -0.0071863 | 4565849.0472 | -0.0059704 | 498 | 1994558.8455 | 0.0018538 | 1994558.8455 | 0.0029041 | 0.048 | 10.1649 | 0.0012995
|  | 0.66714 | 901 | 5 | 17119 | 3794291.6304 | 23.3465 | 8.9425 | 192217.8647 | 88726.4752 | 3990979.7541 | 3994182.2829 | -0.0011369 | -0.0010486 | 0.00016591 | 0.00089254 | 174 | 725734.8766 | -0.0080164 | 725734.8766 | -0.0068194 | 399 | 1564129.4575 | 0.0020317 | 1564129.4575 | 0.0031216 | 0.05066 | 10.3882 | 0.0017068
|  | 0.66714 | 184 | 3 | 2576 | 709240.9753 | 27.7953 | 11.1249 | 34435.8493 | 15842.2729 | 746580.8318 | 746580.8318 | 0.00022843 | 0.00070488 | 0.00087805 | 0.0015137 | 365 | 1489054.3351 | -0.0075446 | 1489054.3351 | -0.0063106 | 463 | 1989700.0275 | 0.0026206 | 1989700.0275 | 0.0037119 | 0.048553 | 1.9418 | 0.0015946
|  | 0.66714 | 504 | 18 | 5544 | 1987967.0931 | 20.0787 | 8.1781 | 53536.7973 | 71604.6303 | 2092647.1885 | 2092647.1885 | 0.00036312 | -5.6599e-05 | 0.0010702 | 0.0017572 | 1040 | 4261693.1494 | -0.0076231 | 4261693.1494 | -0.006331 | 539 | 2110538.3336 | 0.0027318 | 2110538.3336 | 0.0038364 | 0.02693 | 5.4428 | 0.0012757
|  | 0.66714 | 392 | 7 | 6664 | 1587759.9382 | 25.1968 | 9.5151 | 80755.8423 | 46601.9213 | 1671382.8402 | 1671382.8402 | -0.00029374 | -0.0002365 | 0.00086275 | 0.0015435 | 867 | 3652264.4686 | -0.0078256 | 3652264.4686 | -0.0065455 | 404 | 1619122.3494 | 0.0025569 | 1619122.3494 | 0.003641 | 0.050861 | 4.347 | 0.0014362
|  | 0.66714 | 203 | 2 | 3248 | 852857.2804 | 17.3229 | 8.3843 | 27060.1496 | 12121.4522 | 897424.6201 | 897786.7105 | 0.00050747 | 0.0011706 | 0.00077203 | 0.0014211 | 952 | 4011500.018 | -0.0078272 | 4011500.018 | -0.0065326 | 665 | 2721631.4871 | 0.0024877 | 2721631.4871 | 0.0035989 | 0.031729 | 2.335 | 0.0014168
|  | 0.66714 | 1007 | 2 | 12084 | 4149183.3285 | 19.2126 | 7.7555 | 111658.151 | 51761.9765 | 4367736.4332 | 4367736.4332 | -0.0012517 | -0.001105 | -0.00011305 | 0.00062264 | 597 | 2691702.3875 | -0.0085561 | 2720519.215 | -0.0072813 | 420 | 1775252.495 | 0.0020096 | 1775252.495 | 0.0031043 | 0.026911 | 11.3598 | 0.0017068
|  | 0.66714 | 204 | 4 | 3264 | 801971.7443 | 22.4803 | 8.299 | 35289.5261 | 15402.5954 | 844199.9926 | 844199.9926 | -0.00017093 | 0.00038453 | 0.00046721 | 0.0011097 | 239 | 1041197.7144 | -0.0078657 | 1041197.7144 | -0.0066464 | 458 | 1808834.5491 | 0.0019745 | 1808834.5491 | 0.0030749 | 0.044003 | 2.1957 | 0.0015528
|  | 0.66714 | 713 | 18 | 11408 | 2827187.5961 | 19.2126 | 7.4688 | 105411.7996 | 122107.1958 | 2976064.2819 | 2976064.2819 | -0.00078311 | -0.0009665 | 0.00025276 | 0.00095104 | 995 | 3950769.9872 | -0.0083582 | 3950769.9872 | -0.0070743 | 933 | 3686406.6319 | 0.0018854 | 3686406.6319 | 0.0030053 | 0.037285 | 7.7404 | 0.0019168
|  | 0.66714 | 104 | 17 | 1664 | 434647.4241 | 18.937 | 6.704 | 15155.0745 | 15298.1973 | 457544.2643 | 457544.2643 | 0.0016275 | 0.00058598 | 0.00066432 | 0.0012479 | 880 | 3832152.3815 | -0.0083414 | 3832152.3815 | -0.0070644 | 445 | 2013355.917 | 0.0019951 | 2037049.672 | 0.0030888 | 0.034868 | 1.19 | 0.0017068
|  | 0.66714 | 781 | 6 | 10153 | 3014748.211 | 13.504 | 5.525 | 65940.2197 | 42987.7174 | 3173469.3132 | 3173469.3132 | -0.00065222 | -0.00066549 | 0.00020912 | 0.00092596 | 849 | 3523154.8372 | -0.0083388 | 3523154.8372 | -0.0070588 | 404 | 1615651.1414 | 0.0017708 | 1615651.1414 | 0.0028637 | 0.021873 | 8.2539 | 0.0017068
|  | 0.66714 | 717 | 10 | 10038 | 2993962.1939 | 12.7165 | 2.1454 | 61391.5165 | 21213.7742 | 3151680.4921 | 3151680.4921 | -0.00052452 | 6.4966e-05 | 0.00021834 | 0.00093092 | 895 | 3951070.4166 | -0.0083564 | 3951070.4166 | -0.0070734 | 490 | 2185208.4099 | 0.0019987 | 2187038.661 | 0.0030883 | 0.020505 | 8.197 | 0.0017068
|  | 0.66714 | 499 | 10 | 6487 | 1959307.1322 | 12.3228 | 4.6199 | 38445.6203 | 30368.8819 | 2062474.5453 | 2062474.5453 | -0.0001012 | -0.00031623 | 0.00030383 | 0.00099508 | 73 | 292021.9471 | -0.007777 | 292021.9471 | -0.0066582 | 92 | 366397.2369 | 0.0023886 | 366397.2369 | 0.0033689 | 0.019622 | 5.3643 | 0.0017068
|  | 0.66714 | 376 | 7 | 4512 | 1446175.3421 | 27.4803 | 8.6585 | 59632.6535 | 33639.5309 | 1522311.7729 | 1522311.7729 | -0.00062714 | -0.00053273 | 0.00036123 | 0.0010389 | 83 | 362458.281 | -0.0078344 | 362458.281 | -0.0066964 | 511 | 2289474.9514 | 0.0016975 | 2294766.7305 | 0.0028093 | 0.041235 | 3.9594 | 0.0017068
|  | 0.66714 | 633 | 4 | 6963 | 2547054.2096 | 30.433 | 10.8458 | 101914.2084 | 53981.4283 | 2681193.9754 | 2681193.9754 | -0.00026454 | -0.00017667 | 0.00092913 | 0.0016405 | 830 | 3578264.4969 | -0.0074068 | 3578264.4969 | -0.0061217 | 740 | 3280711.6629 | 0.002566 | 3282528.4312 | 0.0036975 | 0.040013 | 6.9735 | 0.0012198
|  | 0.66714 | 931 | 12 | 14896 | 3821907.3141 | 30.4331 | 9.7456 | 218026.5742 | 154260.2453 | 4023216.2033 | 4023216.2033 | -0.00085131 | -0.00086918 | 0.00044946 | 0.0011694 | 438 | 1953639.7324 | -0.0079642 | 1957099.1384 | -0.0067066 | 757 | 3069866.7087 | 0.0021741 | 3069866.7087 | 0.0032944 | 0.057047 | 10.4638 | 0.0015651
|  | 0.66714 | 911 | 6 | 14576 | 3513518.2144 | 29.4489 | 9.8557 | 206443.4039 | 99426.8854 | 3698497.4335 | 3698497.4335 | -0.00092504 | -0.0008546 | 0.00041196 | 0.0011346 | 422 | 1743116.5927 | -0.0079558 | 1743116.5927 | -0.0067168 | 1002 | 4013867.3265 | 0.0020754 | 4013867.3265 | 0.003211 | 0.058757 | 9.6195 | 0.0015528
|  | 0.66714 | 563 | 15 | 11260 | 2430706.23 | 29.7637 | 9.5943 | 161182.8695 | 127860.1579 | 2543187.0879 | 2558782.7327 | -0.0008783 | -0.00092944 | 0.00043037 | 0.0011206 | 629 | 2699833.8383 | -0.008412 | 2699833.8383 | -0.0071339 | 1072 | 4241067.7013 | 0.0020127 | 4241067.7013 | 0.0031357 | 0.066311 | 6.6549 | 0.0018395
|  | 0.66714 | 525 | 8 | 9450 | 2086824.5958 | 32.0473 | 12.4869 | 145652.1262 | 92026.7361 | 2196716.5616 | 2196716.5616 | -0.0004407 | -0.00043605 | 0.00090815 | 0.0016018 | 786 | 3158902.4706 | -0.007977 | 3158902.4706 | -0.0066905 | 146 | 647648.7759 | 0.0028609 | 648066.9961 | 0.0038865 | 0.069796 | 5.7134 | 0.0013846
|  | 0.66714 | 946 | 13 | 10406 | 3812998.7398 | 26.4961 | 8.5853 | 132604.8321 | 113509.4694 | 4013811.5779 | 4013811.5779 | -0.00057703 | -0.0006588 | 0.00056635 | 0.0012896 | 275 | 1111850.5003 | -0.0077057 | 1111850.5003 | -0.0064876 | 557 | 2226380.5225 | 0.0023582 | 2226380.5225 | 0.0034643 | 0.034777 | 10.4394 | 0.0015006
|  | 0.66714 | 916 | 14 | 17404 | 3869861.2939 | 36.496 | 12.3918 | 305483.6118 | 244853.8059 | 4072448.7234 | 4073737.7024 | -0.00056687 | -0.00059459 | 0.00080137 | 0.0015171 | 950 | 3919075.4436 | -0.0077468 | 3919075.4436 | -0.0064605 | 463 | 1893175.2294 | 0.0026218 | 1893175.2294 | 0.003715 | 0.078939 | 10.5951 | 0.0013846
|  | 0.66714 | 818 | 15 | 16360 | 3088907.9096 | 31.7322 | 12.1466 | 249676.1486 | 235191.4779 | 3251505.6064 | 3251505.6064 | -0.0011295 | -0.0011847 | 0.00023929 | 0.00093981 | 512 | 2161080.9666 | -0.0082287 | 2161080.9666 | -0.006979 | 81 | 325533.8552 | 0.0024234 | 325533.8552 | 0.0033916 | 0.08083 | 8.457 | 0.0019168
|  | 0.66714 | 401 | 6 | 6817 | 1611675.8346 | 26.5354 | 9.5022 | 86998.6487 | 43607.284 | 1696553.486 | 1696553.486 | -0.00086111 | -0.00072514 | 0.0003402 | 0.001023 | 328 | 1406688.6753 | -0.0081597 | 1406688.6753 | -0.0069231 | 488 | 1939886.6668 | 0.0019945 | 1939886.6668 | 0.0030923 | 0.05398 | 4.4125 | 0.0017068
|  | 0.66714 | 209 | 4 | 4180 | 809922.8314 | 34.0944 | 11.0602 | 68541.3901 | 23314.2288 | 852565.0983 | 852565.0983 | -0.0010053 | -0.00045825 | 0.00023752 | 0.00087938 | 464 | 1909830.917 | -0.0081909 | 1909830.917 | -0.0069539 | 734 | 3020075.7839 | 0.0016393 | 3020075.7839 | 0.0027665 | 0.084627 | 2.2174 | 0.0017068
|  | 0.61806 | 246 | 14 | 3198 | 1001757.6223 | 28.937 | 13.6863 | 44506.7147 | 55163.2617 | 1054519.477 | 1054519.477 | 2.4322e-05 | -0.00044365 | 0.00065493 | 0.0012728 | 395 | 1758721.2341 | -0.0073606 | 1760292.8626 | -0.0061882 | 684 | 2679101.8843 | 0.0013841 | 2679101.8843 | 0.0024421 | 0.044429 | 2.7427 | 0.0014915
|  | 0.61806 | 459 | 4 | 6885 | 1784841.6565 | 31.4173 | 12.9285 | 104031.8635 | 52522.4514 | 1878815.6578 | 1878815.6578 | -0.00049804 | -0.0003874 | 0.00063477 | 0.0012937 | 90 | 355539.814 | -0.0066525 | 355539.814 | -0.0055901 | 152 | 671029.1751 | 0.0020012 | 671029.1751 | 0.0029874 | 0.058286 | 4.8866 | 0.0013094
|  | 0.61806 | 123 | 7 | 1230 | 464651.9145 | 32.8347 | 12.8859 | 19423.69 | 15006.9836 | 489110.9036 | 489110.9036 | 0.0010093 | 0.00062125 | 0.00061519 | 0.0011895 | 956 | 3901569.2557 | -0.0077062 | 3901569.2557 | -0.0064951 | 365 | 1499969.9942 | 0.0013042 | 1499969.9942 | 0.0023321 | 0.041803 | 1.2721 | 0.001593
|  | 0.66714 | 766 | 11 | 10724 | 3183834.217 | 37.2439 | 13.9878 | 192090.3427 | 157026.8376 | 3351549.2317 | 3351549.2317 | -0.00055786 | -0.00060604 | 0.00076843 | 0.0014829 | 351 | 1477476.4998 | -0.0076143 | 1477476.4998 | -0.0063728 | 603 | 2432482.2987 | 0.0022434 | 2432482.2987 | 0.0033595 | 0.060333 | 8.7169 | 0.0014136
|  | 0.62081 | 164 | 17 | 2132 | 681025.6233 | 31.6535 | 15.6528 | 32456.5618 | 48241.6739 | 716899.8114 | 716899.8114 | 0.00019145 | -0.00056276 | 0.00054922 | 0.0011417 | 971 | 4346046.4327 | -0.0077739 | 4350349.1744 | -0.0065484 | 739 | 3160206.155 | 0.0009489 | 3160206.155 | 0.0020266 | 0.047658 | 1.8645 | 0.0015994
|  | 0.61806 | 736 | 18 | 7360 | 2728858.552 | 29.8425 | 15.3074 | 105634.697 | 183198.555 | 2872482.6863 | 2872482.6863 | -0.00038245 | -0.00064141 | 0.00058394 | 0.0012539 | 236 | 1070642.4135 | -0.0071348 | 1075302.6022 | -0.0059906 | 200 | 823503.6585 | 0.0014996 | 823503.6585 | 0.0024998 | 0.03871 | 7.4712 | 0.0014258
|  | 0.62081 | 1060 | 15 | 20140 | 4028385.438 | 44.9213 | 20.5485 | 435116.3037 | 495409.0949 | 4240447.1032 | 4240447.1032 | -0.00054605 | -0.00058991 | 0.00074825 | 0.0014296 | 798 | 3228640.8386 | -0.0074172 | 3228640.8386 | -0.0062027 | 718 | 2872302.8492 | 0.00177 | 2872302.8492 | 0.002829 | 0.10801 | 11.0291 | 0.0012851
|  | 0.61806 | 215 | 8 | 3440 | 843473.1645 | 32.3622 | 16.139 | 53541.4409 | 45281.4209 | 887886 | 887886 | -0.00029602 | -0.00049265 | 0.00058175 | 0.0011925 | 1024 | 4165386.3819 | -0.0076187 | 4165386.3819 | -0.0064089 | 110 | 469864.7463 | 0.0016571 | 469864.7463 | 0.0026053 | 0.063477 | 2.3093 | 0.0015452
|  | 0.61806 | 757 | 2 | 9084 | 2850416.8673 | 28.9762 | 13.4254 | 126593.7108 | 67358.8544 | 3000457.2138 | 3000457.2138 | -0.0011275 | -0.0010579 | -1.6967e-06 | 0.00068276 | 169 | 740476.9708 | -0.0073563 | 740476.9708 | -0.0062439 | 453 | 2008849.3433 | 0.0012626 | 2008922.907 | 0.0022979 | 0.044412 | 7.804 | 0.001593
|  | 0.61806 | 673 | 17 | 7403 | 2646720.0694 | 29.0158 | 13.0034 | 103308.4564 | 146085.9832 | 2786084.9179 | 2786084.9179 | -0.0002803 | -0.00050957 | 0.000686 | 0.0013549 | 171 | 721932.4518 | -0.0069574 | 721932.4518 | -0.0058353 | 555 | 2350011.9005 | 0.0016242 | 2350011.9005 | 0.0026795 | 0.039033 | 7.2463 | 0.0013751
|  | 0.61806 | 1025 | 12 | 20500 | 4542991.2248 | 26.0236 | 11.8976 | 256575.2792 | 243484.1361 | 4700831.0077 | 4782408.8294 | -0.0004356 | -0.00049017 | 0.00072076 | 0.0014076 | 933 | 3694526.5704 | -0.0074008 | 3694526.5704 | -0.0061856 | 282 | 1218083.1141 | 0.0018808 | 1218083.1141 | 0.0029008 | 0.056477 | 12.438 | 0.0013094
|  | 0.61806 | 481 | 18 | 9620 | 2020550.5946 | 26.8897 | 12.516 | 124409.8032 | 164807.8823 | 2126995.2564 | 2126995.2564 | -0.00072553 | -0.00090544 | 0.00036647 | 0.001011 | 76 | 319402.6525 | -0.0074078 | 319402.6525 | -0.0063395 | 511 | 2003189.6651 | 0.001017 | 2003189.6651 | 0.00207 | 0.061572 | 5.532 | 0.001581
|  | 0.61806 | 635 | 5 | 10160 | 2423316.1796 | 22.7558 | 9.0752 | 111193.4974 | 58122.1562 | 2550888.173 | 2550888.173 | 6.3139e-05 | 0.00015022 | 0.001145 | 0.0018175 | 52 | 204758.3562 | -0.0061853 | 204758.3562 | -0.0051683 | 867 | 3579656.0894 | 0.0020076 | 3579656.0894 | 0.0030805 | 0.045885 | 6.6347 | 0.0011417
|  | 0.61806 | 262 | 12 | 3930 | 994397.8175 | 21.693 | 9.208 | 41002.066 | 39229.1954 | 1046744.2259 | 1046744.2259 | 0.00049915 | 0.00015054 | 0.0010344 | 0.001651 | 916 | 3924744.5575 | -0.0071386 | 3924744.5575 | -0.0059264 | 915 | 4044430.1476 | 0.0016701 | 4044430.1476 | 0.0027539 | 0.041233 | 2.7225 | 0.0012945
|  | 0.61806 | 708 | 15 | 12744 | 2889452.4496 | 25.0393 | 13.8613 | 153469.3029 | 214120.7684 | 3041640.2691 | 3041640.2691 | -0.00077948 | -0.0009326 | 0.00031568 | 0.00098312 | 551 | 2230330.0238 | -0.0075265 | 2230330.0238 | -0.0063533 | 495 | 2053153.3882 | 0.0010393 | 2053153.3882 | 0.0020942 | 0.053114 | 7.9109 | 0.0015661
|  | 0.61806 | 107 | 6 | 1712 | 457181.0402 | 22.4804 | 12.6401 | 18509.7848 | 14977.2566 | 480507.702 | 481268.6666 | 0.0011303 | 0.0006373 | 0.00062164 | 0.0011932 | 123 | 524991.5056 | -0.0072915 | 524991.5056 | -0.0061967 | 892 | 3485181.301 | 0.0011469 | 3485181.301 | 0.0022142 | 0.040487 | 1.2517 | 0.001593
|  | 0.61806 | 648 | 9 | 9720 | 2629471.7395 | 26.4173 | 13.4806 | 123494.6852 | 117771.779 | 2767960.5597 | 2767960.5597 | -0.00038862 | -0.00050341 | 0.00069591 | 0.0013687 | 737 | 3221217.3352 | -0.0072495 | 3221217.3352 | -0.006041 | 1010 | 4008633.472 | 0.0015378 | 4008633.472 | 0.0026198 | 0.046966 | 7.1991 | 0.0013661
|  | 0.61806 | 1091 | 11 | 15274 | 4302734.3639 | 21.1417 | 10.6974 | 155305.2963 | 171040.3934 | 4529302.5934 | 4529302.5934 | -0.00085242 | -0.00096903 | 0.00017616 | 0.00086886 | 718 | 2832841.3237 | -0.0076484 | 2832841.3237 | -0.0064511 | 800 | 3311619.6646 | 0.0011358 | 3311619.6646 | 0.0022111 | 0.036095 | 11.7802 | 0.001593
|  | 0.61806 | 330 | 19 | 3300 | 1350306.5537 | 21.3386 | 14.7907 | 33866.7433 | 82381.9804 | 1421428.7177 | 1421428.7177 | 0.00022739 | -0.00070818 | 0.00040037 | 0.0010351 | 790 | 3465293.6363 | -0.0076787 | 3465293.6363 | -0.0064757 | 353 | 1550662.2951 | 0.0012982 | 1550662.2951 | 0.0023276 | 0.025081 | 3.6969 | 0.001593
|  | 0.61806 | 217 | 15 | 2604 | 828121.4284 | 17.2835 | 11.424 | 21645.4315 | 40310.7359 | 871716.6878 | 871716.6878 | 0.00093536 | -0.0003654 | 0.00050305 | 0.0011084 | 344 | 1414345.2264 | -0.0075187 | 1414345.2264 | -0.0063541 | 85 | 368442.8393 | 0.0016075 | 368442.8393 | 0.002545 | 0.026138 | 2.2673 | 0.001593
|  | 0.61806 | 291 | 16 | 3492 | 1098051.4698 | 17.6379 | 8.7741 | 29622.021 | 43410.1537 | 1155851.7037 | 1155851.7037 | 0.00062553 | -0.0001917 | 0.00065858 | 0.0012801 | 575 | 2562305.6255 | -0.0076655 | 2562305.6255 | -0.0064651 | 424 | 1688404.5333 | 0.0014866 | 1688404.5333 | 0.0025245 | 0.026977 | 3.0063 | 0.0014503
|  | 0.61806 | 620 | 15 | 10540 | 2410561.061 | 15.7874 | 10.8481 | 80028.5223 | 140516.4337 | 2537479.7859 | 2537479.7859 | -0.00049041 | -0.00083378 | 0.000298 | 0.00095712 | 991 | 4216373.4684 | -0.0076894 | 4216373.4684 | -0.0064904 | 584 | 2505652.3371 | 0.0012076 | 2505652.3371 | 0.0022601 | 0.033199 | 6.5998 | 0.0017875
|  | 0.61806 | 438 | 7 | 6570 | 1730397.1973 | 15.9448 | 8.0581 | 50382.3035 | 41046.0073 | 1821515.5645 | 1821515.5645 | -0.00029245 | -0.00047702 | 0.00033905 | 0.00099305 | 764 | 3294551.5839 | -0.0076609 | 3294551.5839 | -0.0064645 | 384 | 1584779.8102 | 0.0010371 | 1584779.8102 | 0.0020794 | 0.029116 | 4.7376 | 0.001593
|  | 0.62081 | 149 | 13 | 2533 | 589478.8125 | 40.6691 | 19.9311 | 49544.2577 | 55808.9718 | 620519.6124 | 620519.6124 | 0.00025809 | -0.00011755 | 0.0011558 | 0.0017377 | 704 | 2880366.9446 | -0.0071129 | 2880366.9446 | -0.0059118 | 508 | 2109731.2048 | 0.0018452 | 2109731.2048 | 0.0028972 | 0.084048 | 1.6139 | 0.0014949
|  | 0.61806 | 169 | 14 | 1690 | 629724.4379 | 39.8032 | 24.3044 | 32351.7865 | 56645.0701 | 662869.1457 | 662869.1457 | 0.00037477 | -0.0004681 | 0.00077047 | 0.0013606 | 556 | 2457536.666 | -0.0076559 | 2457536.666 | -0.0064583 | 297 | 1181695.8925 | 0.0015566 | 1181695.8925 | 0.0025757 | 0.051375 | 1.7241 | 0.0014503
|  | 0.62081 | 329 | 5 | 5264 | 1366319.7425 | 41.2992 | 21.5737 | 104556.5137 | 71586.6963 | 1438293.0128 | 1438293.0128 | -0.0008183 | -0.00084502 | 0.00038138 | 0.0010265 | 421 | 1887463.2365 | -0.0075923 | 1888506.456 | -0.0064183 | 956 | 4136953.8895 | 0.0011455 | 4136953.8895 | 0.0022292 | 0.076524 | 3.7408 | 0.0015994
|  | 0.61806 | 576 | 18 | 5760 | 2295082.3916 | 39.9213 | 22.8665 | 110591.2413 | 214173.127 | 2415943.3671 | 2415943.3671 | -0.00054238 | -0.00080523 | 0.00050837 | 0.0011711 | 550 | 2297148.5544 | -0.0073977 | 2297148.5544 | -0.0062094 | 467 | 1938252.7533 | 0.0012123 | 1938252.7533 | 0.0022643 | 0.048186 | 6.2836 | 0.0014503
|  | 0.62081 | 936 | 16 | 10296 | 3752821.3727 | 47.6378 | 21.7199 | 235892.3217 | 325558.4517 | 3950457.2505 | 3950457.2505 | -0.00025359 | -0.00035274 | 0.00094885 | 0.0016363 | 1057 | 4526689.4457 | -0.0070153 | 4526689.4457 | -0.0057976 | 633 | 2516812.5577 | 0.0020073 | 2516812.5577 | 0.003057 | 0.062857 | 10.2747 | 0.0011772
|  | 0.62081 | 984 | 11 | 10824 | 3882718.3877 | 55.6646 | 23.5031 | 289774.6904 | 291807.4857 | 4087170.7016 | 4087170.7016 | -0.00085301 | -0.00090729 | 0.00040224 | 0.0010951 | 446 | 1836681.8336 | -0.0073722 | 1836681.8336 | -0.0061998 | 603 | 2448067.078 | 0.0014662 | 2448067.078 | 0.0025214 | 0.074632 | 10.6303 | 0.001456
|  | 0.62081 | 374 | 2 | 5984 | 1572877.6619 | 51.3386 | 23.0145 | 147750.5752 | 61300.632 | 1655739.129 | 1655739.129 | -0.0004985 | -0.00033935 | 0.00080689 | 0.0014632 | 678 | 2884487.1959 | -0.0069836 | 2884487.1959 | -0.0057861 | 264 | 1094463.4391 | 0.0021078 | 1094463.4391 | 0.0031199 | 0.093936 | 4.3063 | 0.0012042
|  | 0.62081 | 877 | 10 | 9647 | 3280821.7219 | 39.2913 | 19.0932 | 182298.1456 | 199904.2447 | 3453508.8403 | 3453508.8403 | -0.00096459 | -0.0010634 | 0.00021809 | 0.000904 | 75 | 327350.758 | -0.0072147 | 327350.758 | -0.0061523 | 288 | 1205886.1105 | 0.0011361 | 1205886.1105 | 0.0021649 | 0.055565 | 8.9824 | 0.0015994
|  | 0.61806 | 652 | 10 | 6520 | 2599937.2522 | 29.4095 | 22.5547 | 92220.7842 | 166480.3757 | 2736852.9381 | 2736852.9381 | -2.2576e-05 | -0.00032569 | 0.00094049 | 0.0016152 | 526 | 2359709.6611 | -0.0069436 | 2360919.9265 | -0.0057499 | 918 | 4178362.6576 | 0.0015386 | 4201575.992 | 0.0026244 | 0.03547 | 7.1182 | 0.0012055
|  | 0.61806 | 434 | 13 | 6076 | 1633777.5087 | 35.4331 | 25.6777 | 103542.9393 | 182589.0063 | 1719776.1779 | 1719776.1779 | -0.00047248 | -0.0007392 | 0.00063906 | 0.0012836 | 563 | 2391826.0357 | -0.0073337 | 2391826.0357 | -0.0061479 | 215 | 887354.3525 | 0.0017148 | 887354.3525 | 0.002699 | 0.063376 | 4.473 | 0.0014175
|  | 0.61806 | 541 | 12 | 10279 | 2024098.7971 | 21.5354 | 19.0166 | 106462.6772 | 197784.7124 | 2130637.9956 | 2130637.9956 | -0.00050254 | -0.00076965 | 0.0005418 | 0.0011937 | 490 | 1951299.6972 | -0.0073345 | 1951299.6972 | -0.0061702 | 622 | 2496714.2806 | 0.0011638 | 2496714.2806 | 0.0022283 | 0.052598 | 5.5417 | 0.0014503
|  | 0.61806 | 84 | 15 | 840 | 313207.9329 | 24.6457 | 16.6322 | 9956.6678 | 20129.9517 | 329693.3032 | 329693.3032 | 0.0034569 | 0.00052035 | 0.0009896 | 0.001527 | 527 | 2357863.6129 | -0.007349 | 2358544.5084 | -0.0061589 | 894 | 3927556.307 | 0.00138 | 3927556.307 | 0.0024591 | 0.031789 | 0.85752 | 0.0016472
|  | 0.61806 | 697 | 5 | 13940 | 3000393.9823 | 17.3621 | 16.4837 | 116401.5065 | 130066.6266 | 3150513 | 3158484.7401 | -0.00024259 | -0.00040115 | 0.00080277 | 0.0014841 | 244 | 1100509.3605 | -0.0068871 | 1102446.1137 | -0.0057421 | 543 | 2334486.2971 | 0.0015354 | 2334486.2971 | 0.0025958 | 0.038795 | 8.2146 | 0.001489
|  | 0.61806 | 812 | 10 | 8120 | 3085882.9858 | 22.0079 | 17.5793 | 85946.5024 | 161598.0082 | 3248329.5726 | 3248329.5726 | -0.00064251 | -0.00097473 | 0.0002287 | 0.00091088 | 978 | 4464014.426 | -0.0077129 | 4504059.635 | -0.0065062 | 517 | 2166810.5289 | 0.00097838 | 2166810.5289 | 0.0020356 | 0.027852 | 8.4487 | 0.001593
|  | 0.61806 | 756 | 3 | 9828 | 3101912.1428 | 22.2834 | 18.646 | 105327.1125 | 106485.199 | 3265296.5796 | 3265296.5796 | -0.0010432 | -0.0011935 | -1.5491e-05 | 0.00067188 | 803 | 3702423.8234 | -0.0076699 | 3763166.6099 | -0.0064771 | 722 | 2936626.6107 | 0.0011826 | 2936626.6107 | 0.0022402 | 0.033956 | 8.4926 | 0.001593
|  | 0.61806 | 963 | 15 | 12519 | 4144794.0643 | 21.8504 | 20.7726 | 131559.6185 | 343810.6522 | 4355722.1089 | 4363183.0235 | -0.00019312 | -0.00044365 | 0.00075706 | 0.001446 | 407 | 1753036.8642 | -0.0069723 | 1753036.8642 | -0.0058056 | 896 | 4078312.7377 | 0.0016947 | 4098885.1386 | 0.0027651 | 0.031741 | 11.3478 | 0.0012945
|  | 0.61806 | 401 | 12 | 8020 | 1726604.8581 | 29.5671 | 26.6349 | 114045.1111 | 213246.9777 | 1815746.4192 | 1817579.8161 | 5.5229e-06 | -0.00024489 | 0.0011402 | 0.0017853 | 250 | 1041239.4557 | -0.0069139 | 1041239.4557 | -0.0057629 | 877 | 3893003.7206 | 0.0018946 | 3893003.7206 | 0.0029745 | 0.066052 | 4.7272 | 0.0011518
|  | 0.61806 | 576 | 19 | 9216 | 2254639.8281 | 27.8346 | 23.5492 | 123373.2555 | 324429.6043 | 2373355.2124 | 2373355.2124 | -0.00011301 | -0.00038043 | 0.00094719 | 0.0015995 | 350 | 1372745.873 | -0.0068792 | 1372745.873 | -0.0057183 | 220 | 947408.6556 | 0.0017727 | 947408.6556 | 0.0027851 | 0.05472 | 6.1729 | 0.0012324
|  | 0.61806 | 587 | 18 | 7044 | 2176413.0027 | 35.5117 | 30.2349 | 120305.1959 | 328048.9724 | 2290961.0555 | 2290961.0555 | -0.00056105 | -0.00083842 | 0.00052624 | 0.0011826 | 1050 | 4452350.1522 | -0.0077684 | 4452350.1522 | -0.0065426 | 64 | 287300.7632 | 0.0018964 | 287375.8056 | 0.0028061 | 0.055277 | 5.9587 | 0.0014503
|  | 0.61806 | 79 | 9 | 1580 | 312416.2443 | 24.5669 | 24.291 | 18668.1387 | 31204.3603 | 328867.4221 | 328867.4221 | 0.0013469 | -7.0853e-05 | 0.00093841 | 0.0014741 | 270 | 1146736.0386 | -0.0072548 | 1146736.0386 | -0.0061061 | 861 | 3906272.9031 | 0.0013275 | 3916231.5444 | 0.0024053 | 0.059754 | 0.85535 | 0.0014503
|  | 0.61806 | 377 | 13 | 4524 | 1553316.0033 | 26.8108 | 27.7411 | 58334.5623 | 154562.8722 | 1635134.9845 | 1635134.9845 | 0.00038517 | -0.00017647 | 0.0011504 | 0.0017953 | 558 | 2523724.1617 | -0.0068408 | 2525358.5858 | -0.0056503 | 979 | 4203359.374 | 0.0019073 | 4203359.374 | 0.0029772 | 0.037555 | 4.2527 | 0.0011518
|  | 0.61806 | 1036 | 12 | 12432 | 4067833.2124 | 26.9684 | 27.7411 | 161246.2995 | 403444.2361 | 4282025.1746 | 4282025.1746 | -9.6928e-05 | -0.000299 | 0.00096804 | 0.0016591 | 787 | 3349838.5157 | -0.0068671 | 3349838.5157 | -0.0056767 | 809 | 3594112.2731 | 0.0019307 | 3594112.2731 | 0.0029963 | 0.039639 | 11.1371 | 0.0011518
|  | 0.61806 | 457 | 6 | 6855 | 2013735.62 | 22.5591 | 24.4086 | 74374.2848 | 119392.7956 | 2094495.7154 | 2119856.2104 | -3.7874e-05 | -0.0003871 | 0.00087849 | 0.0015396 | 181 | 831515.0871 | -0.0068205 | 843398.1057 | -0.0056984 | 195 | 794433.3329 | 0.0017569 | 794433.3329 | 0.0027554 | 0.036933 | 5.5133 | 0.0012945
|  | 0.61806 | 629 | 20 | 11951 | 2724839.8894 | 25.3938 | 25.2961 | 145957.1973 | 455234.0332 | 2861406.8484 | 2868417.9304 | -0.0005594 | -0.00079796 | 0.00050166 | 0.0011595 | 63 | 286812.3206 | -0.0069325 | 287635.5641 | -0.0058862 | 155 | 645202.1313 | 0.0017056 | 645202.1313 | 0.002677 | 0.053565 | 7.4602 | 0.0014503
|  | 0.61806 | 792 | 8 | 11088 | 3099632.9551 | 26.378 | 26.9844 | 140665.8437 | 257781.2176 | 3262840.2513 | 3262840.2513 | -0.00066051 | -0.00086187 | 0.00044232 | 0.001124 | 1059 | 4139573.6524 | -0.0074827 | 4139573.6524 | -0.0062796 | 802 | 3210840.4362 | 0.0011233 | 3210840.4362 | 0.0021962 | 0.045381 | 8.4863 | 0.0014503
|  | 0.61806 | 1082 | 12 | 12984 | 4400971.6373 | 23.8189 | 12.8681 | 148738.6318 | 195452.7431 | 4632765.6851 | 4632765.6851 | -0.00045612 | -0.00060567 | 0.00055776 | 0.0012525 | 582 | 2569201.4681 | -0.0072265 | 2569201.4681 | -0.0060417 | 973 | 4402656.8271 | 0.0014895 | 4418536.6908 | 0.0025678 | 0.033797 | 12.0492 | 0.00139
|  | 0.61806 | 678 | 5 | 11526 | 2863614.6446 | 25.5119 | 16.3765 | 141421.3548 | 115413.8341 | 3014478.5488 | 3014478.5488 | -0.00076327 | -0.00082866 | 0.00037572 | 0.0010563 | 838 | 3556986.5321 | -0.0075551 | 3556986.5321 | -0.0063467 | 481 | 1934907.2363 | 0.0013725 | 1934907.2363 | 0.002423 | 0.049386 | 7.8401 | 0.0017159
|  | 0.61806 | 564 | 11 | 11280 | 2130795.5083 | 26.1024 | 15.622 | 141606.4758 | 165033.7762 | 2242959.3456 | 2242959.3456 | -0.00063726 | -0.00077501 | 0.0005282 | 0.0011835 | 625 | 2597200.2278 | -0.0074022 | 2597200.2278 | -0.0062184 | 344 | 1376006.3433 | 0.0015209 | 1376006.3433 | 0.0025499 | 0.066457 | 5.8338 | 0.0016771
|  | 0.61806 | 580 | 14 | 7540 | 2420583.5161 | 21.1809 | 18.0576 | 76808.5081 | 171599.8078 | 2548096.4306 | 2548096.4306 | -0.00053486 | -0.00093695 | 0.00028425 | 0.00095005 | 317 | 1354489.083 | -0.0075119 | 1354489.083 | -0.0063487 | 961 | 4224721.0225 | 0.0011083 | 4224721.0225 | 0.0021859 | 0.031731 | 6.6272 | 0.001593
|  | 0.61806 | 782 | 5 | 13294 | 3159890.9269 | 16.1022 | 14.4358 | 102951.9235 | 117342.3266 | 3326310.6948 | 3326310.6948 | -0.00075896 | -0.00094291 | 0.00022122 | 0.00090602 | 909 | 4049249.0944 | -0.0076845 | 4050147.4182 | -0.006486 | 840 | 3549238.1911 | 0.0011236 | 3549238.1911 | 0.0022018 | 0.032581 | 8.6513 | 0.0017875
|  | 0.61806 | 947 | 17 | 17046 | 4149012.8104 | 12.5589 | 9.3882 | 102959.793 | 213742.4888 | 4328908.7934 | 4367650.574 | -0.0005171 | -0.0008087 | 0.00020274 | 0.00088289 | 473 | 1860193.7725 | -0.0078124 | 1860193.7725 | -0.0066302 | 645 | 2867669.0284 | 0.0011665 | 2867669.0284 | 0.0022333 | 0.024815 | 11.3594 | 0.001593
|  | 0.61806 | 182 | 10 | 2730 | 791389.7759 | 21.0631 | 16.7599 | 27655.3087 | 43949.7651 | 827590.2796 | 833090.9797 | 0.000628 | -0.00029971 | 0.00072001 | 0.0013246 | 770 | 3120133.2926 | -0.0074484 | 3120133.2926 | -0.0062491 | 426 | 1688676.7575 | 0.0014904 | 1688676.7575 | 0.0025263 | 0.034945 | 2.1667 | 0.0014503
|  | 0.61806 | 343 | 5 | 6860 | 1519933.8909 | 18.2283 | 15.4068 | 60140.0601 | 59825.3105 | 1574555.0957 | 1600034.9572 | 0.0003142 | 5.8372e-05 | 0.0011492 | 0.001794 | 585 | 2453661.3495 | -0.0068375 | 2453661.3495 | -0.0056473 | 308 | 1280254.1726 | 0.0021193 | 1280254.1726 | 0.0031385 | 0.039568 | 4.1614 | 0.0011518
|  | 0.61806 | 776 | 9 | 8536 | 3125541.4009 | 30.1181 | 16.6992 | 123644.7132 | 145901.7231 | 3290148.2008 | 3290148.2008 | -0.00027901 | -0.00043905 | 0.00077843 | 0.0014617 | 437 | 1904715.1558 | -0.0070231 | 1904715.1558 | -0.0058434 | 345 | 1583756.7111 | 0.0018396 | 1604882.7659 | 0.0028719 | 0.039559 | 8.5573 | 0.0013034
|  | 0.66714 | 1000 | 3 | 16000 | 3787165.3757 | 16.7716 | 6.5299 | 129058.9278 | 52956.4007 | 3986523.3466 | 3986523.3466 | -0.0012868 | -0.0010996 | -9.156e-05 | 0.00063806 | 857 | 3692518.6748 | -0.008342 | 3692518.6748 | -0.0070628 | 699 | 3057150.798 | 0.001902 | 3057150.798 | 0.0030232 | 0.034078 | 10.3687 | 0.0019168
|  | 0.66714 | 671 | 9 | 11407 | 2605958.7761 | 13.6614 | 2.9319 | 74948.0302 | 28710.028 | 2743164.2473 | 2743164.2473 | -0.00045102 | -6.9761e-05 | 0.00047941 | 0.0011835 | 1026 | 4111689.1581 | -0.0081284 | 4111689.1581 | -0.0068465 | 623 | 2655880.3344 | 0.0021679 | 2655880.3344 | 0.0032782 | 0.02876 | 7.1347 | 0.0015528
|  | 0.61806 | 523 | 8 | 9414 | 2167068.3016 | 17.1261 | 4.0192 | 77540.0798 | 29508.1096 | 2281220.5443 | 2281220.5443 | -0.00015745 | 0.00021735 | 0.00072778 | 0.0013908 | 1044 | 4614943.9066 | -0.007291 | 4614943.9066 | -0.0060816 | 921 | 3960854.9457 | 0.0012982 | 3960854.9457 | 0.002381 | 0.035781 | 5.9331 | 0.0013691
|  | 0.66714 | 457 | 19 | 6855 | 1776463.6564 | 14.5275 | 2.9954 | 47895.1919 | 31135.0101 | 1869996.3048 | 1869996.3048 | -0.00020628 | -0.00022323 | 0.00034797 | 0.001022 | 63 | 282641.2854 | -0.0077578 | 283086.442 | -0.0066474 | 1031 | 4204821.0459 | 0.0018411 | 4204821.0459 | 0.0029764 | 0.026961 | 4.8637 | 0.0017068
|  | 0.61806 | 807 | 9 | 13719 | 3121062.7237 | 17.7166 | 6.9704 | 116895.1278 | 82090.5524 | 3285383.5028 | 3285383.5028 | -0.00076335 | -0.00079567 | 0.00023443 | 0.00091321 | 542 | 2447341.1578 | -0.0075995 | 2459430.5143 | -0.0064206 | 249 | 1098852.2823 | 0.0013818 | 1098852.2823 | 0.0023851 | 0.037454 | 8.545 | 0.001593
|  | 0.66714 | 440 | 6 | 8800 | 1802834.8903 | 14.1337 | 4.1554 | 59818.0312 | 22956.7843 | 1897793.1564 | 1897793.1564 | -6.6823e-05 | 0.00040685 | 0.00084207 | 0.00153 | 268 | 1091022.2406 | -0.0075841 | 1091022.2406 | -0.0063613 | 620 | 2504372.9651 | 0.0024803 | 2504372.9651 | 0.003584 | 0.03318 | 4.9359 | 0.001433
|  | 0.61806 | 142 | 4 | 2556 | 593949.0166 | 18.0314 | 6.9214 | 22165.8235 | 9427.226 | 625237.9056 | 625237.9056 | 0.00050525 | 0.0014582 | 0.00032513 | 0.0009173 | 335 | 1534769.4805 | -0.0077739 | 1560199.2982 | -0.0066045 | 191 | 800002.3476 | 0.0014384 | 800002.3476 | 0.0024274 | 0.037319 | 1.6261 | 0.001593
|  | 0.61806 | 816 | 14 | 8976 | 3088207.5797 | 15.8267 | 5.1028 | 68322.9781 | 61023.1197 | 3250771.2456 | 3250771.2456 | 0.00031866 | 0.00013955 | 0.00096902 | 0.001647 | 1086 | 4595652.1161 | -0.007014 | 4595652.1161 | -0.0057908 | 385 | 1599284.322 | 0.0020248 | 1599284.322 | 0.0030555 | 0.022124 | 8.4551 | 0.0011786
|  | 0.66714 | 960 | 2 | 9600 | 3567870.6772 | 14.2127 | 4.1528 | 65620.7812 | 25438.3917 | 3755656.9205 | 3755656.9205 | -0.00097195 | -0.00055034 | -8.4363e-05 | 0.00064471 | 208 | 938307.1253 | -0.0080608 | 940410.7537 | -0.0068543 | 68 | 314549.2276 | 0.0024347 | 323653.8538 | 0.0033933 | 0.018392 | 9.7683 | 0.0017068
|  | 0.66714 | 495 | 12 | 7920 | 2071943.653 | 14.3307 | 3.6589 | 54586.6146 | 30792.964 | 2181092.9958 | 2181092.9958 | -0.00019536 | -9.2609e-05 | 0.00052981 | 0.0012203 | 874 | 3779323.998 | -0.0081272 | 3779323.998 | -0.0068416 | 756 | 3376283.7922 | 0.0021027 | 3376283.7922 | 0.0032335 | 0.026346 | 5.6727 | 0.0015528
|  | 0.61806 | 272 | 7 | 2992 | 1127964.1478 | 15.5118 | 4.9973 | 22321.1908 | 13457.5223 | 1187381.0064 | 1187381.0064 | 0.0013492 | 0.0014548 | 0.00099106 | 0.0016237 | 793 | 3657044.6922 | -0.0071163 | 3739109.6269 | -0.0059154 | 865 | 3590876.6649 | 0.0016951 | 3590876.6649 | 0.002772 | 0.019789 | 3.0882 | 0.0012945
|  | 0.61806 | 956 | 11 | 11472 | 3559315.6169 | 18.2677 | 7.4688 | 100789.8 | 94941.6877 | 3746654.2374 | 3746654.2374 | 0.00019202 | 5.4878e-05 | 0.0010824 | 0.0017681 | 639 | 2719381.0303 | -0.0070157 | 2719381.0303 | -0.0058123 | 69 | 290025.9084 | 0.0025509 | 290025.9084 | 0.0034636 | 0.028317 | 9.7449 | 0.0011417
|  | 0.61806 | 719 | 3 | 7909 | 2742030.0732 | 18.622 | 7.464 | 70833.9519 | 38551.5333 | 2886379.5435 | 2886379.5435 | -0.0006243 | -0.0005192 | 0.00021995 | 0.00090194 | 558 | 2456539.7576 | -0.0074091 | 2456539.7576 | -0.0062182 | 116 | 518527.725 | 0.0014908 | 518636.8697 | 0.0024623 | 0.025833 | 7.5073 | 0.0014503
|  | 0.61806 | 433 | 4 | 7794 | 1826680.1785 | 16.4566 | 6.5881 | 61687.0623 | 27362.1175 | 1922914.4362 | 1922914.4362 | -0.00072822 | -0.00042374 | 8.9484e-05 | 0.00074911 | 841 | 3450963.4438 | -0.0076919 | 3450963.4438 | -0.0064822 | 879 | 3689959.8352 | 0.0011365 | 3689959.8352 | 0.0022063 | 0.03377 | 5.0012 | 0.001593
|  | 0.61806 | 290 | 14 | 4640 | 1218711.0564 | 11.7717 | 5.4984 | 26269.4355 | 30260.8385 | 1282914.181 | 1282914.181 | 0.00066223 | -6.5831e-05 | 0.00042536 | 0.0010522 | 912 | 4163218.273 | -0.0077005 | 4197659.6279 | -0.0064966 | 122 | 559008.4539 | 0.001508 | 566272.5737 | 0.0024757 | 0.021555 | 3.3366 | 0.001593
|  | 0.61806 | 730 | 14 | 13140 | 3017704.6569 | 12.0473 | 0.7724 | 76134.003 | 11675.5894 | 3176662.2565 | 3176662.2565 | -0.00041368 | 0.0013569 | 0.00025325 | 0.0009242 | 602 | 2682001.9163 | -0.0076305 | 2682001.9163 | -0.0064396 | 148 | 600325.4111 | 0.0015228 | 600325.4111 | 0.0024822 | 0.025229 | 8.262 | 0.0017875
|  | 0.61806 | 1069 | 5 | 20311 | 4416309.3626 | 11.0236 | 5.1359 | 107683.2926 | 60459.3889 | 4648937.4224 | 4648937.4224 | -0.00074426 | -0.00068817 | 0.00016208 | 0.00086057 | 177 | 806859.0806 | -0.0074036 | 809915.9384 | -0.006272 | 591 | 2452404.2206 | 0.0012052 | 2452404.2206 | 0.0022599 | 0.024383 | 12.0912 | 0.001593
|  | 0.61806 | 1022 | 7 | 12264 | 4264736.4459 | 12.8739 | 8.6336 | 75933.9247 | 91172.16 | 4489396.5407 | 4489396.5407 | -0.00055558 | -0.00082094 | 0.00016657 | 0.00086448 | 790 | 3164073.3108 | -0.0076642 | 3164073.3108 | -0.0064642 | 694 | 3243165.0099 | 0.0011671 | 3375669.6414 | 0.0022214 | 0.017805 | 11.6762 | 0.0017875
|  | 0.61806 | 926 | 14 | 16668 | 3628489.5138 | 14.8425 | 4.9824 | 118982.7832 | 95535.1666 | 3819544.8559 | 3819544.8559 | -0.00066893 | -0.00074217 | 0.00022157 | 0.00089965 | 720 | 2942851.5277 | -0.0076579 | 2942851.5277 | -0.0064576 | 729 | 3063773.4946 | 0.00091416 | 3063773.4946 | 0.0019873 | 0.032791 | 9.9343 | 0.001593
|  | 0.61806 | 830 | 18 | 9130 | 3381484.0169 | 9.9213 | 3.3355 | 43564.52 | 48094.6968 | 3559584.9544 | 3559584.9544 | 0.00015984 | -0.00025588 | 0.00022509 | 0.00090475 | 560 | 2200652.5599 | -0.0076036 | 2200652.5599 | -0.0064169 | 91 | 400848.9168 | 0.0015968 | 400848.9168 | 0.0025362 | 0.012883 | 9.258 | 0.001593
|  | 0.61806 | 561 | 6 | 8976 | 2139504.0785 | 10.1575 | 4.9951 | 43849.359 | 31031.6616 | 2252134.6152 | 2252134.6152 | 8.277e-05 | -1.396e-05 | 0.00051001 | 0.0011752 | 1008 | 4178275.6893 | -0.0074868 | 4178275.6893 | -0.0062821 | 1005 | 4333181.5332 | 0.0013078 | 4333181.5332 | 0.0023909 | 0.020495 | 5.8576 | 0.0014503
|  | 0.61806 | 211 | 16 | 2532 | 869013.587 | 12.6771 | 6.6453 | 15437.5079 | 23839.2617 | 914787.6605 | 914787.6605 | 0.0018201 | 0.00019361 | 0.00049236 | 0.0011009 | 233 | 1026049.2399 | -0.0074325 | 1026049.2399 | -0.0062965 | 907 | 3930046.4555 | 0.0011061 | 3930046.4555 | 0.0021882 | 0.017764 | 2.3792 | 0.0017875
|  | 0.61806 | 806 | 8 | 8866 | 3121780.9815 | 7.3228 | 2.2089 | 31224.7143 | 18836.0538 | 3286141.428 | 3286141.428 | 0.00038125 | 0.00045731 | 0.00022445 | 0.00090821 | 569 | 2556720.064 | -0.0076167 | 2558752.0033 | -0.0064306 | 87 | 389003.116 | 0.0016161 | 389003.116 | 0.0025471 | 0.010002 | 8.547 | 0.001593
|  | 0.61806 | 263 | 14 | 3682 | 1011394.5679 | 8.8583 | 2.1365 | 15686.561 | 9692.1108 | 1064641.1397 | 1064641.1397 | 0.00185 | 0.0019287 | 0.00046275 | 0.0010793 | 886 | 3807177.6156 | -0.0079453 | 3807177.6156 | -0.0067302 | 465 | 1826393.1664 | 0.0010116 | 1826393.1664 | 0.0020602 | 0.01551 | 2.769 | 0.001593
|  | 0.61806 | 369 | 6 | 4797 | 1556166.7639 | 7.9134 | 2.7617 | 18256.8737 | 10152.2881 | 1638149.4799 | 1638149.4799 | 0.0012762 | 0.0016114 | 0.00035532 | 0.0010061 | 390 | 1592934.7641 | -0.0075461 | 1592934.7641 | -0.0063732 | 699 | 2958898.4315 | 0.001163 | 2958898.4315 | 0.00223 | 0.011732 | 4.2606 | 0.0017875
|  | 0.61041 | 399 | 6 | 6783 | 1523057.2191 | 8.8977 | 2.0214 | 29026.3983 | 9230.2966 | 1603236.5283 | 1603236.5283 | 0.00041296 | 0.0018832 | 0.00036627 | 0.0010084 | 610 | 2484458.7691 | -0.0077655 | 2484458.7691 | -0.0065796 | 608 | 2635967.5532 | 0.0010825 | 2635967.5532 | 0.0021289 | 0.019058 | 4.1699 | 0.0017674
|  | 0.61806 | 909 | 11 | 14544 | 3788320.1525 | 10.3149 | 5.8641 | 72151.0178 | 85361.2085 | 3987881.5074 | 3987881.5074 | -0.0004046 | -0.00067907 | 0.00020077 | 0.00088721 | 319 | 1445033.8341 | -0.0074943 | 1446078.2489 | -0.006343 | 945 | 4001441.8414 | 0.0011114 | 4001441.8414 | 0.00219 | 0.019046 | 10.3719 | 0.0017875
|  | 0.61041 | 963 | 3 | 18297 | 4197495.1655 | 7.5197 | 1.9413 | 66171.9567 | 16200.0645 | 4387087.6949 | 4418680.0657 | -0.00021604 | 0.00082052 | 0.00043549 | 0.0011281 | 858 | 3817231.2983 | -0.0073482 | 3817231.2983 | -0.0061431 | 110 | 468254.2721 | 0.001926 | 468254.2721 | 0.0028748 | 0.015765 | 11.4921 | 0.0013158
|  | 0.61806 | 329 | 17 | 4606 | 1343534.3473 | 10.6299 | 1.3109 | 23547.602 | 8557.7226 | 1414298.7885 | 1414298.7885 | 0.00094546 | 0.0023033 | 0.00040838 | 0.0010393 | 661 | 2714371.0939 | -0.0076446 | 2714371.0939 | -0.0064472 | 149 | 615234.0111 | 0.0014984 | 615234.0111 | 0.0024689 | 0.017527 | 3.6784 | 0.001593
|  | 0.70332 | 73 | 14 | 730 | 288125.6408 | 9.0945 | 0.2775 | 3192.9731 | 279.3678 | 303297.5045 | 303297.5045 | 0.012829 | 0.095927 | 0.0014096 | 0.0019874 | 558 | 2262125.3578 | -0.0080803 | 2262125.3578 | -0.0067674 | 499 | 1973373.0746 | 0.0031976 | 1973373.0746 | 0.0043321 | 0.011082 | 0.78885 | 0.0016725
|  | 0.70332 | 995 | 14 | 17910 | 4090338.1948 | 11.5748 | 0.4236 | 99701.7212 | 8727.5575 | 4305788.1415 | 4305788.1415 | -0.00024299 | 0.0024452 | 0.00072753 | 0.0014718 | 930 | 3943667.5508 | -0.0082739 | 3943667.5508 | -0.0069328 | 841 | 3390981.4347 | 0.0030048 | 3390981.4347 | 0.0041679 | 0.024375 | 11.1987 | 0.0017133
|  | 0.70332 | 1070 | 3 | 20330 | 4467158.3569 | 6.5354 | 0.1686 | 63900.3338 | 1563.2886 | 4701740.2545 | 4702482.5365 | -0.00064194 | 0.015973 | 0.0002153 | 0.00097756 | 689 | 2936897.9587 | -0.0084132 | 2936897.9587 | -0.0070872 | 790 | 3121037.2354 | 0.0028389 | 3121037.2354 | 0.0039888 | 0.014304 | 12.2304 | 0.0018186
|  | 0.70332 | 524 | 12 | 8908 | 2139732.67 | 9.3307 | 0.132 | 39974.9573 | 1227.2363 | 2252433.1191 | 2252433.1191 | 0.00047147 | 0.021404 | 0.0009068 | 0.0016221 | 614 | 2577131.2171 | -0.0081388 | 2577131.2171 | -0.0068165 | 587 | 2383873.0004 | 0.0031396 | 2383873.0004 | 0.0042801 | 0.018682 | 5.8583 | 0.0014647
|  | 0.70332 | 1039 | 8 | 10390 | 4064420.5112 | 9.0157 | 0.2569 | 45051.4293 | 2692.1016 | 4278426.7349 | 4278426.7349 | 0.00027754 | 0.0093791 | 0.00077608 | 0.0015321 | 1032 | 4106810.3523 | -0.0081877 | 4106810.3523 | -0.0068562 | 80 | 346349.2099 | 0.003617 | 346349.2099 | 0.0046262 | 0.011084 | 11.1278 | 0.0016759
|  | 0.70332 | 569 | 4 | 10242 | 2122690.6559 | 9.6064 | 0.637 | 47319.3763 | 3476.5888 | 2234416.6994 | 2234416.6994 | 0.00010541 | 0.0069911 | 0.00089336 | 0.0016172 | 192 | 858389.2285 | -0.0075982 | 864969.9872 | -0.0063562 | 655 | 2843648.6348 | 0.0033533 | 2843648.6348 | 0.0045118 | 0.022292 | 5.8116 | 0.0012887
|  | 0.70332 | 310 | 7 | 4650 | 1157267.4269 | 12.0079 | 0.8911 | 26854.2847 | 3212.5677 | 1218179.5598 | 1218179.5598 | 0.00085781 | 0.0076914 | 0.0010566 | 0.0017421 | 348 | 1546947.0427 | -0.0082817 | 1552041.741 | -0.0069813 | 887 | 3942489.2524 | 0.0030593 | 3955289.0058 | 0.0042254 | 0.023205 | 3.1684 | 0.0014511
|  | 0.70332 | 469 | 11 | 7504 | 1922408.7515 | 10.1574 | 0.4627 | 36658.0159 | 3475.1027 | 2023665.4548 | 2023665.4548 | 0.00075739 | 0.0073827 | 0.0011618 | 0.0018732 | 463 | 1910135.3901 | -0.0078152 | 1910135.3901 | -0.0065208 | 175 | 780636.8152 | 0.0036356 | 784186.3974 | 0.0047031 | 0.019069 | 5.2633 | 0.0013057
|  | 0.70332 | 323 | 6 | 5491 | 1239388.3738 | 11.6535 | 1.7369 | 30775.2365 | 6420.485 | 1304636.95 | 1304636.95 | 0.00044432 | 0.0032809 | 0.00084526 | 0.0015356 | 68 | 299603.69 | -0.0077749 | 299738.4969 | -0.0066103 | 614 | 2640678.2504 | 0.0029414 | 2640678.2504 | 0.0040912 | 0.024831 | 3.3933 | 0.001553
|  | 0.70332 | 879 | 7 | 13185 | 3332069.3363 | 10.7874 | 0.9174 | 68405.4164 | 9378.0332 | 3507472.1606 | 3507472.1606 | -0.00074595 | 0.001529 | 0.00017806 | 0.00092259 | 474 | 1977410.7011 | -0.008692 | 1977410.7011 | -0.0073905 | 956 | 4114772.9926 | 0.0024 | 4114772.9926 | 0.0035696 | 0.020529 | 9.1227 | 0.0017908
|  | 0.70332 | 478 | 20 | 9560 | 2031653.9394 | 11.2992 | 1.5103 | 51951.6281 | 21546.4055 | 2131161.1423 | 2138692.35 | -0.00028677 | 0.00015565 | 0.00032203 | 0.0010205 | 1068 | 4373497.7352 | -0.00915 | 4373497.7352 | -0.0077947 | 888 | 3684168.1949 | 0.002137 | 3684168.1949 | 0.0033113 | 0.025571 | 5.5624 | 0.0017908
|  | 0.70332 | 592 | 12 | 8288 | 2474068.794 | 8.622 | 0.8842 | 34367.7686 | 8123.8009 | 2604400.5112 | 2604400.5112 | 0.0006839 | 0.0027828 | 0.00088312 | 0.001609 | 518 | 2175376.7423 | -0.0080977 | 2175376.7423 | -0.0067805 | 1079 | 4539144.2605 | 0.0030018 | 4539144.2605 | 0.0041832 | 0.013891 | 6.7736 | 0.0014579
|  | 0.70332 | 465 | 11 | 7440 | 1942978.2139 | 11.3386 | 0.5381 | 40571.9559 | 4006.9253 | 2045332.4318 | 2045332.4318 | 0.0003954 | 0.0061026 | 0.00093597 | 0.0016483 | 380 | 1576763.8718 | -0.0079909 | 1576763.8718 | -0.0067101 | 343 | 1352237.38 | 0.0032744 | 1352237.38 | 0.0043838 | 0.020881 | 5.3196 | 0.0016793
|  | 0.70332 | 689 | 18 | 7579 | 2794433.4562 | 10.197 | 2.1557 | 37168.7453 | 25802.7323 | 2941609.9254 | 2941609.9254 | 4.0635e-05 | -5.3863e-05 | 0.00022678 | 0.00095638 | 1012 | 4025541.7329 | -0.008854 | 4025541.7329 | -0.0075095 | 805 | 3205793.5015 | 0.0024426 | 3205793.5015 | 0.0036043 | 0.013301 | 7.6507 | 0.0017908
|  | 0.70332 | 529 | 16 | 7406 | 2086254.8698 | 10.3937 | 1.5025 | 37020.9415 | 15084.0089 | 2196110.3631 | 2196110.3631 | 0.00062877 | 0.0012782 | 0.00092926 | 0.0016411 | 290 | 1303485.1574 | -0.0079833 | 1309429.0661 | -0.0066972 | 628 | 2813574.7333 | 0.0031101 | 2822952.4809 | 0.0042624 | 0.017745 | 5.7119 | 0.0016793
|  | 0.70332 | 573 | 14 | 10314 | 2317886.2878 | 9.2913 | 1.1236 | 46088.9893 | 13331.5314 | 2439961.7591 | 2439961.7591 | -0.00024266 | 0.0008712 | 0.00027407 | 0.00099 | 129 | 512115.1731 | -0.0083869 | 512115.1731 | -0.007169 | 173 | 751237.7349 | 0.0024923 | 751237.7349 | 0.0035721 | 0.019884 | 6.346 | 0.0017908
|  | 0.70332 | 163 | 2 | 2934 | 662287.3068 | 10.5118 | 2.3678 | 14833.0607 | 2844.0115 | 697168.9365 | 697168.9365 | 0.0011407 | 0.0077736 | 0.00026379 | 0.00091697 | 99 | 434302.994 | -0.0083527 | 434302.994 | -0.0071438 | 106 | 467391.7092 | 0.002903 | 467391.7092 | 0.0039337 | 0.022397 | 1.8132 | 0.0017908
|  | 0.70332 | 579 | 10 | 8106 | 2263943.5043 | 4.7244 | 0.0844 | 18418.1852 | 673.9249 | 2383147.7893 | 2383147.7893 | 0.0017242 | 0.039425 | 0.00069411 | 0.0014166 | 458 | 1928501.4693 | -0.0085533 | 1928501.4693 | -0.0072372 | 59 | 236375.0028 | 0.0032257 | 236375.0028 | 0.0042097 | 0.0081354 | 6.1983 | 0.0015299
|  | 0.70332 | 731 | 10 | 10234 | 2910823.354 | 5.1969 | 0.1649 | 25578.9873 | 1662.3733 | 3064109.0393 | 3064109.0393 | 0.00084186 | 0.015424 | 0.00045272 | 0.0011884 | 108 | 449079.315 | -0.0081163 | 449079.315 | -0.0069061 | 72 | 285181.5749 | 0.0032764 | 285181.5749 | 0.0042651 | 0.0087875 | 7.9694 | 0.0016284
|  | 0.70332 | 315 | 2 | 5040 | 1180246.6415 | 7.9922 | 0.2222 | 19372.7134 | 498.4785 | 1242370.0773 | 1242370.0773 | 0.0011097 | 0.052987 | 0.00075553 | 0.0014481 | 342 | 1443754.1713 | -0.0080182 | 1443754.1713 | -0.0067224 | 557 | 2363210.8239 | 0.0031264 | 2363210.8239 | 0.0042772 | 0.016414 | 3.2313 | 0.0016827
|  | 0.70332 | 1025 | 17 | 17425 | 3997882.314 | 5.118 | 0.0049 | 42891.0465 | 115.4752 | 4208380.3646 | 4208380.3646 | 0.00066291 | 0.23283 | 0.00058391 | 0.0013233 | 1035 | 4187670.3939 | -0.0084341 | 4187670.3939 | -0.007094 | 852 | 3609949.4219 | 0.0028381 | 3609949.4219 | 0.0040033 | 0.010728 | 10.9456 | 0.0017948
|  | 0.70332 | 671 | 9 | 8723 | 2638825.656 | 8.2284 | 0.1837 | 34520.3223 | 1524.8315 | 2777774.8073 | 2777774.8073 | -2.6622e-05 | 0.016451 | 0.0002275 | 0.0009598 | 55 | 221723.2011 | -0.0081587 | 221723.2011 | -0.0070154 | 596 | 2594876.4222 | 0.0024905 | 2594876.4222 | 0.0036396 | 0.013082 | 7.2247 | 0.0020122
|  | 0.70332 | 491 | 13 | 8347 | 1923085.6623 | 7.4016 | 0.3706 | 29713.2118 | 3419.5849 | 2024343.9189 | 2024343.9189 | 0.00089874 | 0.0073771 | 0.00088176 | 0.0015892 | 693 | 2944047.7587 | -0.0082319 | 2944047.7587 | -0.0068961 | 217 | 881215.0413 | 0.003023 | 881215.0413 | 0.0041149 | 0.015451 | 5.2651 | 0.0017133
|  | 0.70332 | 427 | 20 | 8540 | 1740064.7197 | 10.9449 | 0.3362 | 44953.4723 | 4284.5902 | 1831713.1554 | 1831713.1554 | 0.00018613 | 0.0055597 | 0.00068814 | 0.0013777 | 137 | 555715.8225 | -0.0080902 | 555715.8225 | -0.0068592 | 750 | 3226332.9282 | 0.0024897 | 3226332.9282 | 0.0036603 | 0.025834 | 4.764 | 0.0018389
|  | 0.70332 | 1029 | 15 | 13377 | 3886055.9717 | 6.1023 | 0.1969 | 39259.5987 | 3482.2767 | 4090615.0747 | 4090615.0747 | 0.00036699 | 0.0070538 | 0.00038817 | 0.0011329 | 468 | 1933381.8982 | -0.0084632 | 1933381.8982 | -0.0071614 | 441 | 1734168.5244 | 0.0028027 | 1734168.5244 | 0.0039306 | 0.010103 | 10.6394 | 0.0018933
|  | 0.70332 | 176 | 10 | 1760 | 653791.6108 | 5.9843 | 0.2327 | 5065.4683 | 463.647 | 688202.2173 | 688202.2173 | 0.0079355 | 0.05766 | 0.001192 | 0.0018389 | 764 | 3143676.3147 | -0.0084368 | 3143676.3147 | -0.0070959 | 535 | 2139551.3924 | 0.0031953 | 2139551.3924 | 0.0043267 | 0.0077478 | 1.79 | 0.0016725
|  | 0.70332 | 90 | 3 | 1800 | 384935.1458 | 6.693 | 0.1405 | 5794.1122 | 111.9188 | 402061.6248 | 405216.475 | 0.0062385 | 0.23944 | 0.00096512 | 0.0015722 | 955 | 4285964.3474 | -0.0083116 | 4344332.1792 | -0.0069648 | 945 | 4053000.8287 | 0.0029558 | 4053000.8287 | 0.0041273 | 0.015052 | 1.0539 | 0.00172
|  | 0.70332 | 439 | 3 | 7902 | 1787662.7354 | 5.1969 | 0.0785 | 19750.3574 | 292.245 | 1881817.6379 | 1881817.6379 | 0.0011368 | 0.091166 | 0.00065863 | 0.0013747 | 1002 | 4198574.7381 | -0.0082471 | 4198574.7381 | -0.0068969 | 483 | 1923124.0344 | 0.0031733 | 1923124.0344 | 0.0043083 | 0.011048 | 4.8944 | 0.0016861
|  | 0.70332 | 511 | 14 | 7154 | 2114530.9319 | 5.945 | 0.2385 | 20454.7591 | 2102.1757 | 2225914.661 | 2225914.661 | 0.0017668 | 0.012537 | 0.00093377 | 0.0016492 | 594 | 2600967.3017 | -0.008395 | 2600967.3017 | -0.0070649 | 313 | 1227736.996 | 0.0033084 | 1227736.996 | 0.0044123 | 0.0096734 | 5.7893 | 0.0016725
|  | 0.70332 | 956 | 17 | 12428 | 3588618.6447 | 4.0945 | 0.1584 | 24473.4781 | 2845.7684 | 3777511.8728 | 3777511.8728 | 0.0018144 | 0.0095756 | 0.0008043 | 0.0015432 | 731 | 3103097.5946 | -0.0081759 | 3103097.5946 | -0.006845 | 65 | 253683.9329 | 0.0037098 | 253683.9329 | 0.0046774 | 0.0068197 | 9.8251 | 0.0016861
|  | 0.70332 | 698 | 18 | 9074 | 2603471.6688 | 5.8661 | 0.1609 | 25600.1088 | 2200.7166 | 2740503.0246 | 2740503.0246 | 0.0014279 | 0.012044 | 0.00081432 | 0.0015362 | 202 | 889725.0847 | -0.0079273 | 890812.7558 | -0.0066847 | 760 | 3360524.5082 | 0.0029933 | 3368211.3114 | 0.004159 | 0.0098331 | 7.1279 | 0.0014952
|  | 0.36332 | 454 | 6 | 4540 | 1709274.7485 | 10.5512 | 0.0872 | 23038.3453 | 350.3939 | 1799247.5225 | 1799247.5225 | 0.0016754 | 0.076728 | 0.00050316 | 0.00099155 | 225 | 888307.3432 | -0.003994 | 888307.3432 | -0.0032383 | 332 | 1342345.6713 | -0.0026385 | 1342345.6713 | -0.001875 | 0.013478 | 4.6797 | 0.0010637
|  | 0.70332 | 418 | 4 | 8360 | 1635300.838 | 9.567 | 0.7054 | 38465.8759 | 2973.8806 | 1721405.3122 | 1721405.3122 | -0.00057686 | 0.0074122 | 5.9564e-05 | 0.00076843 | 590 | 2540321.2253 | -0.0087431 | 2540321.2253 | -0.0074294 | 309 | 1213253.0456 | 0.0026636 | 1213253.0456 | 0.0037661 | 0.023522 | 4.4772 | 0.0017908
|  | 0.70332 | 319 | 9 | 6380 | 1258287.8826 | 10 | 1.0022 | 30684.161 | 5198.6177 | 1324545.3777 | 1324545.3777 | 8.3546e-05 | 0.0039054 | 0.00039883 | 0.0010845 | 824 | 3639613.0205 | -0.0088107 | 3648177.6609 | -0.0074828 | 1060 | 4206381.1949 | 0.0023937 | 4206381.1949 | 0.0035653 | 0.024386 | 3.445 | 0.0017908
|  | 0.70332 | 961 | 7 | 12493 | 3770930.6525 | 4.9607 | 0.0569 | 29805.9712 | 588.6444 | 3969488.2344 | 3969488.2344 | 0.00087259 | 0.045249 | 0.00077973 | 0.0015315 | 682 | 2768634.6116 | -0.0081626 | 2768634.6116 | -0.006829 | 887 | 3893751.3128 | 0.0030442 | 3902099.672 | 0.004209 | 0.0079041 | 10.3242 | 0.0014613
|  | 0.70332 | 63 | 7 | 1008 | 236913.3071 | 4.6063 | 0.1103 | 2233.0905 | 83.8165 | 249383.8308 | 249383.8308 | 0.017897 | 0.32001 | 0.00081141 | 0.0013729 | 173 | 749793.9254 | -0.0084605 | 749793.9254 | -0.0072247 | 624 | 2467193.9907 | 0.0025032 | 2467193.9907 | 0.0036486 | 0.0094258 | 0.64863 | 0.0020122
|  | 0.36332 | 943 | 8 | 9430 | 3671132.9722 | 4.5275 | 0.0638 | 20533.5351 | 606.798 | 3864424.1193 | 3864424.1193 | 0.0024041 | 0.044764 | 0.00063671 | 0.0011497 | 301 | 1181465.977 | -0.0037914 | 1181465.977 | -0.0030319 | 253 | 1026920.5566 | -0.0022094 | 1026920.5566 | -0.0014727 | 0.0055932 | 10.051 | 0.00083175
|  | 0.70332 | 1040 | 18 | 12480 | 4110337.1421 | 5.5512 | 0.1191 | 33319.236 | 2289.4815 | 4326777.8098 | 4326777.8098 | 0.00051641 | 0.011045 | 0.00015162 | 0.00089805 | 540 | 2197531.0139 | -0.0090121 | 2197531.0139 | -0.0076889 | 847 | 3514384.8005 | 0.002433 | 3514384.8005 | 0.0035946 | 0.0081062 | 11.2535 | 0.0017908
|  | 0.70332 | 91 | 18 | 1092 | 355553.6778 | 4.9214 | 0.123 | 2584.6687 | 206.8895 | 374274.6761 | 374274.6761 | 0.016219 | 0.12993 | 0.0011311 | 0.0017214 | 1010 | 4044018.5727 | -0.0084258 | 4044018.5727 | -0.007088 | 249 | 1040028.5258 | 0.0031216 | 1040028.5258 | 0.0042107 | 0.0072694 | 0.97345 | 0.0015734
|  | 0.70332 | 286 | 4 | 4004 | 1070009.5569 | 6.5748 | 0.0327 | 12661.0636 | 80.4648 | 1126329.8976 | 1126329.8976 | 0.0019256 | 0.33309 | 0.00034724 | 0.0010317 | 746 | 2971614.6421 | -0.0088799 | 2971614.6421 | -0.0075416 | 166 | 728077.3574 | 0.0026928 | 729006.9896 | 0.003771 | 0.011833 | 2.9295 | 0.0019103
|  | 0.36332 | 680 | 19 | 10880 | 2749806.2745 | 6.8898 | 0.0305 | 36051.977 | 496.0559 | 2894629.2025 | 2894629.2025 | 0.0015125 | 0.054675 | 0.00047868 | 0.00096639 | 828 | 3288787.8879 | -0.0043228 | 3288787.8879 | -0.003506 | 675 | 2913167.6796 | -0.0025678 | 2913167.6796 | -0.0017919 | 0.013111 | 7.5286 | 0.0010637
|  | 0.70332 | 479 | 12 | 8143 | 1908374.6757 | 4.2127 | 0.0461 | 16498.2751 | 391.7955 | 2008871.2144 | 2008871.2144 | 0.0023624 | 0.068562 | 0.00093875 | 0.0016473 | 738 | 3096491.5079 | -0.0081687 | 3096491.5079 | -0.006838 | 1070 | 4689918.0835 | 0.0027192 | 4699439.2476 | 0.0039038 | 0.0086452 | 5.2248 | 0.0016827
|  | 0.70332 | 877 | 3 | 9647 | 3466927.3033 | 3.8583 | 0.0789 | 17901.1877 | 497.0702 | 3649487.8438 | 3649487.8438 | 0.00099137 | 0.05284 | 0.0001007 | 0.00085284 | 553 | 2176067.03 | -0.008525 | 2176067.03 | -0.0072083 | 515 | 2204427.6807 | 0.0024467 | 2204427.6807 | 0.0035974 | 0.0051634 | 9.4919 | 0.0019035
|  | 0.36332 | 450 | 9 | 7200 | 1751648.1438 | 7.3623 | 0.4262 | 25494.0939 | 2692.3161 | 1843875.1921 | 1843875.1921 | 0.0015611 | 0.0099325 | 0.00042528 | 0.00090837 | 431 | 1826328.0138 | -0.0043382 | 1826328.0138 | -0.0035412 | 556 | 2223379.7006 | -0.0026258 | 2223379.7006 | -0.0018571 | 0.014554 | 4.7958 | 0.0011093
|  | 0.70332 | 837 | 2 | 8370 | 3303201.6397 | 4.0158 | 0.0978 | 16165.5732 | 522.3261 | 3477138.5456 | 3477138.5456 | 0.0011826 | 0.050157 | 0.00010862 | 0.0008594 | 225 | 982775.9644 | -0.0083251 | 983178.1625 | -0.007067 | 856 | 3403130.8143 | 0.0026692 | 3403130.8143 | 0.0038182 | 0.0048939 | 9.0437 | 0.0019035
|  | 0.70332 | 990 | 11 | 15840 | 3806859.3274 | 4.8032 | 0.069 | 36591.4334 | 1093.905 | 4007277.7351 | 4007277.7351 | 0.00080997 | 0.024319 | 0.00079115 | 0.0015367 | 225 | 936831.539 | -0.0078961 | 936831.539 | -0.006639 | 148 | 607111.1507 | 0.0034556 | 607111.1507 | 0.0045119 | 0.009612 | 10.4226 | 0.0014613
|  | 0.70332 | 914 | 12 | 9140 | 3481353.726 | 10.2362 | 0.9572 | 44996.4791 | 10984.8575 | 3664621.8436 | 3664621.8436 | -0.00029112 | 0.0012345 | 0.00017787 | 0.00092338 | 903 | 3575687.1058 | -0.0088247 | 3575687.1058 | -0.0074852 | 332 | 1338210.2483 | 0.0026314 | 1338210.2483 | 0.0037481 | 0.012925 | 9.5314 | 0.0020088
|  | 0.70332 | 423 | 20 | 6768 | 1635332.5855 | 9.6457 | 0.6204 | 31396.9654 | 6536.0179 | 1721430.9352 | 1721430.9352 | 0.00097287 | 0.0037626 | 0.0010107 | 0.0017012 | 875 | 3571822.3621 | -0.0081778 | 3571822.3621 | -0.0068405 | 743 | 3001571.7263 | 0.0031447 | 3001571.7263 | 0.0042833 | 0.019199 | 4.4773 | 0.0016725
|  | 0.70332 | 775 | 9 | 9300 | 2889696.8984 | 11.3386 | 0.9241 | 50714.9448 | 8461.5178 | 3041793.0489 | 3041793.0489 | -0.00048652 | 0.0018817 | 0.0002146 | 0.00095174 | 875 | 3538322.8142 | -0.0087824 | 3538322.8142 | -0.0074635 | 964 | 3785370.5798 | 0.0024323 | 3785370.5798 | 0.0035935 | 0.01755 | 7.9116 | 0.0020088
|  | 0.70332 | 909 | 16 | 17271 | 3834749.3284 | 8.8582 | 0.5747 | 73579.4505 | 12494.7311 | 4013594.3442 | 4036773.8811 | 0.00012702 | 0.0017257 | 0.00082606 | 0.0015628 | 470 | 1996794.8473 | -0.0080622 | 1996794.8473 | -0.0067517 | 526 | 2151170.8132 | 0.0031841 | 2151170.8132 | 0.0043208 | 0.019188 | 10.499 | 0.0016725
|  | 0.70332 | 832 | 4 | 13312 | 3475015.1268 | 8.2678 | 0.3285 | 52933.0411 | 2486.547 | 3653791.7994 | 3658075.0281 | -0.00021771 | 0.0098541 | 0.00054582 | 0.0012958 | 186 | 778606.3489 | -0.007851 | 778606.3489 | -0.0065974 | 791 | 3338859.3204 | 0.003076 | 3338859.3204 | 0.0042433 | 0.015232 | 9.5141 | 0.0016725
|  | 0.36332 | 532 | 10 | 6384 | 2006192.6935 | 7.9527 | 0.3719 | 24417.4919 | 2484.1817 | 2111795.9789 | 2111795.9789 | 0.0016297 | 0.010767 | 0.00039153 | 0.00088115 | 588 | 2411854.9242 | -0.0042382 | 2411854.9242 | -0.0034368 | 136 | 571612.3292 | -0.0024441 | 571612.3292 | -0.0017383 | 0.012171 | 5.4927 | 0.0011163
|  | 0.36332 | 198 | 2 | 1980 | 753879.8026 | 3.0315 | 0.0342 | 2886.7976 | 43.2085 | 793566.0093 | 793566.0093 | 0.014654 | 0.62275 | 0.00066925 | 0.0011259 | 473 | 1977253.215 | -0.0039068 | 1977253.215 | -0.0031166 | 177 | 728796.0736 | -0.0022157 | 728796.0736 | -0.0014808 | 0.0038293 | 2.064 | 0.00096016
|  | 0.36332 | 370 | 4 | 5920 | 1481241.1902 | 3.7402 | 0.0545 | 10649.0314 | 183.4578 | 1559247.333 | 1559247.333 | 0.0040333 | 0.14683 | 0.00060927 | 0.0010921 | 714 | 3057244.2013 | -0.0039378 | 3057244.2013 | -0.0031306 | 365 | 1485383.0486 | -0.0022706 | 1485383.0486 | -0.0015129 | 0.0071893 | 4.0554 | 0.00083175
|  | 0.36332 | 1048 | 19 | 20960 | 4139752.1575 | 3.8189 | 0.0495 | 38496.6677 | 1484.2156 | 4357740.8801 | 4357740.8801 | 0.0021759 | 0.019266 | 0.00066744 | 0.0011616 | 65 | 262811.6214 | -0.0037446 | 262811.6214 | -0.0030422 | 962 | 3820020.2867 | -0.0024012 | 3820020.2867 | -0.0016039 | 0.0092993 | 11.334 | 0.00094612
|  | 0.36332 | 972 | 13 | 10692 | 3628177.1857 | 4.4488 | 0.0235 | 22876.8069 | 319.2417 | 3819144.1171 | 3819144.1171 | 0.0021337 | 0.08467 | 0.00032342 | 0.00083078 | 60 | 237042.2436 | -0.0038869 | 237042.2436 | -0.0032053 | 1057 | 4432283.5306 | -0.0027426 | 4432283.5306 | -0.0019413 | 0.0063053 | 9.9334 | 0.0011163
|  | 0.36332 | 731 | 9 | 14620 | 2798184.5393 | 3.937 | 0.0388 | 27682.5671 | 461.2028 | 2945494.4202 | 2945494.4202 | 0.0018628 | 0.058768 | 0.00056052 | 0.0010571 | 237 | 1034765.4658 | -0.0038887 | 1036563.697 | -0.0031394 | 131 | 534550.7645 | -0.0022557 | 534550.7645 | -0.001542 | 0.009893 | 7.661 | 0.001011
|  | 0.36332 | 1041 | 19 | 13533 | 4190880.099 | 3.7402 | 0.0546 | 24343.4699 | 1159.3985 | 4411592.2344 | 4411592.2344 | 0.0025215 | 0.024051 | 0.00032034 | 0.00082518 | 913 | 3922770.7572 | -0.0042721 | 3922770.7572 | -0.0034672 | 425 | 1826043.3426 | -0.0025963 | 1826043.3426 | -0.0018438 | 0.0058087 | 11.474 | 0.0011163
|  | 0.36332 | 55 | 2 | 605 | 207680.3488 | 5.7086 | 0.0784 | 1661.0342 | 28.0467 | 218612.4762 | 218612.4762 | 0.025147 | 0.95897 | 0.00057607 | 0.00095869 | 202 | 833038.2803 | -0.0041055 | 833038.2803 | -0.0033427 | 581 | 2533193.2184 | -0.0026509 | 2538239.9395 | -0.0018801 | 0.007998 | 0.5686 | 0.0011163
|  | 0.36332 | 115 | 3 | 1150 | 453134.2385 | 4.4488 | 0.11 | 2460.5619 | 88.5289 | 476994.6766 | 476994.6766 | 0.017035 | 0.30381 | 0.00057386 | 0.0010037 | 1009 | 4119770.0903 | -0.0041542 | 4119770.0903 | -0.003347 | 955 | 3778827.7354 | -0.0027445 | 3778827.7354 | -0.0019437 | 0.0054301 | 1.2406 | 0.0009181
|  | 0.36332 | 72 | 19 | 1296 | 288520.9672 | 6.811 | 0.0917 | 4245.3105 | 173.4076 | 303715.3659 | 303715.3659 | 0.010274 | 0.15554 | 0.00070416 | 0.0010847 | 729 | 3111777.6042 | -0.0042517 | 3111777.6042 | -0.0034506 | 744 | 2982312.1717 | -0.0026872 | 2982312.1717 | -0.0019025 | 0.014714 | 0.78993 | 0.0011163
|  | 0.36332 | 1095 | 3 | 21900 | 4446575.7783 | 6.9685 | 0.1057 | 73396.7776 | 1024.4087 | 4680768.9506 | 4680768.9506 | 0.0004637 | 0.026233 | 0.00048414 | 0.0010044 | 449 | 1802219.5753 | -0.0038671 | 1802219.5753 | -0.0030758 | 494 | 2088071.8951 | -0.0023156 | 2088071.8951 | -0.0015394 | 0.016506 | 12.1741 | 0.00094086
|  | 0.36332 | 848 | 7 | 11872 | 3280908.9181 | 2.0473 | 0.0335 | 11689.5811 | 318.0938 | 3453645.9534 | 3453645.9534 | 0.0040343 | 0.085089 | 0.00032758 | 0.00083567 | 157 | 632676.2934 | -0.0042062 | 632676.2934 | -0.003455 | 1063 | 4199040.4196 | -0.0026964 | 4199040.4196 | -0.0019167 | 0.0035629 | 8.9826 | 0.0011163
|  | 0.36332 | 633 | 8 | 9495 | 2514199.1527 | 5.5117 | 0.303 | 25169.4725 | 2408.1963 | 2646595.8657 | 2646595.8657 | 0.0016224 | 0.011154 | 0.0003625 | 0.00086049 | 468 | 1983500.6197 | -0.0042172 | 1983500.6197 | -0.003421 | 1086 | 4414631.4916 | -0.0027299 | 4414631.4916 | -0.0019349 | 0.010011 | 6.8835 | 0.001002
|  | 0.36332 | 536 | 15 | 6432 | 2056554.6481 | 3.8976 | 0.1168 | 12056.9338 | 1018.0062 | 2164823.5291 | 2164823.5291 | 0.0040227 | 0.026993 | 0.00039731 | 0.00088337 | 185 | 736702.3404 | -0.0040618 | 736702.3404 | -0.0033179 | 465 | 1971621.5347 | -0.0027904 | 1971621.5347 | -0.0020114 | 0.0058627 | 5.6305 | 0.001002
|  | 0.36332 | 696 | 12 | 13224 | 2629232.1776 | 4.0946 | 0.0943 | 26041.614 | 1261.7796 | 2767633.3241 | 2767633.3241 | 0.0019085 | 0.021667 | 0.00037483 | 0.00086542 | 397 | 1615837.1859 | -0.0041835 | 1615837.1859 | -0.0033987 | 86 | 338336.086 | -0.0023634 | 338336.086 | -0.0016862 | 0.0099046 | 7.1984 | 0.0011163
|  | 0.36332 | 941 | 2 | 11292 | 3701943.2466 | 4.9606 | 0.1236 | 26940.0658 | 770.8674 | 3896872.0886 | 3896872.0886 | 0.0011301 | 0.034539 | 0.00016491 | 0.00068239 | 903 | 3797275.9739 | -0.0044431 | 3797275.9739 | -0.0036204 | 907 | 3746267.7888 | -0.0026937 | 3746267.7888 | -0.0019121 | 0.0072773 | 10.1354 | 0.0011163
|  | 0.36332 | 942 | 17 | 15072 | 3812797.9281 | 5.9842 | 0.1205 | 43378.1034 | 2490.6394 | 4013606.3596 | 4013606.3596 | 0.0015555 | 0.011431 | 0.00065983 | 0.0011602 | 421 | 1751751.4848 | -0.0038639 | 1751751.4848 | -0.0030785 | 623 | 2598512.5163 | -0.0023496 | 2598512.5163 | -0.0015674 | 0.011377 | 10.4389 | 0.00094612
|  | 0.36332 | 575 | 3 | 7475 | 2290818.9223 | 6.1025 | 0.1091 | 21938.7844 | 473.8865 | 2411455.2706 | 2411455.2706 | 0.0018476 | 0.056786 | 0.00055997 | 0.0010608 | 842 | 3397909.3383 | -0.0039532 | 3397909.3383 | -0.0031362 | 144 | 567832.9864 | -0.0021145 | 567832.9864 | -0.0014058 | 0.0095768 | 6.2719 | 0.00082649
|  | 0.36332 | 116 | 3 | 2204 | 443178.2343 | 14.2914 | 0.2334 | 15148.8596 | 234.6155 | 466508.9168 | 466508.9168 | 0.0023194 | 0.11431 | 0.00045638 | 0.00088288 | 905 | 3684370.9451 | -0.004441 | 3684370.9451 | -0.0036185 | 88 | 364380.5416 | -0.002391 | 364380.5416 | -0.0017016 | 0.034182 | 1.2134 | 0.0011163
|  | 0.36332 | 1075 | 18 | 12900 | 4114422.2548 | 12.3623 | 0.2611 | 76697.7393 | 5188.0885 | 4331024.9877 | 4331024.9877 | 0.00070314 | 0.0053749 | 0.00054413 | 0.0010499 | 777 | 3304515.0027 | -0.0040431 | 3304515.0027 | -0.0032357 | 515 | 2141017.1417 | -0.0023993 | 2141017.1417 | -0.0016372 | 0.018641 | 11.2647 | 0.00099877
|  | 0.36332 | 836 | 4 | 15048 | 3473004.259 | 2.6377 | 0.093 | 19089.6408 | 745.7459 | 3647560.2135 | 3655951.2311 | 0.0023022 | 0.036236 | 0.00044075 | 0.00095267 | 511 | 2038634.88 | -0.0039357 | 2038634.88 | -0.0031503 | 528 | 2086435.39 | -0.0023719 | 2086435.39 | -0.0016044 | 0.0054966 | 9.5086 | 0.00097946
|  | 0.36332 | 124 | 6 | 1984 | 483065.0729 | 4.1339 | 0.1423 | 3944.5295 | 195.4 | 508499.3698 | 508499.3698 | 0.010853 | 0.13789 | 0.00071117 | 0.0011395 | 109 | 455840.2346 | -0.0040331 | 455840.2346 | -0.0032982 | 140 | 592234.2104 | -0.0023363 | 592234.2104 | -0.0016227 | 0.0081656 | 1.3226 | 0.0009181
|  | 0.36332 | 647 | 17 | 12293 | 2699054.3262 | 5.63 | 0.0949 | 33285.8652 | 1540.6 | 2834937.6479 | 2841236.2593 | 0.0017893 | 0.01804 | 0.00059995 | 0.001086 | 572 | 2489215.6053 | -0.0040051 | 2491289.2252 | -0.0032123 | 879 | 3799412.4401 | -0.0024658 | 3799412.4401 | -0.0016896 | 0.012332 | 7.3896 | 0.0010023
|  | 0.36332 | 899 | 16 | 8990 | 3383192.4093 | 3.7403 | 0.1047 | 16171.85 | 1414.3111 | 3561276.2206 | 3561276.2206 | 0.0032221 | 0.019676 | 0.0003341 | 0.00083807 | 796 | 3506855.241 | -0.0042722 | 3520893.4848 | -0.0034646 | 147 | 589159.264 | -0.0024731 | 589159.264 | -0.0017535 | 0.0047801 | 9.2627 | 0.0011163
|  | 0.36332 | 263 | 16 | 4997 | 979077.2622 | 7.5984 | 0.144 | 18261.0218 | 905.8162 | 1030609.3105 | 1030609.3105 | 0.0025471 | 0.029997 | 0.00064681 | 0.0010929 | 488 | 2130145.233 | -0.0042415 | 2135076.4371 | -0.0034385 | 578 | 2302085.8376 | -0.0025146 | 2302085.8376 | -0.0017438 | 0.018651 | 2.6806 | 0.0010479
|  | 0.36332 | 219 | 14 | 2628 | 817237.8566 | 11.2206 | 0.2454 | 14181.9195 | 834.0762 | 860252.5885 | 860252.5885 | 0.0031209 | 0.032456 | 0.00075123 | 0.0012 | 470 | 1994851.6926 | -0.0039501 | 1994851.6926 | -0.003172 | 615 | 2647043.1911 | -0.0024226 | 2648984.618 | -0.0016514 | 0.017353 | 2.2375 | 0.00099526
|  | 0.36332 | 546 | 19 | 8190 | 2100793.3995 | 8.1102 | 0.2751 | 31945.4522 | 3416.341 | 2211393.6526 | 2211393.6526 | 0.0017668 | 0.0083533 | 0.00070898 | 0.0011878 | 993 | 4071873.8805 | -0.0040043 | 4071873.8805 | -0.0031852 | 869 | 3539815.8994 | -0.0023828 | 3539815.8994 | -0.0016059 | 0.015206 | 5.7517 | 0.00096016
|  | 0.36332 | 529 | 13 | 5819 | 2060190.2654 | 9.9606 | 0.2806 | 27875.8059 | 2074.5735 | 2168662.9584 | 2168662.9584 | 0.0014235 | 0.012921 | 0.00039107 | 0.0008802 | 628 | 2643027.9868 | -0.0042159 | 2643027.9868 | -0.0034282 | 908 | 3766469.1161 | -0.0027133 | 3766469.1161 | -0.0019221 | 0.013531 | 5.6405 | 0.0011163
|  | 0.36332 | 503 | 16 | 7042 | 1997850.6371 | 12.9133 | 0.2436 | 43734.7689 | 2325.3691 | 2103056.6439 | 2103056.6439 | 0.0011492 | 0.011802 | 0.00070488 | 0.0011871 | 863 | 3495280.325 | -0.0041347 | 3495280.325 | -0.0033147 | 848 | 3340976.9932 | -0.0023936 | 3340976.9932 | -0.0016097 | 0.021891 | 5.4698 | 0.00096016
|  | 0.36332 | 1009 | 5 | 13117 | 3967615.4535 | 7.1654 | 0.2287 | 45203.1325 | 2113.6499 | 4176532.7505 | 4176532.7505 | 0.00088116 | 0.012728 | 0.0004879 | 0.0010044 | 1090 | 4400254.5966 | -0.0041211 | 4400254.5966 | -0.0033011 | 134 | 532232.4679 | -0.0024197 | 532232.4679 | -0.0016992 | 0.011393 | 10.8627 | 0.0010181
|  | 0.36332 | 134 | 18 | 1474 | 531842.2249 | 5.0001 | 0.1382 | 3544.6205 | 321.7148 | 559848.6687 | 559848.6687 | 0.012452 | 0.084189 | 0.00059615 | 0.0010222 | 483 | 1985583.8819 | -0.0042065 | 1985583.8819 | -0.0034107 | 141 | 599957.2352 | -0.0026171 | 599957.2352 | -0.0018895 | 0.0066648 | 1.4561 | 0.0009967
|  | 0.36332 | 179 | 20 | 3401 | 731887.3067 | 6.7716 | 0.1873 | 11076.2182 | 959.2268 | 770436.4233 | 770436.4233 | 0.0043193 | 0.028598 | 0.00075516 | 0.0011845 | 941 | 4048642.5851 | -0.0040965 | 4048642.5851 | -0.0032848 | 818 | 3393451.9379 | -0.0025171 | 3393451.9379 | -0.0017255 | 0.015134 | 2.0038 | 0.00090194
|  | 0.36332 | 606 | 4 | 8484 | 2358140.6827 | 4.2519 | 0.0831 | 17349.113 | 433.277 | 2482300.2244 | 2482300.2244 | 0.0021316 | 0.061879 | 0.0002239 | 0.00072437 | 682 | 2760846.1085 | -0.0042526 | 2760846.1085 | -0.0034477 | 778 | 3221422.0173 | -0.002681 | 3221422.0173 | -0.0019015 | 0.0073571 | 6.4562 | 0.0011163
|  | 0.36332 | 652 | 9 | 13040 | 2730333.4462 | 6.1417 | 0.0912 | 38517.6484 | 966.9082 | 2868200.8949 | 2874167.0153 | 0.0010462 | 0.027849 | 0.00037035 | 0.00086702 | 160 | 650952.8662 | -0.0041974 | 650952.8662 | -0.0034462 | 758 | 3189817.1756 | -0.0026573 | 3189817.1756 | -0.0018844 | 0.014107 | 7.4752 | 0.0009967
|  | 0.36332 | 1095 | 9 | 10950 | 4209728.8511 | 3.7008 | 0.1923 | 19489.6172 | 2253.7848 | 4431356.6307 | 4431356.6307 | 0.0023915 | 0.012196 | 0.00034437 | 0.00086054 | 137 | 564092.9194 | -0.004001 | 564092.9194 | -0.0032577 | 135 | 577411.3462 | -0.0024077 | 577411.3462 | -0.0016969 | 0.0046297 | 11.5256 | 0.0010918
|  | 0.36332 | 487 | 9 | 4870 | 1847919.0611 | 10.1575 | 0.0792 | 23790.8175 | 412.8318 | 1945195.7661 | 1945195.7661 | 0.0021037 | 0.065595 | 0.00091115 | 0.0014002 | 621 | 2490904.2136 | -0.0037224 | 2490904.2136 | -0.0029228 | 117 | 512847.0335 | -0.0019075 | 513973.8787 | -0.0012108 | 0.012874 | 5.0593 | 0.00073671
|  | 0.36332 | 387 | 16 | 5805 | 1546217.4576 | 4.4095 | 0.0506 | 12310.768 | 390.9749 | 1627644.2234 | 1627644.2234 | 0.0039089 | 0.069373 | 0.00045172 | 0.00092323 | 113 | 449537.8861 | -0.003963 | 449537.8861 | -0.0032519 | 944 | 3875280.4246 | -0.0026945 | 3875280.4246 | -0.0019084 | 0.0079619 | 4.2333 | 0.0011111
|  | 0.36332 | 758 | 16 | 8338 | 2922860.7047 | 3.1103 | 0.1216 | 12472.6216 | 1476.0399 | 3076742.8378 | 3076742.8378 | 0.0042054 | 0.01908 | 0.00035334 | 0.00085176 | 906 | 3772680.0173 | -0.0042662 | 3772680.0173 | -0.0034632 | 515 | 2146464.6847 | -0.0026421 | 2146464.6847 | -0.001871 | 0.0042673 | 8.0024 | 0.0011163
|  | 0.36332 | 104 | 7 | 1664 | 416776.8191 | 6.7717 | 0.1433 | 5419.3176 | 179.7599 | 438725.5737 | 438725.5737 | 0.0076958 | 0.14965 | 0.00061083 | 0.0010301 | 514 | 2143353.3481 | -0.0042098 | 2143353.3481 | -0.0034194 | 1088 | 4806485.3749 | -0.0027198 | 4840738.6361 | -0.0019329 | 0.013003 | 1.1411 | 0.0011163
|  | 0.36332 | 515 | 20 | 8240 | 2041361.7643 | 3.3858 | 0.3542 | 13417.8239 | 4543.1478 | 2148857.4172 | 2148857.4172 | 0.0044766 | 0.0072568 | 0.00075339 | 0.0012292 | 659 | 2804537.1086 | -0.003929 | 2804537.1086 | -0.0031187 | 632 | 2466588.3937 | -0.0022937 | 2466588.3937 | -0.001533 | 0.006573 | 5.5889 | 0.00094086
|  | 0.36332 | 912 | 14 | 9120 | 3428318.9479 | 4.5669 | 0.2125 | 20031.3359 | 2672.6635 | 3608776.5456 | 3608776.5456 | 0.0026099 | 0.010598 | 0.00050708 | 0.001013 | 462 | 1865164.0941 | -0.0041776 | 1865164.0941 | -0.0033793 | 785 | 3393655.1277 | -0.0025128 | 3393655.1277 | -0.0017301 | 0.0058429 | 9.3862 | 0.00090896
|  | 0.36332 | 719 | 18 | 11504 | 2863125.4677 | 5.7481 | 0.2803 | 31802.9028 | 4621.18 | 3013899.3877 | 3013899.3877 | 0.0018485 | 0.0063686 | 0.00056263 | 0.0010525 | 802 | 3222522.421 | -0.0042318 | 3222522.421 | -0.0034147 | 931 | 3898624.3615 | -0.0025136 | 3898624.3615 | -0.0017276 | 0.011108 | 7.8388 | 0.0010163
|  | 0.36332 | 187 | 5 | 2057 | 721261.263 | 3.5827 | 0.2993 | 3544.3639 | 478.0927 | 759234.1441 | 759234.1441 | 0.012267 | 0.056633 | 0.000855 | 0.0013069 | 84 | 353478.0293 | -0.003637 | 353478.0293 | -0.002921 | 826 | 3510595.9283 | -0.0023733 | 3510595.9283 | -0.0015825 | 0.0049141 | 1.9747 | 0.00094086
|  | 0.36332 | 607 | 18 | 6677 | 2456802.3231 | 6.2598 | 0.1791 | 20101.8213 | 1888.6106 | 2586194.5793 | 2586194.5793 | 0.0027159 | 0.0149 | 0.00071157 | 0.0012033 | 181 | 735784.3328 | -0.0037291 | 735784.3328 | -0.0029839 | 642 | 2516965.4799 | -0.0023283 | 2516965.4799 | -0.0015508 | 0.0081821 | 6.7264 | 0.00094086
|  | 0.36332 | 317 | 18 | 5706 | 1293444.4606 | 6.6535 | 0.2796 | 18258.9375 | 2229.3761 | 1361570.2341 | 1361570.2341 | 0.0027468 | 0.012534 | 0.00066776 | 0.0011264 | 100 | 417202.166 | -0.0037839 | 417202.166 | -0.0030702 | 1055 | 4452456.7576 | -0.0025236 | 4452456.7576 | -0.0017364 | 0.014117 | 3.5413 | 0.0010163
|  | 0.36332 | 81 | 6 | 1458 | 311214.0221 | 4.5669 | 0.1906 | 3202.378 | 182.4045 | 327598.2951 | 327598.2951 | 0.013194 | 0.14754 | 0.00065789 | 0.00106 | 1023 | 4440313.9736 | -0.004292 | 4440313.9736 | -0.0034807 | 887 | 3588355.0194 | -0.0028629 | 3588355.0194 | -0.0020641 | 0.01029 | 0.85206 | 0.0011163
|  | 0.36332 | 719 | 14 | 12942 | 2783414.2229 | 2.9528 | 0.0912 | 18379.3015 | 1357.805 | 2929959.2381 | 2929959.2381 | 0.0031378 | 0.020702 | 0.00049596 | 0.00098705 | 704 | 2860654.5413 | -0.0042846 | 2860654.5413 | -0.0034707 | 690 | 2745766.0023 | -0.0025611 | 2745766.0023 | -0.0017746 | 0.0066031 | 7.6206 | 0.0009181
|  | 0.36332 | 623 | 6 | 11214 | 2361740.0857 | 8.7403 | 0.1041 | 47139.0109 | 766.2427 | 2486064.0359 | 2486064.0359 | 0.00076914 | 0.035071 | 0.00048651 | 0.00098287 | 629 | 2780069.3879 | -0.0041412 | 2787938.6407 | -0.0033338 | 80 | 340856.1744 | -0.0024177 | 340856.1744 | -0.0017235 | 0.019959 | 6.4661 | 0.0010549
|  | 0.36332 | 1052 | 18 | 11572 | 4138863.4455 | 3.6615 | 0.1753 | 20377.9756 | 3203.7293 | 4356798.7724 | 4356798.7724 | 0.0031134 | 0.0094642 | 0.00060353 | 0.0011113 | 224 | 945818.05 | -0.0038194 | 945818.05 | -0.0030587 | 416 | 1631956.5492 | -0.0023188 | 1631956.5492 | -0.0015578 | 0.0049236 | 11.3316 | 0.00096543
|  | 0.36332 | 929 | 3 | 13935 | 3878630.0633 | 4.9607 | 0.1148 | 33246.3147 | 845.1505 | 4082951.3767 | 4082951.3767 | 0.00087547 | 0.031515 | 0.00016226 | 0.00067975 | 438 | 1784599.4512 | -0.0042 | 1784599.4512 | -0.0034096 | 967 | 3850621.9673 | -0.0028723 | 3850621.9673 | -0.0020708 | 0.0085717 | 10.6191 | 0.0011163
|  | 0.36332 | 850 | 8 | 17000 | 3312403.5406 | 2.8347 | 0.2765 | 23176.5933 | 3531.4465 | 3486808.3303 | 3486808.3303 | 0.0020863 | 0.0079087 | 0.00033573 | 0.00083948 | 52 | 206118.3715 | -0.0038646 | 206118.3715 | -0.0031915 | 923 | 3741379.3979 | -0.0027034 | 3741379.3979 | -0.0019169 | 0.0069969 | 9.0689 | 0.0011163
|  | 0.36332 | 960 | 19 | 16320 | 3834255.5587 | 5 | 0.1856 | 39244.9457 | 4470.6289 | 4036174.2659 | 4036174.2659 | 0.0015569 | 0.0065294 | 0.0003421 | 0.00083857 | 915 | 3954803.7618 | -0.0042979 | 3954803.7618 | -0.0034804 | 971 | 3940267.4168 | -0.0027168 | 3940267.4168 | -0.0019251 | 0.010235 | 10.4976 | 0.001002
|  | 0.36332 | 791 | 8 | 8701 | 3103528.5778 | 8.5039 | 0.205 | 35586.1404 | 1715.5729 | 3266944.1095 | 3266944.1095 | 0.0010062 | 0.015556 | 0.00033247 | 0.00083966 | 859 | 3561525.9778 | -0.0042853 | 3561525.9778 | -0.0034711 | 747 | 2938714.5268 | -0.0026872 | 2938714.5268 | -0.0019021 | 0.011466 | 8.497 | 0.0011163
|  | 0.36332 | 191 | 9 | 1910 | 712843.1405 | 10.8268 | 0.2334 | 9945.5099 | 477.1482 | 750363.1696 | 750363.1696 | 0.0040735 | 0.056278 | 0.00052733 | 0.00097574 | 235 | 1049821.6943 | -0.0041265 | 1054450.4757 | -0.0033595 | 569 | 2484679.7004 | -0.0026702 | 2484679.7004 | -0.001889 | 0.013952 | 1.9517 | 0.0011163
|  | 0.36332 | 919 | 13 | 12866 | 3976171.3449 | 6.6143 | 0.2291 | 40928.0459 | 3449.6051 | 4142301.5906 | 4185683.114 | 0.0010866 | 0.0078913 | 0.00031646 | 0.000824 | 1094 | 4885726.634 | -0.0043269 | 4902234.2942 | -0.0035011 | 405 | 1759869.5578 | -0.002612 | 1759869.5578 | -0.0018506 | 0.010293 | 10.8862 | 0.0011163
|  | 0.61041 | 887 | 18 | 15079 | 3821351.0611 | 8.3464 | 1.5689 | 60529.2524 | 33456.2633 | 3995962.0639 | 4022699.1568 | 0.00041567 | 0.00052521 | 0.00064928 | 0.0013208 | 1055 | 4117485.3724 | -0.0071992 | 4117485.3724 | -0.0059908 | 365 | 1630047.3858 | 0.0016063 | 1633298.1775 | 0.0026265 | 0.01584 | 10.4623 | 0.0013512
|  | 0.61041 | 788 | 10 | 12608 | 3430122.1905 | 17.756 | 2.2403 | 107667.5698 | 26525.951 | 3571500.3403 | 3610869.1131 | -0.00026593 | 0.00036868 | 0.00064912 | 0.0013254 | 640 | 2748432.7701 | -0.0073586 | 2748432.7701 | -0.0061669 | 51 | 201663.5192 | 0.0018199 | 201663.5192 | 0.0027061 | 0.031389 | 9.3912 | 0.0015433
|  | 0.61041 | 145 | 18 | 2755 | 653467.7513 | 8.1103 | 2.3474 | 10746.1302 | 8939.6699 | 668448.7554 | 687909.5906 | 0.0032728 | 0.0023368 | 0.00057933 | 0.0011485 | 155 | 693543.2666 | -0.0072438 | 694168.5717 | -0.0061467 | 180 | 746349.3838 | 0.0010797 | 746349.3838 | 0.0020689 | 0.016445 | 1.7891 | 0.0017674
|  | 0.61041 | 814 | 4 | 10582 | 3162244.0015 | 5.197 | 2.1191 | 26449.2918 | 14415.0979 | 3328738.6304 | 3328738.6304 | 0.0009861 | 0.0012568 | 0.00062785 | 0.0013096 | 701 | 3019004.9986 | -0.0069148 | 3019004.9986 | -0.0057289 | 571 | 2535600.0956 | 0.0017152 | 2535600.0956 | 0.0027663 | 0.0083641 | 8.6578 | 0.0012103
|  | 0.61041 | 931 | 10 | 9310 | 3911595.5168 | 3.9371 | 3.7492 | 17628.6762 | 39515.4276 | 4117662.6163 | 4117662.6163 | 0.0024022 | 0.00066551 | 0.00079246 | 0.0014803 | 705 | 3092179.4744 | -0.0069549 | 3092179.4744 | -0.0057669 | 1037 | 4751942.28 | 0.0015851 | 4841401.2302 | 0.0026522 | 0.0045068 | 10.7094 | 0.001228
|  | 0.61041 | 997 | 2 | 9970 | 4145170.1352 | 6.5354 | 2.6495 | 31337.2517 | 16855.2999 | 4363525.9463 | 4363525.9463 | 0.00019613 | 0.0004466 | 0.0001443 | 0.00084015 | 610 | 2503304.4006 | -0.0072876 | 2503304.4006 | -0.0061216 | 373 | 1710081.9139 | 0.0013785 | 1752162.8803 | 0.002397 | 0.0075599 | 11.3489 | 0.0016583
|  | 0.61041 | 972 | 15 | 17496 | 4170802.4935 | 3.701 | 4.0759 | 31142.3534 | 86439.3232 | 4379126.8301 | 4390557.2169 | 0.0014905 | 0.00042853 | 0.00059432 | 0.0012727 | 121 | 473368.4396 | -0.0067867 | 473368.4396 | -0.0057047 | 624 | 2821367.6076 | 0.001209 | 2833792.1087 | 0.0022703 | 0.0074668 | 11.419 | 0.0013689
|  | 0.61041 | 638 | 8 | 10846 | 2744300.8392 | 5.9055 | 1.8239 | 30804.9032 | 15760.2573 | 2873127.7232 | 2888897.2822 | 0.00048559 | 0.00082437 | 0.00025766 | 0.00092656 | 169 | 703377.7001 | -0.0075108 | 703377.7001 | -0.0063958 | 662 | 2628182.4568 | 0.0010857 | 2628182.4568 | 0.0021306 | 0.011225 | 7.5135 | 0.0017674
|  | 0.61041 | 842 | 5 | 10946 | 3549673.1597 | 11.8898 | 1.6604 | 62592.6829 | 12805.6178 | 3736678.2611 | 3736678.2611 | -1.0371e-05 | 0.0014329 | 0.00062817 | 0.0013144 | 752 | 3229325.1943 | -0.007131 | 3229325.1943 | -0.0059453 | 65 | 266407.2175 | 0.0020012 | 266407.2175 | 0.0029013 | 0.017633 | 9.7185 | 0.0015433
|  | 0.61041 | 968 | 7 | 18392 | 4015232.4539 | 17.4017 | 1.6213 | 153926.789 | 20965.2065 | 4226739.9981 | 4226739.9981 | -0.00085243 | 0.00017553 | 0.00018805 | 0.00087455 | 348 | 1417288.243 | -0.0073973 | 1417288.243 | -0.0062547 | 752 | 3047965.6405 | 0.00080173 | 3047965.6405 | 0.0018666 | 0.038336 | 10.9931 | 0.0017674
|  | 0.61041 | 127 | 7 | 1397 | 525840.0243 | 14.7244 | 1.3949 | 9892.9904 | 1753.9111 | 553538.9669 | 553538.9669 | 0.0032104 | 0.014301 | 0.00058628 | 0.001165 | 209 | 837567.1657 | -0.0073098 | 837567.1657 | -0.0061877 | 759 | 3351520.997 | 0.0010421 | 3351520.997 | 0.0020976 | 0.018814 | 1.4397 | 0.0017674
|  | 0.61041 | 294 | 19 | 5586 | 1318920.1084 | 8.5828 | 1.509 | 23058.0989 | 12172.5741 | 1352577.5882 | 1388433.3568 | 0.0011513 | 0.0015308 | 0.00043325 | 0.0010451 | 235 | 1046732.6192 | -0.0073392 | 1047418.7379 | -0.0062123 | 664 | 2668995.7119 | 0.0010611 | 2668995.7119 | 0.0021176 | 0.017483 | 3.611 | 0.0015752
|  | 0.61041 | 722 | 18 | 12996 | 3218342.5993 | 17.2442 | 2.1556 | 107782.0223 | 39146.4411 | 3334742.7666 | 3387957.0975 | -0.0005829 | -0.00027957 | 0.00025517 | 0.00091668 | 479 | 1968900.5684 | -0.007482 | 1968900.5684 | -0.006312 | 426 | 1727795.9851 | 0.0011641 | 1727795.9851 | 0.0021891 | 0.03349 | 8.8113 | 0.0017674
|  | 0.61041 | 411 | 13 | 8220 | 1706433.2302 | 14.449 | 2.0813 | 57121.9708 | 18135.496 | 1796322.4092 | 1796322.4092 | -0.00026142 | 0.00049319 | 0.00036508 | 0.0010027 | 61 | 273273.9052 | -0.0070458 | 273443.9363 | -0.0060093 | 225 | 1015144.9489 | 0.0012778 | 1017704.5513 | 0.0022693 | 0.033474 | 4.672 | 0.0015752
|  | 0.61041 | 617 | 12 | 9255 | 2563017.6644 | 15.315 | 2.0312 | 68169.0118 | 20378.8959 | 2698029.3243 | 2698029.3243 | -0.00033162 | 0.00038011 | 0.00035497 | 0.0010184 | 193 | 760301.2003 | -0.0071919 | 760301.2003 | -0.0060851 | 1096 | 4401127.3679 | 0.0010775 | 4401127.3679 | 0.0021419 | 0.026597 | 7.0172 | 0.0017261
|  | 0.61041 | 88 | 17 | 1496 | 364742.9436 | 12.1654 | 1.7675 | 8752.8918 | 3576.1109 | 383956.1435 | 383956.1435 | 0.0039851 | 0.0066794 | 0.00070091 | 0.0012375 | 751 | 3118518.8281 | -0.0075368 | 3118518.8281 | -0.0063606 | 631 | 2684218.6652 | 0.00082872 | 2684218.6652 | 0.001886 | 0.023997 | 0.99861 | 0.0017674
|  | 0.61041 | 1074 | 15 | 21480 | 4796509.5054 | 12.5198 | 2.1648 | 129337.7324 | 55034.5739 | 4954486.5435 | 5049300.4386 | -0.00061417 | -0.00044586 | 0.0001817 | 0.00086099 | 840 | 3945546.562 | -0.0076012 | 4191405.6143 | -0.0064127 | 424 | 1905711.0258 | 0.0011359 | 1908509.0823 | 0.0021703 | 0.026965 | 13.1321 | 0.0015752
|  | 0.61041 | 632 | 15 | 12640 | 2343258.974 | 12.0866 | 2.1532 | 73475.8803 | 32211.8002 | 2466588.3937 | 2466588.3937 | -0.00013959 | 0.00012685 | 0.00052553 | 0.0011736 | 547 | 2179748.2012 | -0.007294 | 2179748.2012 | -0.0061174 | 476 | 1926757.8072 | 0.0011027 | 1926757.8072 | 0.0021434 | 0.031356 | 6.4155 | 0.0014343
|  | 0.61041 | 253 | 6 | 3542 | 964993.3437 | 11.8503 | 0.9998 | 20186.9857 | 2613.684 | 1015793.8182 | 1015793.8182 | 0.0011203 | 0.0093524 | 0.00055776 | 0.0011753 | 834 | 3602416.9572 | -0.0074726 | 3602416.9572 | -0.0062845 | 123 | 560922.6576 | 0.0012487 | 568985.3573 | 0.002214 | 0.020919 | 2.642 | 0.0017143
|  | 0.61041 | 504 | 14 | 6552 | 1928669.8975 | 9.1733 | 0.408 | 28906.3369 | 3369.1432 | 2030204.1106 | 2030204.1106 | 0.00061662 | 0.0071729 | 0.00033246 | 0.00098078 | 1017 | 4172473.3712 | -0.0076042 | 4172473.3712 | -0.0064079 | 768 | 3026425.4697 | 0.0010404 | 3026425.4697 | 0.0021015 | 0.014988 | 5.2804 | 0.0017674
|  | 0.36332 | 631 | 10 | 11358 | 2398293.0892 | 2.6379 | 0.4668 | 14409.6611 | 4789.6415 | 2524543.7846 | 2524543.7846 | 0.0034922 | 0.0061853 | 0.00043876 | 0.00093008 | 589 | 2387598.83 | -0.0041412 | 2387598.83 | -0.0033579 | 956 | 3910532.3594 | -0.0026451 | 3910532.3594 | -0.0018589 | 0.0060083 | 6.5662 | 0.0010847
|  | 0.61041 | 760 | 2 | 12160 | 2925916.0331 | 5.5118 | 0.2005 | 32234.4749 | 1085.225 | 3079957.1364 | 3079957.1364 | 6.4272e-05 | 0.023612 | 0.00010195 | 0.00078176 | 926 | 4114071.7792 | -0.0077599 | 4122193.4077 | -0.0065499 | 882 | 3458805.263 | 0.001125 | 3458805.263 | 0.0021882 | 0.011017 | 8.0107 | 0.0017143
|  | 0.61041 | 1059 | 11 | 13767 | 4253491.1159 | 5.1576 | 0.5686 | 34149.2008 | 8415.6622 | 4477496.8294 | 4477496.8294 | 0.00052988 | 0.0025053 | 0.00017999 | 0.00086781 | 539 | 2179471.6848 | -0.0077412 | 2179471.6848 | -0.0065615 | 631 | 2487843.4162 | 0.0010982 | 2487843.4162 | 0.0021394 | 0.0080285 | 11.6454 | 0.0017674
|  | 0.36332 | 699 | 4 | 13281 | 2777435.6602 | 3.7795 | 0.3541 | 24141.1915 | 2435.2677 | 2923694.7311 | 2923694.7311 | 0.0014661 | 0.010801 | 0.00020669 | 0.00071127 | 774 | 3337598.5037 | -0.0042894 | 3337598.5037 | -0.0034714 | 230 | 915302.464 | -0.0025242 | 915302.464 | -0.0017898 | 0.0086919 | 7.6042 | 0.0011163
|  | 0.36332 | 1091 | 12 | 12001 | 4374249.0659 | 5 | 0.7894 | 28858.9825 | 11451.7036 | 4604611.3506 | 4604611.3506 | 0.0016251 | 0.0025176 | 0.00029867 | 0.00081314 | 818 | 3335641.8088 | -0.0042741 | 3335641.8088 | -0.0034637 | 1057 | 4441644.9861 | -0.0027275 | 4441644.9861 | -0.0019338 | 0.0065975 | 11.976 | 0.001002
|  | 0.36332 | 485 | 5 | 5820 | 1912882.7257 | 5.1181 | 0.2399 | 14326.0125 | 1029.8077 | 2013609.0585 | 2013609.0585 | 0.0028569 | 0.026084 | 0.0004481 | 0.00094089 | 458 | 1799372.6044 | -0.0041466 | 1799372.6044 | -0.003353 | 543 | 2408130.8861 | -0.0026146 | 2411092.1879 | -0.0018303 | 0.0074892 | 5.2372 | 0.0010847
|  | 0.36332 | 715 | 6 | 7150 | 2775742.142 | 5.9843 | 0.4443 | 20578.4648 | 2811.6841 | 2921886.3789 | 2921886.3789 | 0.0019575 | 0.0095031 | 0.00040209 | 0.00090773 | 993 | 4141016.2684 | -0.0042481 | 4141016.2684 | -0.0034266 | 434 | 1780859.6401 | -0.0025503 | 1780859.6401 | -0.0017899 | 0.0074137 | 7.5996 | 0.0010847
|  | 0.61041 | 447 | 4 | 6705 | 1697581.4569 | 8.8189 | 1.4369 | 28438.5058 | 5684.8398 | 1786944.8013 | 1786944.8013 | 0.0001612 | 0.0034283 | 0.00010805 | 0.00075918 | 935 | 4034646.6612 | -0.0076063 | 4034646.6612 | -0.0064074 | 739 | 2908623.8628 | 0.0010746 | 2908623.8628 | 0.0021204 | 0.016752 | 4.6477 | 0.0017674
|  | 0.61041 | 225 | 18 | 2475 | 938674.0269 | 9.5278 | 0.9075 | 11341.2627 | 3547.2133 | 988121.9171 | 988121.9171 | 0.0029881 | 0.006855 | 0.00047719 | 0.0010855 | 852 | 3667611.32 | -0.0075984 | 3667611.32 | -0.006399 | 615 | 2701460.6965 | 0.0010627 | 2701460.6965 | 0.0021179 | 0.012082 | 2.5699 | 0.0017674
|  | 0.61041 | 72 | 6 | 1440 | 298887.1206 | 7.6379 | 0.808 | 5289.6877 | 730.4482 | 314631.4728 | 314631.4728 | 0.0070273 | 0.035895 | 0.0007245 | 0.0012573 | 143 | 579393.4586 | -0.0071943 | 579393.4586 | -0.0061141 | 825 | 3523272.2686 | 0.0010133 | 3523272.2686 | 0.0020808 | 0.017698 | 0.81831 | 0.0017674
|  | 0.61041 | 438 | 13 | 4818 | 1800693.3471 | 4.7244 | 0.7843 | 10947.3003 | 4801.1117 | 1895541.1218 | 1895541.1218 | 0.0033234 | 0.0050671 | 0.00033819 | 0.00098678 | 210 | 928163.9674 | -0.0072985 | 928163.9674 | -0.0061865 | 362 | 1602129.0766 | 0.000921 | 1602129.0766 | 0.0019557 | 0.0060795 | 4.93 | 0.0017674
|  | 0.36332 | 91 | 4 | 1729 | 361244.3728 | 4.5276 | 0.3848 | 3764.9275 | 344.5245 | 380267.2785 | 380267.2785 | 0.010972 | 0.077872 | 0.00049122 | 0.00090486 | 86 | 374934.7562 | -0.0039759 | 374934.7562 | -0.0032593 | 403 | 1598149.1568 | -0.0026035 | 1598149.1568 | -0.0018438 | 0.010422 | 0.98903 | 0.0011163
|  | 0.61041 | 535 | 12 | 8025 | 2164261.2132 | 6.8897 | 0.5865 | 26591.2606 | 5102.2836 | 2278245.7908 | 2278245.7908 | 0.0010059 | 0.0047112 | 0.00051906 | 0.001174 | 114 | 517260.7022 | -0.0069955 | 521777.6925 | -0.0059061 | 720 | 2965351.9636 | 0.0012667 | 2965351.9636 | 0.0023208 | 0.012287 | 5.9254 | 0.0014343
|  | 0.61041 | 961 | 15 | 15376 | 3563088.4082 | 6.3386 | 0.4184 | 46873.8138 | 8027.9102 | 3750619.3771 | 3750619.3771 | 0.00024318 | 0.0027148 | 0.00022859 | 0.00090042 | 99 | 415325.9989 | -0.0071552 | 415325.9989 | -0.0060807 | 549 | 2513186.0008 | 0.0011049 | 2564586.3521 | 0.0021391 | 0.013155 | 9.7552 | 0.0017674
|  | 0.61041 | 783 | 11 | 9396 | 3108963.321 | 7.874 | 0.5163 | 35582.1342 | 5375.4164 | 3272679.6751 | 3272679.6751 | 0.00030873 | 0.0041518 | 0.00023463 | 0.00090981 | 568 | 2461638.7483 | -0.0075219 | 2461638.7483 | -0.0063422 | 952 | 3829929.9104 | 0.00099794 | 3829929.9104 | 0.0020692 | 0.011445 | 8.5119 | 0.0017674
|  | 0.36332 | 558 | 2 | 6696 | 2210577.8912 | 6.3386 | 0.334 | 20412.7899 | 1235.2426 | 2326983.7779 | 2326983.7779 | 0.0019524 | 0.021717 | 0.0005622 | 0.0010629 | 831 | 3364323.5632 | -0.0039475 | 3364323.5632 | -0.003133 | 600 | 2457704.8708 | -0.0023143 | 2457704.8708 | -0.0015432 | 0.0092341 | 6.0522 | 0.00094086
|  | 0.61041 | 943 | 13 | 18860 | 4058514.6026 | 8.622 | 0.3339 | 78206.5776 | 6675.4576 | 4240243.4617 | 4272357.4299 | -0.00031805 | 0.0032038 | 0.00021011 | 0.00088709 | 1077 | 4340072.1812 | -0.0075979 | 4340072.1812 | -0.0064038 | 962 | 3961195.9069 | 0.0010155 | 3961195.9069 | 0.0020793 | 0.01927 | 11.1116 | 0.0017644
|  | 0.61041 | 924 | 9 | 12012 | 3827757.7611 | 6.4173 | 0.5071 | 37073.2995 | 5796.3655 | 4029387.9652 | 4029387.9652 | 0.00026718 | 0.0037936 | 0.0001999 | 0.00088554 | 343 | 1379396.873 | -0.0073887 | 1379396.873 | -0.0062464 | 879 | 3574715.262 | 0.0010182 | 3574715.262 | 0.0020854 | 0.0096854 | 10.4798 | 0.0017644
|  | 0.36332 | 595 | 6 | 8330 | 2482541.5969 | 6.496 | 0.3181 | 26024.6317 | 1955.6902 | 2613318.1347 | 2613318.1347 | 0.0014442 | 0.013623 | 0.00035811 | 0.00085864 | 305 | 1212243.68 | -0.0041216 | 1212243.68 | -0.0033603 | 1048 | 4227808.6745 | -0.0027166 | 4227808.6745 | -0.001927 | 0.010483 | 6.7968 | 0.0011163
|  | 0.36332 | 625 | 18 | 10625 | 2455621.3856 | 6.7716 | 0.329 | 34603.0045 | 4943.4992 | 2584922.8781 | 2584922.8781 | 0.0014387 | 0.0056867 | 0.00039352 | 0.00087664 | 947 | 3887715.1172 | -0.0042808 | 3887715.1172 | -0.0034713 | 437 | 1877883.7174 | -0.0026372 | 1877883.7174 | -0.0018649 | 0.014091 | 6.7231 | 0.0011163
|  | 0.61041 | 394 | 2 | 7486 | 1600837.7222 | 7.4804 | 0.1077 | 26931.976 | 317.9282 | 1685151.3137 | 1685151.3137 | 0.00021908 | 0.083385 | 0.00013265 | 0.00078259 | 660 | 2626099.7638 | -0.0075084 | 2626099.7638 | -0.00633 | 241 | 1075383.3807 | 0.0012737 | 1079597.6044 | 0.0022729 | 0.016824 | 4.3829 | 0.0015664
|  | 0.61041 | 467 | 3 | 8406 | 1762913.5014 | 11.2991 | 0.5382 | 45680.0754 | 2131.4419 | 1855711.6586 | 1855711.6586 | -0.00016392 | 0.011586 | 0.00038702 | 0.0010406 | 1028 | 4252483.9113 | -0.0075775 | 4252483.9113 | -0.0063671 | 303 | 1240286.8872 | 0.0012616 | 1240286.8872 | 0.0022812 | 0.025912 | 4.8266 | 0.001617
|  | 0.61041 | 120 | 11 | 1680 | 493191.8029 | 10.8267 | 0.6704 | 8747.8023 | 1178.9923 | 519169.5982 | 519169.5982 | 0.0038995 | 0.021919 | 0.00061194 | 0.0011806 | 1068 | 4518283.7331 | -0.0076252 | 4518283.7331 | -0.0064221 | 1053 | 4656159.2629 | 0.00098186 | 4656159.2629 | 0.002052 | 0.017737 | 1.3503 | 0.0015752
|  | 0.61041 | 490 | 13 | 6370 | 2012043.0697 | 7.9921 | 0.6575 | 24484.6509 | 5019.9966 | 2118022.3277 | 2118022.3277 | 0.00090716 | 0.0045608 | 0.00032055 | 0.00097288 | 383 | 1502202.1718 | -0.0073971 | 1502202.1718 | -0.0062572 | 856 | 3444528.4552 | 0.0010221 | 3444528.4552 | 0.0020863 | 0.012169 | 5.5087 | 0.0017674
|  | 0.61041 | 291 | 17 | 3201 | 1151962.6093 | 11.5353 | 1.1159 | 17758.5762 | 5420.6932 | 1212622.9802 | 1212622.9802 | 0.0015326 | 0.0041276 | 0.0004346 | 0.0010551 | 828 | 3307492.5249 | -0.007571 | 3307492.5249 | -0.0063804 | 261 | 1123293.2023 | 0.0012324 | 1123293.2023 | 0.0022426 | 0.015416 | 3.1539 | 0.0017674
|  | 0.61041 | 926 | 4 | 18520 | 3928754.8548 | 7.5592 | 0.9493 | 67330.2757 | 8865.9699 | 4133056.2804 | 4135740.114 | -0.00067573 | 0.0017559 | -2.9303e-05 | 0.00066007 | 774 | 3202036.4277 | -0.0075503 | 3202036.4277 | -0.0063601 | 921 | 4009628.3606 | 0.0010364 | 4009628.3606 | 0.0020948 | 0.017138 | 10.7563 | 0.0017585
|  | 0.61041 | 810 | 17 | 15390 | 3374661.448 | 8.9765 | 1.1383 | 66441.4695 | 23134.5559 | 3552431.6642 | 3552431.6642 | -5.7719e-05 | 0.00047858 | 0.00032474 | 0.00099045 | 982 | 4500249.2857 | -0.0077973 | 4575188.2214 | -0.0065861 | 163 | 643977.6129 | 0.0014259 | 643977.6129 | 0.002403 | 0.019688 | 9.2393 | 0.0017261
|  | 0.61041 | 756 | 8 | 10584 | 3215955.4426 | 9.5275 | 1.1082 | 48497.8363 | 10105.3943 | 3382438.3245 | 3385390.1957 | -6.2717e-05 | 0.0017464 | 0.00030341 | 0.00098196 | 356 | 1431379.0954 | -0.0073468 | 1431379.0954 | -0.0061905 | 82 | 367207.9333 | 0.0015719 | 367637.8457 | 0.0024991 | 0.01508 | 8.8048 | 0.0017261
|  | 0.61041 | 495 | 14 | 4950 | 1848792.1541 | 7.1654 | 1.2248 | 17058.4361 | 8361.0513 | 1946102.6851 | 1946102.6851 | 0.0017426 | 0.0024848 | 0.00033468 | 0.00098382 | 940 | 4005777.3127 | -0.0076041 | 4005777.3127 | -0.0064059 | 732 | 3116242.2915 | 0.0010383 | 3116242.2915 | 0.002099 | 0.0092268 | 5.0617 | 0.0015752
|  | 0.61041 | 909 | 13 | 10908 | 3601545.1592 | 8.7403 | 1.3615 | 45852.7136 | 18290.3359 | 3791197.5777 | 3791197.5777 | 5.9712e-05 | 0.00061678 | 0.0002117 | 0.00089147 | 712 | 3072539.2428 | -0.007558 | 3072539.2428 | -0.0063705 | 562 | 2327587.2568 | 0.00085277 | 2327587.2568 | 0.0019046 | 0.012731 | 9.8605 | 0.0015752
|  | 0.61041 | 200 | 13 | 2400 | 761749.7433 | 9.5672 | 1.8787 | 11043.066 | 5552.9988 | 801850.3488 | 801850.3488 | 0.0031771 | 0.0041926 | 0.00072822 | 0.0013254 | 480 | 1940995.3715 | -0.0072635 | 1940995.3715 | -0.0060969 | 554 | 2186187.5154 | 0.0013313 | 2186187.5154 | 0.0023671 | 0.014497 | 2.0856 | 0.0014343
|  | 0.61041 | 475 | 13 | 8075 | 1948101.98 | 12.2835 | 1.2765 | 47704.3778 | 11394.648 | 2050712.4105 | 2050712.4105 | -7.6125e-05 | 0.0014149 | 0.00033426 | 0.00098121 | 763 | 3208660.6858 | -0.0078149 | 3208660.6858 | -0.0066162 | 1050 | 4267208.8726 | 0.0010145 | 4267208.8726 | 0.0020725 | 0.024488 | 5.3336 | 0.0017674
|  | 0.61041 | 964 | 18 | 13496 | 3998285.8999 | 7.6772 | 1.9621 | 49831.2175 | 39166.2381 | 4208900.6289 | 4208900.6289 | 0.00018374 | 2.1727e-05 | 0.00020573 | 0.00088359 | 200 | 790924.327 | -0.0072973 | 790924.327 | -0.006179 | 535 | 2386399.8502 | 0.0010997 | 2386651.7474 | 0.0021421 | 0.012463 | 10.9467 | 0.0015752
|  | 0.66714 | 68 | 19 | 1360 | 291663.4636 | 13.2283 | 2.2074 | 8652.3986 | 4294.5776 | 306552.8504 | 307030.8276 | 0.0043278 | 0.0057027 | 0.0012419 | 0.0017851 | 243 | 1011625.9544 | -0.0076114 | 1011625.9544 | -0.0064021 | 628 | 2489431.3668 | 0.002403 | 2489431.3668 | 0.0035149 | 0.029666 | 0.79853 | 0.0014652
|  | 0.66714 | 369 | 8 | 5904 | 1447956.8408 | 13.2283 | 2.0179 | 37561.5892 | 9716.9725 | 1524198.7174 | 1524198.7174 | -0.0001229 | 0.0015357 | 0.00036732 | 0.0010419 | 515 | 2100690.7357 | -0.0082428 | 2100690.7357 | -0.0069846 | 618 | 2485085.4139 | 0.0019453 | 2485085.4139 | 0.0030553 | 0.025941 | 3.9643 | 0.0017068
|  | 0.61041 | 925 | 12 | 16650 | 3538592.5553 | 10.6693 | 1.5156 | 85436.5571 | 25913.0405 | 3724880.1738 | 3724880.1738 | -0.00045921 | 9.5185e-05 | 0.00022495 | 0.00089892 | 574 | 2370257.3784 | -0.007483 | 2370257.3784 | -0.006321 | 575 | 2432779.0027 | 0.00084133 | 2432779.0027 | 0.0018968 | 0.024144 | 9.6881 | 0.0015752
|  | 0.66714 | 928 | 5 | 16704 | 4200647.2439 | 12.5591 | 4.1227 | 100895.6805 | 40949.5148 | 4301400.3672 | 4422054.0322 | -0.00088967 | -0.00064452 | 0.00015033 | 0.00087682 | 409 | 1757854.9386 | -0.0082074 | 1757854.9386 | -0.006958 | 66 | 283663.6331 | 0.0024408 | 283663.6331 | 0.0034063 | 0.024019 | 11.5007 | 0.0017068
|  | 0.66714 | 910 | 11 | 10920 | 3703998.3421 | 10.4331 | 2.2949 | 54793.5682 | 27768.5616 | 3899084.6271 | 3899084.6271 | -0.00014802 | 5.4159e-05 | 0.00040621 | 0.001129 | 193 | 779738.7327 | -0.0077676 | 779738.7327 | -0.0065834 | 382 | 1597930.4731 | 0.0022748 | 1597930.4731 | 0.0033572 | 0.014793 | 10.141 | 0.0015528
|  | 0.66714 | 978 | 4 | 14670 | 4238795.9769 | 10.6298 | 3.5244 | 74997.8445 | 30507.6117 | 4437424.5548 | 4462148.5744 | -0.00099942 | -0.00067376 | -0.00011129 | 0.00062188 | 359 | 1448481.9311 | -0.0081696 | 1448481.9311 | -0.0069295 | 868 | 3766430.2391 | 0.0018615 | 3766430.2391 | 0.0029923 | 0.017693 | 11.6052 | 0.0017068
|  | 0.66714 | 166 | 20 | 2324 | 649620.6931 | 13.7008 | 2.9637 | 15313.541 | 11037.8512 | 683825.6383 | 683825.6383 | 0.0019587 | 0.0016304 | 0.00080082 | 0.0014124 | 377 | 1487406.9491 | -0.0079262 | 1487406.9491 | -0.0066941 | 1072 | 4595879.76 | 0.0017912 | 4595879.76 | 0.002936 | 0.023573 | 1.7786 | 0.0015528
|  | 0.61041 | 55 | 8 | 605 | 224783.4543 | 11.7718 | 0.68 | 3425.2464 | 395.6858 | 236622.9493 | 236622.9493 | 0.011379 | 0.067056 | 0.00079052 | 0.0013015 | 812 | 3265718.0548 | -0.0075713 | 3265718.0548 | -0.00638 | 453 | 1853988.3992 | 0.0011537 | 1853988.3992 | 0.0021806 | 0.015238 | 0.61542 | 0.0017674
|  | 0.61041 | 261 | 5 | 2871 | 1041666.0757 | 10.1968 | 0.9496 | 14079.6114 | 2117.1178 | 1096521.7592 | 1096521.7592 | 0.0019325 | 0.011667 | 0.0004356 | 0.0010601 | 216 | 896845.8474 | -0.007316 | 896845.8474 | -0.0061938 | 970 | 4336589.0764 | 0.00074244 | 4340388.8112 | 0.0018203 | 0.013516 | 2.8519 | 0.0015752
|  | 0.61041 | 441 | 7 | 8379 | 1829974.9055 | 7.9922 | 0.8799 | 32207.1361 | 5183.6099 | 1926371.4637 | 1926371.4637 | 0.00052448 | 0.0044273 | 0.00054389 | 0.0011941 | 857 | 3550590.1521 | -0.0073728 | 3550590.1521 | -0.0061794 | 468 | 1998682.8478 | 0.00133 | 1998682.8478 | 0.0023706 | 0.0176 | 5.0102 | 0.0014343
|  | 0.61041 | 570 | 11 | 11400 | 2171336.1982 | 13.4253 | 1.3276 | 73607.5605 | 14174.221 | 2285641.4622 | 2285641.4622 | -0.00044887 | 0.00089289 | 0.00031582 | 0.00096702 | 570 | 2412057.6659 | -0.0075095 | 2412057.6659 | -0.0063351 | 261 | 1052571.3318 | 0.0010079 | 1052571.3318 | 0.002018 | 0.0339 | 5.9448 | 0.0017674
|  | 0.61041 | 849 | 15 | 9339 | 3503563.9486 | 13.7009 | 1.4735 | 61537.9531 | 19183.5868 | 3688111.8949 | 3688111.8949 | -0.00027022 | 0.00045657 | 0.000217 | 0.00089541 | 840 | 3356760.7775 | -0.007825 | 3356760.7775 | -0.0066233 | 908 | 3980833.8136 | 0.0010136 | 3980833.8136 | 0.0020753 | 0.017564 | 9.5922 | 0.0017674
|  | 0.66714 | 775 | 9 | 7750 | 3104161.341 | 13.5433 | 2.1808 | 50480.0499 | 18089.9177 | 3267635.4306 | 3267635.4306 | -0.00040139 | 0.00025799 | 0.0002047 | 0.00092227 | 447 | 1752349.4978 | -0.0081861 | 1752349.4978 | -0.0069472 | 245 | 1116906.9974 | 0.0021315 | 1132835.9097 | 0.0031856 | 0.016262 | 8.4987 | 0.0017068
|  | 0.61041 | 563 | 8 | 6193 | 2166652.3884 | 10.5118 | 1.1992 | 31309.1836 | 7142.9702 | 2280720.0955 | 2280720.0955 | 0.00032554 | 0.0027599 | 0.00029565 | 0.00095703 | 245 | 994432.8264 | -0.007583 | 994432.8264 | -0.006447 | 396 | 1744003.8603 | 0.0011536 | 1744003.8603 | 0.0021834 | 0.01445 | 5.932 | 0.0017674
|  | 0.66714 | 249 | 5 | 3984 | 945685.703 | 10.315 | 1.249 | 19764.3318 | 3136.7043 | 995468.1001 | 995468.1001 | 0.0011887 | 0.0076544 | 0.0007682 | 0.0014201 | 540 | 2398167.9803 | -0.0079247 | 2398167.9803 | -0.0066753 | 780 | 3225959.9476 | 0.0022121 | 3225959.9476 | 0.0033324 | 0.020899 | 2.5891 | 0.0017525
|  | 0.36332 | 781 | 14 | 12496 | 3421625.9344 | 3.3859 | 0.2751 | 20348.796 | 4077.4463 | 3538449.1958 | 3601933.0391 | 0.002647 | 0.0071895 | 0.00034048 | 0.00083963 | 1047 | 4395616.4991 | -0.0043103 | 4395616.4991 | -0.0034895 | 287 | 1147804.3009 | -0.002715 | 1147804.3009 | -0.0019595 | 0.0059471 | 9.3679 | 0.0011163
|  | 0.61041 | 307 | 13 | 3684 | 1185877.7796 | 5.5907 | 0.5419 | 9905.568 | 2458.6555 | 1248312.4571 | 1248312.4571 | 0.0041802 | 0.01087 | 0.0009709 | 0.0015951 | 124 | 523557.7175 | -0.0066554 | 523557.7175 | -0.0055672 | 318 | 1241099.8563 | 0.0017937 | 1241099.8563 | 0.0027919 | 0.0083529 | 3.2468 | 0.0014814
|  | 0.36332 | 366 | 12 | 5124 | 1392497.6528 | 3.2284 | 0.1014 | 7955.9132 | 575.9783 | 1465801.9495 | 1465801.9495 | 0.0058138 | 0.047265 | 0.00044607 | 0.00091814 | 396 | 1630786.4058 | -0.0041965 | 1630786.4058 | -0.0034054 | 376 | 1537311.3712 | -0.0025975 | 1537311.3712 | -0.0018398 | 0.0057134 | 3.8125 | 0.0011163
|  | 0.36332 | 264 | 5 | 2640 | 1054627.1042 | 6.1812 | 0.3546 | 7848.2042 | 770.7586 | 1110165.7214 | 1110165.7214 | 0.0052129 | 0.034776 | 0.00046498 | 0.00093479 | 914 | 3798787.2213 | -0.0042797 | 3798787.2213 | -0.0034701 | 832 | 3550611.1831 | -0.0027187 | 3550611.1831 | -0.0019231 | 0.0074417 | 2.8874 | 0.0011163
|  | 0.36332 | 654 | 15 | 12426 | 2559205.579 | 4.6064 | 0.0689 | 27528.755 | 1024.8846 | 2693957.212 | 2693957.212 | 0.0018953 | 0.026678 | 0.00038548 | 0.00087149 | 997 | 4103058.4355 | -0.0042933 | 4103058.4355 | -0.0034791 | 285 | 1116633.8929 | -0.002562 | 1116633.8929 | -0.0018137 | 0.010757 | 7.0067 | 0.0011163
|  | 0.36332 | 264 | 17 | 4752 | 1074041.5695 | 4.5275 | 0.1956 | 10347.3339 | 1241.456 | 1130610.1784 | 1130610.1784 | 0.0045851 | 0.022208 | 0.00049946 | 0.00095156 | 879 | 3596343.5254 | -0.0044394 | 3596343.5254 | -0.003617 | 705 | 3204508.2592 | -0.0027026 | 3287301.1093 | -0.0019146 | 0.009634 | 2.9406 | 0.0011163
|  | 0.61041 | 287 | 12 | 5740 | 1193350.5935 | 4.252 | 0.5462 | 11738.1248 | 3129.8321 | 1256212.9598 | 1256212.9598 | 0.0036237 | 0.0086322 | 0.00097984 | 0.0015993 | 380 | 1532435.3024 | -0.0068727 | 1532435.3024 | -0.0057228 | 395 | 1752828.732 | 0.0017274 | 1754384.8198 | 0.0027431 | 0.0098363 | 3.2672 | 0.0014814
|  | 0.61041 | 637 | 15 | 10829 | 2424126.8467 | 4.1732 | 0.5133 | 21734.5737 | 6831.1284 | 2551738.7247 | 2551738.7247 | 0.0021306 | 0.0041361 | 0.00084678 | 0.0015006 | 441 | 1832926.5215 | -0.0069131 | 1832926.5215 | -0.0057511 | 877 | 3592398.5254 | 0.0015776 | 3592398.5254 | 0.0026352 | 0.0089659 | 6.6369 | 0.0012893
|  | 0.36332 | 1018 | 14 | 19342 | 4231354.0431 | 7.874 | 0.2137 | 73247.088 | 4692.7702 | 4454249.3549 | 4454249.3549 | 0.00057971 | 0.0057745 | 0.00032079 | 0.00082514 | 932 | 3939213.6565 | -0.0042874 | 3939213.6565 | -0.003475 | 900 | 3627691.1959 | -0.0026857 | 3627691.1959 | -0.0019072 | 0.017311 | 11.5848 | 0.0011163
|  | 0.36332 | 168 | 18 | 2856 | 648353.3533 | 4.6062 | 0.0912 | 6326.9524 | 368.3517 | 682487.939 | 682487.939 | 0.0072392 | 0.07366 | 0.00057713 | 0.0010046 | 372 | 1501709.5412 | -0.0041606 | 1501709.5412 | -0.0033837 | 279 | 1113727.6157 | -0.0025603 | 1113727.6157 | -0.0018112 | 0.0097585 | 1.7751 | 0.0011146
|  | 0.36332 | 185 | 10 | 2590 | 717345.0681 | 3.9369 | 0.1409 | 4903.9691 | 359.4788 | 755113.3076 | 755113.3076 | 0.0088702 | 0.075143 | 0.00053348 | 0.00097866 | 913 | 4117766.6423 | -0.0042696 | 4186603.9918 | -0.0034692 | 811 | 3319319.6325 | -0.0026785 | 3319319.6325 | -0.0019011 | 0.0068363 | 1.964 | 0.0011163
|  | 0.36332 | 1023 | 8 | 11253 | 4091928.4755 | 2.5197 | 0.1259 | 13636.7453 | 1362.637 | 4307419.0617 | 4307419.0617 | 0.0034568 | 0.020143 | 0.00029986 | 0.00081562 | 73 | 318945.1525 | -0.0039406 | 318945.1525 | -0.0032382 | 178 | 755845.6898 | -0.0025102 | 755845.6898 | -0.0017781 | 0.0033326 | 11.2031 | 0.0011163
|  | 0.36332 | 382 | 17 | 5730 | 1515191.3229 | 2.9133 | 0.1164 | 8028.4814 | 928.9623 | 1594979.8741 | 1594979.8741 | 0.0062567 | 0.02999 | 0.0004468 | 0.00091628 | 233 | 980521.5236 | -0.0041083 | 980521.5236 | -0.0033482 | 723 | 2857433.4305 | -0.002676 | 2857433.4305 | -0.0018958 | 0.0052987 | 4.1484 | 0.0011163
|  | 0.36332 | 226 | 16 | 2486 | 889844.3114 | 2.1653 | 0.0899 | 2588.8851 | 325.3595 | 936700.0867 | 936700.0867 | 0.017785 | 0.084157 | 0.00054454 | 0.0009973 | 717 | 2987007.6554 | -0.0042123 | 2987007.6554 | -0.0034113 | 1036 | 4245810.7227 | -0.0026706 | 4245810.7227 | -0.0018857 | 0.0029094 | 2.4363 | 0.00098266
|  | 0.36332 | 126 | 19 | 1260 | 503519.5662 | 3.8977 | 0.1238 | 2361.9599 | 263.2817 | 530035.9078 | 530035.9078 | 0.018742 | 0.10304 | 0.00059305 | 0.0010169 | 151 | 638681.8949 | -0.0040402 | 638681.8949 | -0.0033036 | 702 | 2739786.4753 | -0.0028268 | 2739786.4753 | -0.0020386 | 0.0046909 | 1.3786 | 0.0011163
|  | 0.36332 | 316 | 12 | 4108 | 1182057.0396 | 2.5197 | 0.2819 | 4978.2058 | 1316.5044 | 1244274.9603 | 1244274.9603 | 0.0094406 | 0.021388 | 0.00065096 | 0.001117 | 981 | 4377542.5618 | -0.0041261 | 4433662.3476 | -0.0033064 | 347 | 1451938.389 | -0.0024112 | 1451938.389 | -0.0016529 | 0.0042115 | 3.2363 | 0.00090545
|  | 0.36332 | 284 | 14 | 3692 | 1148022.5181 | 3.0708 | 0.3244 | 5452.6397 | 1509.4821 | 1208484.7884 | 1208484.7884 | 0.0084654 | 0.01854 | 0.00047253 | 0.00093639 | 427 | 1685857.4373 | -0.0042014 | 1685857.4373 | -0.0034088 | 1030 | 4504152.9051 | -0.002746 | 4504152.9051 | -0.0019434 | 0.0047496 | 3.1431 | 0.0011163
|  | 0.36332 | 1054 | 8 | 12648 | 3975118.9452 | 2.0472 | 0.1243 | 12453.0492 | 1450.8073 | 4184364.0444 | 4184364.0444 | 0.003924 | 0.019111 | 0.00030524 | 0.00081912 | 531 | 2161154.8035 | -0.0042036 | 2161154.8035 | -0.0034165 | 973 | 4259889.8087 | -0.0027324 | 4265737.2135 | -0.0019352 | 0.0031327 | 10.8833 | 0.0011163
|  | 0.36332 | 405 | 11 | 7290 | 1616646.3516 | 2.4016 | 0.087 | 8420.1878 | 612.1142 | 1701781.4558 | 1701781.4558 | 0.0057557 | 0.044742 | 0.00046655 | 0.00094288 | 188 | 785472.099 | -0.0040551 | 785472.099 | -0.0032977 | 701 | 3041650.862 | -0.0026521 | 3041650.862 | -0.0018671 | 0.0052084 | 4.4261 | 0.00098266
|  | 0.36332 | 55 | 20 | 715 | 217113.0263 | 2.2441 | 0.2238 | 771.6881 | 260.9611 | 228545.5837 | 228545.5837 | 0.056922 | 0.10507 | 0.00092528 | 0.0012932 | 505 | 2121162.5287 | -0.0040315 | 2121162.5287 | -0.0032378 | 929 | 3632452.2994 | -0.0024943 | 3632452.2994 | -0.0017194 | 0.0035543 | 0.59442 | 0.0010198
|  | 0.36332 | 933 | 14 | 18660 | 3908262.4293 | 2.441 | 0.213 | 21906.4999 | 4458.6507 | 4109959.5559 | 4114149.5756 | 0.0028688 | 0.0069944 | 0.00033177 | 0.00083278 | 671 | 2682427.0108 | -0.0042448 | 2682427.0108 | -0.003443 | 561 | 2299328.2586 | -0.0026338 | 2299328.2586 | -0.0018687 | 0.0056052 | 10.7002 | 0.001002
|  | 0.36332 | 1040 | 2 | 16640 | 4130677.4736 | 2.0866 | 0.0806 | 16698.8321 | 596.9806 | 4348197.2529 | 4348197.2529 | 0.0022684 | 0.04488 | 0.00019027 | 0.00071042 | 1044 | 4078893.9671 | -0.004249 | 4078893.9671 | -0.0034384 | 289 | 1157623.1975 | -0.0025167 | 1157623.1975 | -0.0017736 | 0.0040426 | 11.3092 | 0.00098266
|  | 0.36332 | 584 | 12 | 11096 | 2540311.6084 | 1.8504 | 0.1643 | 9874.7394 | 1844.6458 | 2643650.1048 | 2674170.1865 | 0.0055293 | 0.015856 | 0.00049006 | 0.00098009 | 649 | 2866672.2109 | -0.0041494 | 2867596.9186 | -0.0033402 | 268 | 1124483.6802 | -0.0026017 | 1124483.6802 | -0.0018453 | 0.0038872 | 6.955 | 0.0009423
|  | 0.36332 | 81 | 7 | 1377 | 314547.1694 | 3.2678 | 0.0226 | 2164.1282 | 22.8717 | 331108.2752 | 331108.2752 | 0.019753 | 1.1766 | 0.00065763 | 0.0010596 | 601 | 2395524.96 | -0.0042365 | 2395524.96 | -0.0034358 | 385 | 1576578.2775 | -0.0027614 | 1576578.2775 | -0.001991 | 0.0068801 | 0.86118 | 0.001002
|  | 0.36332 | 851 | 2 | 16169 | 3654356.5417 | 3.2283 | 0.0652 | 25104.4448 | 415.7136 | 3797331.7094 | 3846901.3338 | 0.0012964 | 0.06443 | 0.00016962 | 0.00068431 | 575 | 2300615.7023 | -0.0042272 | 2300615.7023 | -0.00343 | 662 | 2785713.9505 | -0.0028326 | 2785713.9505 | -0.0020419 | 0.0068697 | 10.0051 | 0.0011163
|  | 0.36332 | 540 | 14 | 8640 | 2047012.8345 | 5.9055 | 0.091 | 24539.4029 | 932.5707 | 2154769.2486 | 2154769.2486 | 0.0018792 | 0.029074 | 0.00040508 | 0.00088738 | 582 | 2309633.536 | -0.0042159 | 2309633.536 | -0.0034245 | 749 | 3139816.9299 | -0.002695 | 3139816.9299 | -0.0019078 | 0.011988 | 5.6044 | 0.0011163
|  | 0.36332 | 867 | 7 | 15606 | 3613706.4508 | 2.9527 | 0.0751 | 22161.7729 | 841.6555 | 3797073.1376 | 3804069.6537 | 0.0020661 | 0.032194 | 0.00031936 | 0.00082874 | 459 | 1877493.0435 | -0.0041967 | 1877493.0435 | -0.0034093 | 195 | 794814.2278 | -0.002666 | 794814.2278 | -0.0019258 | 0.0061327 | 9.8938 | 0.0011163
|  | 0.36332 | 384 | 3 | 5376 | 1490422.4542 | 3.2678 | 0.0554 | 8449.0582 | 164.6435 | 1568893.8241 | 1568893.8241 | 0.0047148 | 0.16323 | 0.00028027 | 0.00076488 | 188 | 754091.8762 | -0.0040924 | 754091.8762 | -0.0033337 | 648 | 2644825.1042 | -0.0026587 | 2644825.1042 | -0.001885 | 0.0056689 | 4.0806 | 0.0011163
|  | 0.36332 | 787 | 7 | 7870 | 3056008.0542 | 4.2914 | 0.0539 | 16243.0396 | 401.6401 | 3216908.7361 | 3216908.7361 | 0.0025968 | 0.067071 | 0.00033171 | 0.00083971 | 600 | 2579020.2917 | -0.0043952 | 2579020.2917 | -0.0035857 | 652 | 2821664.6162 | -0.0026613 | 2821664.6162 | -0.0018881 | 0.0053151 | 8.3669 | 0.0011163
|  | 0.38305 | 893 | 2 | 14288 | 3408274.1385 | 13.7402 | 5.5155 | 94418.7116 | 35077.4613 | 3587697.9763 | 3587697.9763 | 0.00020749 | 0.00053499 | 0.00050736 | 0.0010354 | 625 | 2744071.1055 | -0.0041632 | 2744071.1055 | -0.0033301 | 414 | 1804756.9625 | -0.0019764 | 1804756.9625 | -0.0011879 | 0.027703 | 9.3313 | 0.00084647
|  | 0.38305 | 873 | 9 | 8730 | 3390604.932 | 10.9843 | 5.2629 | 46119.0342 | 49176.5902 | 3569122.604 | 3569122.604 | 0.0008542 | 0.00048051 | 0.00052926 | 0.0010528 | 187 | 821181.6044 | -0.0041137 | 821181.6044 | -0.0033379 | 573 | 2470178.2531 | -0.0021273 | 2470178.2531 | -0.0013384 | 0.013602 | 9.283 | 0.0010555
|  | 0.38305 | 713 | 3 | 12121 | 2721336.7434 | 15.7088 | 5.3974 | 91574.6012 | 31922.3524 | 2864597.7451 | 2864597.7451 | 0.00022034 | 0.00061056 | 0.00052641 | 0.0010455 | 827 | 3548375.3335 | -0.004368 | 3548375.3335 | -0.0035182 | 301 | 1274384.638 | -0.0019496 | 1274384.638 | -0.0011708 | 0.033651 | 7.4506 | 0.00099257
|  | 0.38305 | 909 | 5 | 11817 | 3796163.5923 | 16.496 | 5.4319 | 93751.7661 | 45226.3321 | 3996141.0636 | 3996141.0636 | 0.00038036 | 0.00052963 | 0.00063116 | 0.0011605 | 113 | 441019.7603 | -0.0038895 | 441019.7603 | -0.0031501 | 807 | 3649309.6563 | -0.0022399 | 3660664.7252 | -0.0014185 | 0.024696 | 10.3933 | 0.00099257
|  | 0.61041 | 196 | 11 | 3920 | 852480.7526 | 2.8742 | 3.2599 | 5418.719 | 11967.8861 | 889600.6394 | 897401.1393 | 0.0082809 | 0.0026829 | 0.0012413 | 0.0018406 | 277 | 1248448.1334 | -0.0068938 | 1252555.973 | -0.0057431 | 877 | 3697931.5826 | 0.0017378 | 3697931.5826 | 0.0028107 | 0.0063564 | 2.334 | 0.0011572
|  | 0.61041 | 70 | 18 | 840 | 276429.0827 | 3.3465 | 4.7039 | 1351.9595 | 6086.2273 | 290985.0966 | 290985.0966 | 0.032234 | 0.0052278 | 0.0014986 | 0.0020174 | 459 | 1935800.3708 | -0.0067391 | 1935800.3708 | -0.0055698 | 142 | 612907.0387 | 0.0020972 | 612907.0387 | 0.0030712 | 0.0048908 | 0.75682 | 0.0011572
|  | 0.61041 | 152 | 3 | 2888 | 579014.2635 | 3.1104 | 4.0746 | 4320.2314 | 5366.9354 | 609495.2045 | 609495.2045 | 0.0091718 | 0.0043577 | 0.00086149 | 0.001448 | 585 | 2355638.6499 | -0.0072294 | 2355638.6499 | -0.0060444 | 479 | 2029968.9619 | 0.0016763 | 2029968.9619 | 0.0027025 | 0.0074614 | 1.5853 | 0.0012981
|  | 0.38305 | 237 | 13 | 3081 | 954187.3296 | 4.2126 | 1.4898 | 6242.1686 | 5501.586 | 1004439.5029 | 1004439.5029 | 0.0071467 | 0.0052416 | 0.00056841 | 0.0010374 | 683 | 2768097.5211 | -0.004431 | 2768097.5211 | -0.0036009 | 87 | 366565.8822 | -0.0020057 | 366565.8822 | -0.0012979 | 0.0065419 | 2.6124 | 0.0011295
|  | 0.61041 | 228 | 8 | 2736 | 875514.1033 | 2.7953 | 4.4463 | 3678.2233 | 11226.1694 | 921606.4975 | 921606.4975 | 0.011771 | 0.0026087 | 0.0012184 | 0.0018291 | 787 | 3251755.8054 | -0.0070771 | 3251755.8054 | -0.005878 | 87 | 344504.144 | 0.0022344 | 344504.144 | 0.0031637 | 0.0042012 | 2.397 | 0.0011572
|  | 0.38305 | 957 | 17 | 10527 | 3620869.6318 | 10.1181 | 2.6898 | 51226.7926 | 42970.3102 | 3811472.3034 | 3811472.3034 | 0.00081961 | 0.00061924 | 0.00039536 | 0.0009132 | 262 | 1086770.0496 | -0.0043028 | 1086770.0496 | -0.0035106 | 615 | 2534254.283 | -0.002451 | 2534254.283 | -0.0016439 | 0.014148 | 9.9134 | 0.0011295
|  | 0.38305 | 163 | 4 | 1630 | 669879.4938 | 8.4646 | 1.2488 | 6635.7134 | 1550.2364 | 705163.9103 | 705163.9103 | 0.0059912 | 0.016988 | 0.00045749 | 0.00091895 | 372 | 1539417.6139 | -0.0043677 | 1539417.6139 | -0.0035525 | 172 | 712253.8187 | -0.002112 | 712253.8187 | -0.0013673 | 0.0099058 | 1.834 | 0.0011295
|  | 0.38305 | 566 | 17 | 10754 | 2104011.4765 | 5.1181 | 1.7814 | 26471.1235 | 25298.6468 | 2214751.2225 | 2214751.2225 | 0.0019826 | 0.0014436 | 0.00048593 | 0.00097427 | 219 | 959278.979 | -0.0043053 | 959278.979 | -0.0035085 | 134 | 615588.1079 | -0.0021022 | 631374.542 | -0.0013615 | 0.012581 | 5.7605 | 0.0010089
|  | 0.38305 | 676 | 13 | 10140 | 2702602.3725 | 4.1339 | 1.2145 | 20160.0449 | 14110.6298 | 2844927.2483 | 2844927.2483 | 0.0024471 | 0.0022542 | 0.00043126 | 0.00093971 | 979 | 4515896.1957 | -0.0045089 | 4671296.5057 | -0.0036575 | 726 | 3018757.408 | -0.0022925 | 3018757.408 | -0.0014975 | 0.0074595 | 7.3993 | 0.0011295
|  | 0.38305 | 980 | 8 | 9800 | 3772391.2523 | 2.2835 | 1.6792 | 10762.6859 | 16597.4087 | 3970996.6498 | 3970996.6498 | 0.0043779 | 0.0020492 | 0.00037348 | 0.00090105 | 208 | 897188.8762 | -0.0042953 | 897188.8762 | -0.0035017 | 329 | 1341583.9798 | -0.0021973 | 1341583.9798 | -0.0014269 | 0.002853 | 10.3282 | 0.0010089
|  | 0.38305 | 723 | 3 | 13737 | 3080084.2517 | 3.5827 | 0.409 | 23669.8724 | 2562.4737 | 3229033.2726 | 3242362.1956 | 0.0013785 | 0.010128 | 0.00017572 | 0.00069845 | 541 | 2456635.5021 | -0.0044962 | 2504849.6568 | -0.0036692 | 692 | 2745452.6781 | -0.0023793 | 2745452.6781 | -0.0015752 | 0.0076848 | 8.4328 | 0.0011683
|  | 0.38305 | 534 | 18 | 9078 | 2027316.0653 | 15.945 | 3.7284 | 69615.8734 | 47865.4676 | 2134036.8812 | 2134036.8812 | 0.00059362 | 0.00054989 | 0.00061078 | 0.0010996 | 903 | 3832742.7847 | -0.0043378 | 3832742.7847 | -0.003502 | 1078 | 4372903.0799 | -0.0022396 | 4372903.0799 | -0.0014201 | 0.034339 | 5.5505 | 0.00094414
|  | 0.38305 | 147 | 5 | 2499 | 568922.6127 | 12.1654 | 4.069 | 14621.3079 | 6217.4473 | 598875.9721 | 598875.9721 | 0.0028993 | 0.0043397 | 0.00091856 | 0.0013679 | 553 | 2277620.6813 | -0.0041161 | 2277620.6813 | -0.0032958 | 965 | 4034929.0458 | -0.0022256 | 4034929.0458 | -0.0014028 | 0.0257 | 1.5576 | 0.00084092
|  | 0.38305 | 1098 | 8 | 15372 | 4227547.2779 | 15.9448 | 3.5521 | 117880.7869 | 47043.6323 | 4450115.6896 | 4450115.6896 | 0.00019408 | 0.00041446 | 0.00048838 | 0.001017 | 541 | 2160153.0043 | -0.004264 | 2160153.0043 | -0.0034484 | 955 | 3743292.0863 | -0.0022063 | 3743292.0863 | -0.0013988 | 0.027884 | 11.5744 | 0.00094414
|  | 0.38305 | 1011 | 9 | 13143 | 3931420.9977 | 5.4726 | 1.3816 | 34592.4871 | 17279.2011 | 4138414.954 | 4138414.954 | 0.0012458 | 0.0015854 | 0.00040579 | 0.00093188 | 660 | 2785481.3741 | -0.004416 | 2785481.3741 | -0.0035777 | 990 | 4061322.0864 | -0.0024812 | 4061322.0864 | -0.0016569 | 0.008799 | 10.7636 | 0.00099224
|  | 0.38305 | 1083 | 12 | 18411 | 4022523.188 | 14.9212 | 1.2117 | 132121.8675 | 23283.4074 | 4234237.9241 | 4234237.9241 | 4.431e-05 | 0.00089644 | 0.00032934 | 0.0008488 | 300 | 1214687.8468 | -0.0043603 | 1214687.8468 | -0.0035706 | 783 | 3337197.1911 | -0.0023701 | 3337197.1911 | -0.0015675 | 0.032846 | 11.0131 | 0.0011591
|  | 0.38305 | 726 | 14 | 11616 | 3146673.5164 | 8.0316 | 1.4861 | 44869.6052 | 20475.3476 | 3264311.4864 | 3312479.5221 | 0.00099539 | 0.0013734 | 0.0004586 | 0.00096901 | 751 | 3040515.1394 | -0.0044112 | 3040515.1394 | -0.0035725 | 549 | 2163235.2309 | -0.002202 | 2163235.2309 | -0.0014214 | 0.014259 | 8.6151 | 0.0011073
|  | 0.38305 | 1010 | 19 | 11110 | 3800572.8751 | 13.0709 | 1.1833 | 69841.4304 | 21574.0429 | 4000626.5338 | 4000626.5338 | 0.00058564 | 0.0012386 | 0.0004355 | 0.00095304 | 1098 | 4540862.7444 | -0.0044635 | 4540862.7444 | -0.0036105 | 220 | 923075.4282 | -0.0021215 | 923075.4282 | -0.0013576 | 0.018377 | 10.4054 | 0.0011073
|  | 0.38305 | 666 | 6 | 11322 | 2529341.0115 | 15.9843 | 1.9867 | 87038.2893 | 15142.4804 | 2662489.5046 | 2662489.5046 | 0.00029485 | 0.0016047 | 0.00055044 | 0.0010631 | 666 | 2815455.9848 | -0.0043094 | 2815455.9848 | -0.0034787 | 586 | 2393376.6604 | -0.0021652 | 2393376.6604 | -0.0013652 | 0.034411 | 6.925 | 0.0010647
|  | 0.38305 | 118 | 2 | 1180 | 443342.0359 | 18.0315 | 1.0485 | 10233.1052 | 789.4558 | 466678.285 | 466678.285 | 0.0037572 | 0.033757 | 0.00062581 | 0.0010664 | 837 | 3466062.6043 | -0.0043745 | 3466062.6043 | -0.0035262 | 1073 | 4791155.6905 | -0.0022634 | 4791155.6905 | -0.0014435 | 0.023082 | 1.2138 | 0.001074
|  | 0.38305 | 363 | 8 | 4356 | 1408182.5885 | 2.126 | 0.0475 | 4453.9435 | 190.9406 | 1482323.7001 | 1482323.7001 | 0.0099661 | 0.14145 | 0.00042894 | 0.00091999 | 508 | 2083477.2803 | -0.0044553 | 2083477.2803 | -0.003642 | 128 | 547108.1278 | -0.0021541 | 547108.1278 | -0.0014188 | 0.0031629 | 3.8554 | 0.0010477
|  | 0.38305 | 1041 | 13 | 16656 | 4133261.6145 | 4.2126 | 0.5082 | 33745.3945 | 9517.2731 | 4350916.9279 | 4350916.9279 | 0.0017808 | 0.0033689 | 0.00058257 | 0.0011036 | 842 | 3438644.9372 | -0.0042398 | 3438644.9372 | -0.0034109 | 163 | 699333.0035 | -0.0020684 | 699333.0035 | -0.0013166 | 0.0081644 | 11.3163 | 0.001024
|  | 0.38305 | 393 | 3 | 4716 | 1645645.1287 | 13.3467 | 0.9085 | 30272.0108 | 2630.9719 | 1732337.4404 | 1732337.4404 | 0.0010579 | 0.0099278 | 0.00046913 | 0.00097122 | 224 | 983814.9643 | -0.004163 | 983814.9643 | -0.0033673 | 321 | 1264756.5569 | -0.0022192 | 1264756.5569 | -0.0014378 | 0.018395 | 4.5055 | 0.0010555
|  | 0.38305 | 701 | 6 | 7711 | 2611849.4834 | 1.9292 | 0.5786 | 7154.5369 | 3740.1599 | 2749320.6205 | 2749320.6205 | 0.0062084 | 0.0074848 | 0.00034305 | 0.0008595 | 511 | 2313976.7338 | -0.0044888 | 2350082.5453 | -0.0036634 | 350 | 1379713.1647 | -0.0022932 | 1379713.1647 | -0.0015127 | 0.0027393 | 7.1509 | 0.0010477
|  | 0.38305 | 303 | 10 | 5151 | 1185854.7591 | 0.9055 | 0.0233 | 2243.2288 | 110.4404 | 1248294.4623 | 1248294.4623 | 0.021178 | 0.24598 | 0.00058056 | 0.0010588 | 221 | 1015841.6593 | -0.0042488 | 1043383.6226 | -0.0034637 | 138 | 608302.9181 | -0.0020556 | 608302.9181 | -0.0013139 | 0.0018917 | 3.2467 | 0.00098669
|  | 0.38305 | 204 | 4 | 2448 | 766242.3698 | 35.3148 | 1.0837 | 41577.8223 | 1792.8798 | 806575.0747 | 806575.0747 | 0.00053755 | 0.014583 | 0.00047077 | 0.00093802 | 288 | 1165955.704 | -0.0042802 | 1165955.704 | -0.0034853 | 1075 | 4361875.9559 | -0.0024909 | 4361875.9559 | -0.0016639 | 0.054262 | 2.0979 | 0.0011128
|  | 0.38305 | 438 | 15 | 4818 | 1803695.8521 | 11.5355 | 1.3257 | 26729.8667 | 8904.127 | 1898702.9182 | 1898702.9182 | 0.0015596 | 0.0030106 | 0.00054001 | 0.0010364 | 664 | 2617828.7411 | -0.0043757 | 2617828.7411 | -0.0035409 | 524 | 2051384.0294 | -0.0021986 | 2051384.0294 | -0.0014087 | 0.014819 | 4.9383 | 0.00095747
|  | 0.38305 | 136 | 12 | 1496 | 558495.6163 | 28.4254 | 1.1554 | 20451.8101 | 2089.3899 | 587912.9736 | 587912.9736 | 0.0017113 | 0.01256 | 0.00056922 | 0.0010146 | 1083 | 4467385.9532 | -0.0045728 | 4467385.9532 | -0.003723 | 1061 | 4465035.7482 | -0.0024284 | 4465035.7482 | -0.0016141 | 0.036619 | 1.5291 | 0.0011683
|  | 0.38305 | 943 | 12 | 11316 | 3658887.8861 | 10.7481 | 0.938 | 58494.9281 | 12416.9409 | 3851529.3971 | 3851529.3971 | 0.0005104 | 0.0019718 | 0.00031261 | 0.00083441 | 344 | 1443576.6505 | -0.0045909 | 1443576.6505 | -0.0037718 | 522 | 2158497.0032 | -0.0023289 | 2158497.0032 | -0.0015431 | 0.015987 | 10.0175 | 0.0010477
|  | 0.38305 | 407 | 16 | 4884 | 1581683.3175 | 17.3623 | 1.0076 | 40782.748 | 6972.3362 | 1664960.4113 | 1664960.4113 | 0.00078406 | 0.003629 | 0.0004276 | 0.00091607 | 299 | 1230050.8227 | -0.0043993 | 1230050.8227 | -0.0035993 | 553 | 2305533.1426 | -0.0023682 | 2305533.1426 | -0.0015646 | 0.025784 | 4.3304 | 0.0011683
|  | 0.38305 | 880 | 11 | 10560 | 3340175.9218 | 25.0787 | 1.1957 | 127368.6403 | 13991.1408 | 3516007.2613 | 3516007.2613 | 0.00027925 | 0.001894 | 0.00064751 | 0.0011671 | 145 | 623034.0323 | -0.0039739 | 623034.0323 | -0.0032061 | 988 | 4039301.6995 | -0.0020896 | 4039301.6995 | -0.0012791 | 0.038132 | 9.1449 | 0.00099812
|  | 0.38305 | 1097 | 16 | 12067 | 4463816.0018 | 9.4093 | 0.9623 | 54607.237 | 16904.8927 | 4698920.6927 | 4698920.6927 | 0.0010021 | 0.0018311 | 0.00059629 | 0.0011223 | 575 | 2482231.1661 | -0.0043555 | 2482231.1661 | -0.0035175 | 170 | 716919.4298 | -0.0018685 | 716919.4298 | -0.0011309 | 0.012233 | 12.2213 | 0.00088864
|  | 0.38305 | 365 | 3 | 5840 | 1384824.9843 | 40.4331 | 1.2617 | 113564.727 | 3734.7445 | 1457723.7861 | 1457723.7861 | 0.00011589 | 0.0069961 | 0.00062938 | 0.0011233 | 910 | 3921651.4285 | -0.0041985 | 3921651.4285 | -0.003357 | 458 | 1831457.586 | -0.0021349 | 1831457.586 | -0.0013388 | 0.082007 | 3.7914 | 0.00098517
|  | 0.38305 | 971 | 15 | 15536 | 4091666.8093 | 13.4645 | 1.2646 | 100605.7997 | 24516.5778 | 4307224.7248 | 4307224.7248 | 0.00030728 | 0.00099782 | 0.00041684 | 0.00093622 | 234 | 985128.1949 | -0.0042643 | 985128.1949 | -0.0034728 | 606 | 2482882.2557 | -0.0024213 | 2482882.2557 | -0.0016126 | 0.024588 | 11.2024 | 0.00099224
|  | 0.38305 | 566 | 10 | 6792 | 2247823.5495 | 22.2442 | 1.109 | 72662.1163 | 7881.2212 | 2366192.9286 | 2366192.9286 | 0.00055502 | 0.003415 | 0.00071247 | 0.0012199 | 798 | 3469430.6682 | -0.0041869 | 3469430.6682 | -0.0033512 | 578 | 2525642.8344 | -0.0021876 | 2525642.8344 | -0.0013779 | 0.032326 | 6.1542 | 0.00098887
|  | 0.38305 | 720 | 11 | 14400 | 2730863.476 | 33.4252 | 0.8558 | 231488.8518 | 11541.49 | 2874618.9652 | 2874618.9652 | 4.43e-06 | 0.0021845 | 0.00059089 | 0.001097 | 372 | 1650871.9846 | -0.0042035 | 1658122.2337 | -0.0033952 | 836 | 3644514.4054 | -0.0021605 | 3644514.4054 | -0.0013592 | 0.084768 | 7.4767 | 0.0010481
|  | 0.38305 | 765 | 4 | 12240 | 2884006.8488 | 75.748 | 0.7569 | 445908.9225 | 5267.9048 | 3035816.7437 | 3035816.7437 | -0.0005085 | 0.0045545 | 0.00020318 | 0.00072321 | 767 | 3170940.2129 | -0.0044858 | 3170940.2129 | -0.0036605 | 536 | 2270971.5087 | -0.0023241 | 2270971.5087 | -0.0015333 | 0.15461 | 7.896 | 0.0011591
|  | 0.38305 | 323 | 17 | 5168 | 1233904.7749 | 50.5513 | 0.6972 | 125645.925 | 4941.2043 | 1298862.4309 | 1298862.4309 | -2.6062e-05 | 0.0051255 | 0.0005136 | 0.00098539 | 767 | 3097540.9606 | -0.004502 | 3097540.9606 | -0.0036573 | 938 | 4166357.9621 | -0.00236 | 4175730.3073 | -0.0015586 | 0.10183 | 3.3782 | 0.001148
|  | 0.38305 | 1058 | 8 | 20102 | 4350584.4076 | 66.2205 | 0.9316 | 640214.1939 | 14323.0516 | 4579742.7539 | 4579742.7539 | -0.00016631 | 0.00168 | 0.00052141 | 0.0010485 | 896 | 3643998.7294 | -0.0043186 | 3643998.7294 | -0.003475 | 895 | 4024334.0705 | -0.0021822 | 4104083.7093 | -0.0013751 | 0.14716 | 11.9113 | 0.0010481
|  | 0.38305 | 752 | 2 | 12032 | 3105119.5584 | 36.3386 | 1.1885 | 210280.7847 | 6365.1528 | 3268379.1336 | 3268680.4045 | -0.00012493 | 0.0039428 | 0.00046064 | 0.00098584 | 438 | 1782336.8166 | -0.0043237 | 1782336.8166 | -0.0034992 | 981 | 3883099.3671 | -0.0021293 | 3883099.3671 | -0.0013154 | 0.067721 | 8.5014 | 0.0010166
|  | 0.38305 | 995 | 20 | 15920 | 4265511.3562 | 24.0947 | 1.2492 | 184483.7683 | 30956.8052 | 4442790.441 | 4490254.7295 | 0.0002324 | 0.000888 | 0.00061134 | 0.001125 | 1056 | 4667016.1023 | -0.0042918 | 4680853.3653 | -0.0034374 | 603 | 2564534.8601 | -0.0022331 | 2564534.8601 | -0.0014258 | 0.04325 | 11.6783 | 0.0010148
|  | 0.38305 | 301 | 6 | 4816 | 1120881.2213 | 51.2598 | 1.2748 | 118729.041 | 4249.1937 | 1179877.0199 | 1179877.0199 | -7.7992e-05 | 0.0059436 | 0.00047917 | 0.00096021 | 111 | 464636.1719 | -0.0042284 | 464636.1719 | -0.0034799 | 558 | 2246663.6311 | -0.0023403 | 2246663.6311 | -0.0015411 | 0.10592 | 3.0688 | 0.0011591
|  | 0.38305 | 920 | 13 | 13800 | 3555680.5342 | 17.4017 | 1.343 | 115495.3071 | 21235.6727 | 3742882.5266 | 3742882.5266 | 0.00019272 | 0.0011103 | 0.00045603 | 0.00097299 | 62 | 248360.8697 | -0.0040171 | 248360.8697 | -0.0033027 | 820 | 3410446.0197 | -0.0022693 | 3410446.0197 | -0.0014605 | 0.032482 | 9.7349 | 0.00095932
|  | 0.38305 | 236 | 7 | 2596 | 946827.9436 | 61.2203 | 0.6001 | 76435.2545 | 1402.1563 | 996691.2426 | 996691.2426 | 0.00033491 | 0.019041 | 0.00071159 | 0.001187 | 641 | 2661260.0243 | -0.0042758 | 2661260.0243 | -0.0034444 | 1081 | 4559772.1167 | -0.0021968 | 4559772.1167 | -0.001384 | 0.080728 | 2.5923 | 0.0010481
|  | 0.36332 | 964 | 7 | 13496 | 3661577.7878 | 4.3308 | 0.211 | 28110.3836 | 2277.5824 | 3854329.2088 | 3854329.2088 | 0.0016471 | 0.011999 | 0.00047922 | 0.00099055 | 728 | 2856795.5448 | -0.0040916 | 2856795.5448 | -0.0032861 | 370 | 1600646.798 | -0.0024524 | 1600646.798 | -0.0016861 | 0.0076771 | 10.0249 | 0.0010304
|  | 0.38305 | 187 | 7 | 2244 | 730250.2266 | 42.9134 | 0.9466 | 46313.6865 | 1829.0582 | 768699.9974 | 768699.9974 | 0.00048607 | 0.01434 | 0.00052527 | 0.00098758 | 812 | 3412265.0754 | -0.0045364 | 3412265.0754 | -0.0036951 | 575 | 2319757.2349 | -0.0023605 | 2319757.2349 | -0.0015592 | 0.063422 | 1.9993 | 0.0011665
|  | 0.38305 | 765 | 14 | 7650 | 2929417.5101 | 23.7008 | 1.168 | 87200.3072 | 12322.3854 | 3083636.5678 | 3083636.5678 | 0.00014949 | 0.0018702 | 0.00034324 | 0.00085802 | 637 | 2717243.4637 | -0.0046729 | 2717243.4637 | -0.003829 | 1022 | 4109265.0492 | -0.0023911 | 4109265.0492 | -0.0015912 | 0.029767 | 8.0203 | 0.0011665
|  | 0.36332 | 322 | 9 | 6440 | 1362527.0223 | 13.4253 | 0.4015 | 41581.8149 | 2102.2493 | 1426607.8682 | 1434310.0104 | 0.00093401 | 0.012767 | 0.0006131 | 0.0010839 | 990 | 4209737.9707 | -0.0042898 | 4209737.9707 | -0.0034645 | 957 | 4284024.1723 | -0.0025352 | 4343017.7192 | -0.001756 | 0.030518 | 3.7304 | 0.0010304
|  | 0.38305 | 873 | 2 | 16587 | 3492135.6343 | 39.3702 | 0.7114 | 314071.8697 | 4653.1301 | 3676039.7944 | 3676039.7944 | -0.00014909 | 0.0055496 | 0.00049313 | 0.0010216 | 739 | 3247321.0544 | -0.0041895 | 3254040.6392 | -0.0033543 | 155 | 661626.7882 | -0.0018103 | 661626.7882 | -0.0010838 | 0.089937 | 9.5609 | 0.00099257
|  | 0.36332 | 523 | 5 | 5753 | 2098168.4985 | 2.2441 | 0.1022 | 6209.1214 | 456.5795 | 2208665.4136 | 2208665.4136 | 0.006984 | 0.059154 | 0.00038525 | 0.00088183 | 148 | 586421.485 | -0.0040308 | 586421.485 | -0.0032919 | 159 | 688729.507 | -0.0024779 | 688838.9712 | -0.0017546 | 0.0029593 | 5.7445 | 0.0009967
|  | 0.36332 | 591 | 8 | 5910 | 2326255.3181 | 2.2047 | 0.1223 | 6266.5796 | 728.997 | 2448746.6783 | 2448746.6783 | 0.007246 | 0.037441 | 0.0003763 | 0.00087454 | 459 | 1830561.0138 | -0.0041657 | 1830561.0138 | -0.0033881 | 779 | 3067290.0582 | -0.0026725 | 3067290.0582 | -0.0018909 | 0.0026938 | 6.3689 | 0.0011111
|  | 0.38305 | 808 | 14 | 16160 | 3279484.4094 | 3.7402 | 0.3922 | 29068.9776 | 7109.8617 | 3452208.3407 | 3452208.3407 | 0.0019536 | 0.0043002 | 0.0004367 | 0.00094561 | 890 | 3787656.3942 | -0.004454 | 3787656.3942 | -0.0036128 | 899 | 3701791.9533 | -0.0023276 | 3701791.9533 | -0.0015121 | 0.0088639 | 8.9787 | 0.0011202
|  | 0.38305 | 820 | 16 | 16400 | 3117608.5994 | 2.6772 | 0.4801 | 21116.3202 | 9804.9783 | 3281725.8247 | 3281725.8247 | 0.0029336 | 0.0036801 | 0.00036004 | 0.00086282 | 92 | 402851.6053 | -0.0042218 | 403422.0462 | -0.0034821 | 1079 | 4745521.4258 | -0.0024294 | 4756305.5952 | -0.0016166 | 0.0067732 | 8.5355 | 0.0011683
|  | 0.71479 | 413 | 11 | 7434 | 1531275.2472 | 98.4252 | 24.1106 | 351902.5687 | 172988.098 | 1611868.6813 | 1611868.6813 | -0.0010213 | -0.00098203 | 0.00075453 | 0.0014573 | 1084 | 4230667.4347 | -0.0086278 | 4230667.4347 | -0.0072591 | 566 | 2209001.6311 | 0.0031177 | 2209001.6311 | 0.0042604 | 0.22981 | 4.1924 | 0.001573
|  | 0.71479 | 71 | 2 | 852 | 263245.8657 | 93.0709 | 27.6775 | 38137.0488 | 13024.3719 | 277100.9113 | 277100.9113 | -0.00034891 | 0.00061884 | 0.00085372 | 0.0014379 | 977 | 3813064.6529 | -0.0086308 | 3813064.6529 | -0.007278 | 639 | 2493908.2018 | 0.0030263 | 2493908.2018 | 0.0041851 | 0.14487 | 0.72073 | 0.0015971
|  | 0.71479 | 261 | 20 | 3654 | 967706.6332 | 59.5669 | 25.5919 | 104680.8201 | 149859.8324 | 1018638.5613 | 1018638.5613 | -0.00078856 | -0.0010172 | 0.00076208 | 0.0014292 | 563 | 2197293.1418 | -0.0085878 | 2197293.1418 | -0.0072595 | 553 | 2158264.8445 | 0.00301 | 2158264.8445 | 0.0041517 | 0.10817 | 2.6494 | 0.0016317
|  | 0.71479 | 1092 | 15 | 10920 | 4048795.569 | 90 | 25.2841 | 472670.7435 | 397817.501 | 4261890.0726 | 4261890.0726 | -0.0011531 | -0.0011743 | 0.00042667 | 0.0011847 | 525 | 2048985.6118 | -0.008577 | 2048985.6118 | -0.0072503 | 814 | 3176903.4058 | 0.0029042 | 3176903.4058 | 0.0040779 | 0.11674 | 11.085 | 0.0016317
|  | 1.0776 | 419 | 20 | 5447 | 1553521.3767 | 29.0484 | 24.1076 | 76097.9865 | 214151.4069 | 1635285.6597 | 1635285.6597 | -0.0016458 | -0.0020858 | 0.00064788 | 0.001584 | 978 | 3816967.4826 | -0.013481 | 3816967.4826 | -0.01156 | 756 | 2950539.2811 | 0.0085133 | 2950539.2811 | 0.010073 | 0.048984 | 4.2533 | 0.0024103
|  | 0.71479 | 128 | 2 | 1664 | 474584.096 | 88.0315 | 28.4344 | 70450.649 | 24572.1744 | 499562.2063 | 499562.2063 | -0.00086533 | -0.00036098 | 0.00069521 | 0.0013301 | 793 | 3094943.9813 | -0.0085904 | 3094943.9813 | -0.0072464 | 482 | 1881163.9332 | 0.0030781 | 1881163.9332 | 0.0042261 | 0.14845 | 1.2993 | 0.0015971
|  | 0.71479 | 473 | 15 | 5676 | 1753736.5422 | 28.7796 | 27.9223 | 78563.4804 | 214760.8569 | 1846038.4655 | 1846038.4655 | -0.00054239 | -0.00096493 | 0.00067506 | 0.0013873 | 934 | 3645242.9742 | -0.0086364 | 3645242.9742 | -0.0072783 | 985 | 3844287.2908 | 0.00296 | 3844287.2908 | 0.0041283 | 0.044798 | 4.8015 | 0.0015971
|  | 0.71479 | 304 | 12 | 3648 | 1127137.228 | 22.6378 | 21.6295 | 39717.5657 | 92303.9201 | 1186460.24 | 1186460.24 | 4.1004e-05 | -0.00074423 | 0.00081648 | 0.0015045 | 458 | 1787496.0195 | -0.0084015 | 1787496.0195 | -0.0070992 | 681 | 2657827.0508 | 0.0030862 | 2657827.0508 | 0.0042346 | 0.035238 | 3.0859 | 0.001573
|  | 0.71479 | 606 | 20 | 7878 | 2246859.0795 | 14.567 | 22.873 | 55192.4497 | 293865.5565 | 2365114.8205 | 2365114.8205 | -6.6612e-05 | -0.00075689 | 0.00067957 | 0.0013993 | 564 | 2201195.9716 | -0.0084618 | 2201195.9716 | -0.0071405 | 355 | 1385504.5566 | 0.003194 | 1385504.5566 | 0.0043235 | 0.024564 | 6.1516 | 0.001573
|  | 1.0776 | 930 | 8 | 13020 | 3448150.0725 | 43.0708 | 22.1895 | 269704.0679 | 248910.8272 | 3629631.6553 | 3629631.6553 | -0.0021721 | -0.0022208 | 0.00037671 | 0.0013833 | 369 | 1440144.1729 | -0.013182 | 1440144.1729 | -0.011331 | 198 | 772760.2879 | 0.0089536 | 772760.2879 | 0.010401 | 0.078217 | 9.4405 | 0.0024103
|  | 0.71479 | 293 | 19 | 3516 | 1086352.6572 | 9.7245 | 26.1982 | 16444.0853 | 147571.2164 | 1143529.1129 | 1143529.1129 | 0.0018487 | -0.0005731 | 0.00079234 | 0.0014713 | 663 | 2587576.1155 | -0.0088442 | 2587576.1155 | -0.0074985 | 1040 | 4058942.9263 | 0.002631 | 4058942.9263 | 0.003826 | 0.015137 | 2.9743 | 0.0015971
|  | 0.71479 | 634 | 17 | 7608 | 2350674.3505 | 176.3385 | 26.6367 | 645225.0506 | 299635.0752 | 2474394.0532 | 2474394.0532 | -0.0011948 | -0.0011669 | 0.0005488 | 0.0012754 | 524 | 2045082.7821 | -0.0085848 | 2045082.7821 | -0.0072541 | 918 | 3582797.6984 | 0.0025919 | 3582797.6984 | 0.0037803 | 0.27449 | 6.4358 | 0.0016317
|  | 0.71479 | 138 | 8 | 2760 | 511660.9785 | 46.1811 | 25.2113 | 61300.9111 | 52277.2693 | 538590.5037 | 538590.5037 | -0.0005346 | -0.00071058 | 0.00090096 | 0.0015312 | 619 | 2415851.6071 | -0.0086073 | 2415851.6071 | -0.0072744 | 1009 | 3937955.2045 | 0.0025725 | 3937955.2045 | 0.0037654 | 0.11981 | 1.4009 | 0.0016317
|  | 0.71479 | 148 | 3 | 2812 | 548737.861 | 27.6378 | 23.3826 | 37377.6816 | 29988.3326 | 577618.8011 | 577618.8011 | -0.00025972 | -0.00049521 | 0.0007089 | 0.0013528 | 718 | 2802231.7511 | -0.0088189 | 2802231.7511 | -0.0074671 | 103 | 401991.4629 | 0.0035071 | 401991.4629 | 0.0045432 | 0.068116 | 1.5024 | 0.001573
|  | 1.0776 | 745 | 2 | 7450 | 2762227.7462 | 30.1968 | 23.3827 | 108195.8915 | 111154.8281 | 2907608.1539 | 2907608.1539 | -0.0023664 | -0.0025168 | 2.209e-05 | 0.0010208 | 80 | 312226.3789 | -0.012607 | 312226.3789 | -0.010924 | 625 | 2439268.5855 | 0.0085688 | 2439268.5855 | 0.010116 | 0.03917 | 7.5626 | 0.0024103
|  | 0.36332 | 736 | 8 | 12512 | 2797168.4321 | 7.0868 | 0.5396 | 42645.2325 | 5378.8738 | 2944416.5968 | 2944416.5968 | 0.00097103 | 0.0050104 | 0.00047349 | 0.00097339 | 903 | 3877278.737 | -0.0041741 | 3877278.737 | -0.0033576 | 566 | 2296860.8079 | -0.002543 | 2296860.8079 | -0.0017629 | 0.015246 | 7.6582 | 0.0010532
|  | 0.36332 | 178 | 10 | 2848 | 692377.6801 | 71.2994 | 1.0724 | 97660.6104 | 2868.2393 | 728832.262 | 728832.262 | 6.5968e-05 | 0.009067 | 0.00055503 | 0.000997 | 70 | 294104.411 | -0.0040706 | 294104.411 | -0.0033634 | 76 | 307298.6737 | -0.0023437 | 307298.6737 | -0.0016676 | 0.14105 | 1.8956 | 0.0011093
|  | 0.36332 | 1073 | 11 | 18241 | 4025461.8187 | 65.9055 | 0.9669 | 578181.081 | 17318.8019 | 4237348.0749 | 4237348.0749 | -0.0003136 | 0.0011973 | 0.00031818 | 0.00082524 | 883 | 3533528.7791 | -0.0042762 | 3533528.7791 | -0.0034663 | 972 | 3937749.0513 | -0.0027033 | 3937749.0513 | -0.0019183 | 0.14363 | 11.0211 | 0.0011163
|  | 0.36332 | 797 | 12 | 13549 | 3268938.6813 | 35.8662 | 0.8718 | 233714.7827 | 12328.1571 | 3441120.3116 | 3441120.3116 | -3.6404e-05 | 0.0019956 | 0.00046767 | 0.00096844 | 330 | 1319099.9615 | -0.0040252 | 1319099.9615 | -0.0032516 | 813 | 3200300.8627 | -0.00257 | 3200300.8627 | -0.0017832 | 0.071496 | 8.9499 | 0.0009181
|  | 0.36332 | 630 | 11 | 8820 | 2396572.6196 | 35.0395 | 1.0826 | 148634.6482 | 9995.4942 | 2522733.601 | 2522733.601 | 0.00022881 | 0.0026667 | 0.00066272 | 0.001156 | 127 | 541087.2107 | -0.0037298 | 541087.2107 | -0.0030004 | 533 | 2082784.6528 | -0.0023225 | 2082784.6528 | -0.0015663 | 0.06202 | 6.5615 | 0.00085106
|  | 0.36332 | 433 | 10 | 6062 | 1663527.1988 | 55.3009 | 1.0362 | 161228.4599 | 6187.5966 | 1751105.734 | 1751105.734 | -0.00011321 | 0.0040132 | 0.0004182 | 0.00089951 | 940 | 3928455.2532 | -0.0042999 | 3928455.2532 | -0.0034812 | 465 | 1848840.0142 | -0.0026256 | 1848840.0142 | -0.0018587 | 0.09692 | 4.5545 | 0.0011163
|  | 0.36332 | 782 | 5 | 10948 | 3028183.9208 | 73.1495 | 0.945 | 385158.7113 | 6997.0036 | 3187616.2633 | 3187616.2633 | -0.00029767 | 0.0034816 | 0.00033284 | 0.00084053 | 364 | 1433090.0259 | -0.0041341 | 1433090.0259 | -0.0033708 | 1080 | 4399902.2947 | -0.0027308 | 4399902.2947 | -0.0019352 | 0.12719 | 8.2907 | 0.0011163
|  | 0.36332 | 396 | 6 | 6336 | 1493222.6271 | 59.5276 | 0.5906 | 181395.7535 | 2589.9216 | 1571823.8129 | 1571823.8129 | 5.2673e-05 | 0.01027 | 0.00064034 | 0.0011207 | 419 | 1704428.1772 | -0.0039847 | 1704428.1772 | -0.0031934 | 179 | 747651.1005 | -0.0022788 | 747651.1005 | -0.0015549 | 0.12148 | 4.0882 | 0.001004
|  | 0.36332 | 1033 | 9 | 13429 | 4115158.806 | 27.3228 | 0.9601 | 176466.5728 | 12268.938 | 4331866.2089 | 4331866.2089 | -0.00010212 | 0.0018798 | 0.00030356 | 0.00081731 | 662 | 2767338.6667 | -0.0042499 | 2767338.6667 | -0.0034464 | 1099 | 4634044.8703 | -0.0027388 | 4634044.8703 | -0.0019406 | 0.042882 | 11.2667 | 0.0011163
|  | 0.36332 | 153 | 7 | 1683 | 584169.0604 | 72.4017 | 0.6218 | 58603.8913 | 941.896 | 614921.916 | 614921.916 | 0.0003367 | 0.028261 | 0.0005544 | 0.00099406 | 968 | 3795784.9334 | -0.0042864 | 3795784.9334 | -0.0034734 | 109 | 426212.2374 | -0.0023931 | 426212.2374 | -0.0017061 | 0.10032 | 1.5994 | 0.0011163
|  | 0.36332 | 288 | 10 | 4608 | 1158129.1244 | 78.3466 | 0.6508 | 173630.5731 | 2816.298 | 1219121.3313 | 1219121.3313 | -0.00014487 | 0.0092241 | 0.00046825 | 0.00093402 | 109 | 453941.1569 | -0.0041533 | 453941.1569 | -0.0034208 | 355 | 1388185.1619 | -0.0025934 | 1388185.1619 | -0.001835 | 0.14992 | 3.1708 | 0.0011163
|  | 0.36332 | 207 | 16 | 2898 | 823336.5973 | 26.6929 | 0.1891 | 37203.8354 | 742.8626 | 866693.6255 | 866693.6255 | 0.0011797 | 0.036344 | 0.00083058 | 0.0012763 | 552 | 2345347.5735 | -0.0039382 | 2345347.5735 | -0.0031335 | 259 | 1125731.11 | -0.0022532 | 1126459.9699 | -0.0015071 | 0.045187 | 2.2542 | 0.00095665
|  | 0.36332 | 906 | 17 | 11778 | 3372824.4881 | 16.7322 | 0.4342 | 94780.3201 | 7392.7242 | 3550347.3198 | 3550347.3198 | 0.00059089 | 0.0038163 | 0.00066619 | 0.0011651 | 784 | 3344656.8387 | -0.0039412 | 3344656.8387 | -0.0031364 | 961 | 4020546.5551 | -0.0024008 | 4020546.5551 | -0.0016067 | 0.028101 | 9.2343 | 0.00094788
|  | 0.36332 | 298 | 11 | 4768 | 1135732.3857 | 5.5906 | 0.1845 | 12820.0064 | 880.4566 | 1195520.7654 | 1195520.7654 | 0.0033761 | 0.030691 | 0.00047468 | 0.00093774 | 729 | 3132492.0013 | -0.0042541 | 3132492.0013 | -0.003452 | 283 | 1155584.0874 | -0.0025608 | 1155584.0874 | -0.001814 | 0.011288 | 3.1095 | 0.0011163
|  | 0.36332 | 924 | 14 | 13860 | 3848589.543 | 4.0553 | 0.0714 | 27032.1004 | 1195.0018 | 4045997.8979 | 4051324.9314 | 0.0021335 | 0.023145 | 0.00048814 | 0.00099351 | 80 | 316694.5163 | -0.0037857 | 316694.5163 | -0.0030785 | 465 | 1919511.6156 | -0.002468 | 1919511.6156 | -0.0016988 | 0.0070239 | 10.5369 | 0.0010304
|  | 0.36332 | 901 | 3 | 12614 | 3361118.6929 | 3.0316 | 0.3447 | 18391.5486 | 2403.6411 | 3538028.3083 | 3538028.3083 | 0.0020336 | 0.010961 | 0.00020945 | 0.00072244 | 1062 | 4152072.2158 | -0.0042565 | 4152072.2158 | -0.003446 | 258 | 1083432.3831 | -0.0025083 | 1083432.3831 | -0.001771 | 0.0054719 | 9.2022 | 0.00098617
|  | 0.36332 | 503 | 17 | 9557 | 2036264.8162 | 2.8347 | 0.2353 | 13029.3354 | 2969.6777 | 2143508.8028 | 2143508.8028 | 0.0042872 | 0.010121 | 0.00044812 | 0.00092412 | 1099 | 4440513.8644 | -0.0044278 | 4440513.8644 | -0.0036021 | 555 | 2289003.0477 | -0.0026237 | 2289003.0477 | -0.0018484 | 0.0063986 | 5.575 | 0.0011005
|  | 0.36332 | 943 | 11 | 13202 | 3847919.9646 | 1.8505 | 0.0285 | 11749.5813 | 393.8694 | 4050590.1567 | 4050590.1567 | 0.0047265 | 0.069519 | 0.0004415 | 0.0009508 | 217 | 885073.9462 | -0.0039653 | 885073.9462 | -0.0032115 | 53 | 224871.013 | -0.0021779 | 224871.013 | -0.0015225 | 0.0030535 | 10.535 | 0.0009181
|  | 0.36332 | 572 | 14 | 6292 | 2158680.3072 | 3.3858 | 0.2424 | 10245.7461 | 2032.003 | 2272311.0172 | 2272311.0172 | 0.0050036 | 0.014139 | 0.00067713 | 0.0011667 | 125 | 497219.891 | -0.0037254 | 497219.891 | -0.0029956 | 664 | 2902222.9444 | -0.0023627 | 2907793.9452 | -0.001595 | 0.0047463 | 5.9101 | 0.00083211
|  | 0.36332 | 630 | 20 | 11340 | 2594939.966 | 2.7559 | 0.0711 | 15030.3843 | 1226.2457 | 2731624.8905 | 2731624.8905 | 0.0041134 | 0.023289 | 0.00039238 | 0.00087456 | 393 | 1653285.3867 | -0.0041855 | 1653285.3867 | -0.0034003 | 1061 | 4333740.9156 | -0.0028847 | 4333740.9156 | -0.0020803 | 0.0057922 | 7.1046 | 0.0011163
|  | 0.36332 | 881 | 14 | 12334 | 3468063.1863 | 2.9529 | 0.1609 | 17516.4566 | 2445.0721 | 3650677.7415 | 3650677.7415 | 0.0031303 | 0.011751 | 0.00033883 | 0.00084142 | 413 | 1713835.8178 | -0.0041705 | 1713835.8178 | -0.0033921 | 149 | 647817.5238 | -0.0026306 | 648728.97 | -0.0019016 | 0.0050508 | 9.495 | 0.0011146
|  | 0.36332 | 154 | 20 | 1848 | 614549.2145 | 9.4094 | 0.2152 | 8362.9109 | 661.6837 | 646912.2606 | 646912.2606 | 0.0054122 | 0.041069 | 0.00079835 | 0.0012288 | 493 | 2007833.488 | -0.0039931 | 2007833.488 | -0.0031953 | 993 | 3955950.5597 | -0.0024948 | 3955950.5597 | -0.0017002 | 0.013608 | 1.6825 | 0.00099701
|  | 0.36332 | 204 | 16 | 2856 | 770685.6499 | 6.1417 | 0.2483 | 8436.0739 | 961.288 | 811254.0833 | 811254.0833 | 0.0052513 | 0.028266 | 0.00053678 | 0.00097855 | 807 | 3304070.1263 | -0.0042804 | 3304070.1263 | -0.0034666 | 283 | 1168662.3072 | -0.0027212 | 1168662.3072 | -0.001963 | 0.010946 | 2.11 | 0.0011163
|  | 0.36332 | 363 | 13 | 5082 | 1420608.3795 | 3.2284 | 0.1908 | 7890.7008 | 1134.7855 | 1495408.7142 | 1495408.7142 | 0.0059299 | 0.024311 | 0.0004448 | 0.00091698 | 438 | 1733658.3105 | -0.0042035 | 1733658.3105 | -0.0034106 | 240 | 1044950.7155 | -0.0025326 | 1047754.2456 | -0.0017977 | 0.0055545 | 3.8894 | 0.0011163
|  | 0.36332 | 431 | 20 | 6896 | 1643560.0362 | 7.3622 | 0.1901 | 24417.3449 | 2040.6121 | 1730082.3811 | 1730082.3811 | 0.0019681 | 0.013465 | 0.00044778 | 0.00091462 | 886 | 3794030.9291 | -0.0044409 | 3794030.9291 | -0.0036193 | 838 | 3567555.9026 | -0.002681 | 3567555.9026 | -0.0019044 | 0.014856 | 4.4998 | 0.0011163
|  | 0.36332 | 705 | 15 | 7050 | 2748970.085 | 13.8583 | 0.158 | 46988.6156 | 1604.9442 | 2893709.6069 | 2893709.6069 | 0.00092755 | 0.016853 | 0.00053751 | 0.001036 | 707 | 2800883.2473 | -0.0040798 | 2800883.2473 | -0.0032712 | 55 | 228290.1591 | -0.0021429 | 228290.1591 | -0.0014775 | 0.017093 | 7.5263 | 0.0010216
|  | 0.36332 | 408 | 18 | 5304 | 1575751.7627 | 4.5669 | 0.1747 | 11649.8033 | 1396.7083 | 1658712.6092 | 1658712.6092 | 0.0041679 | 0.019838 | 0.0004395 | 0.00091159 | 100 | 433837.0639 | -0.0041502 | 433910.9004 | -0.0034183 | 321 | 1410777.6262 | -0.0025693 | 1415508.4329 | -0.0018238 | 0.0073932 | 4.3142 | 0.0011163
|  | 0.36332 | 205 | 11 | 2870 | 772193.9816 | 3.622 | 0.0955 | 4999.4694 | 286.9148 | 812840.8744 | 812840.8744 | 0.009041 | 0.094417 | 0.00074687 | 0.0011942 | 909 | 3973448.2996 | -0.0042224 | 3980706.6072 | -0.0034009 | 1063 | 4464700.1976 | -0.0025144 | 4464700.1976 | -0.0017168 | 0.0064744 | 2.1142 | 0.0010005
|  | 0.36332 | 827 | 12 | 14886 | 3395112.0001 | 3.2284 | 0.1549 | 23113.1388 | 2367.8216 | 3571157.6489 | 3573940.6256 | 0.0025201 | 0.012092 | 0.00056098 | 0.001062 | 91 | 401545.2622 | -0.003731 | 405853.5661 | -0.0030291 | 979 | 3904778.077 | -0.0025078 | 3904778.077 | -0.0017097 | 0.0068078 | 9.2953 | 0.00088615
|  | 0.36332 | 832 | 15 | 9984 | 3285450.4089 | 51.1811 | 0.6768 | 245758.0555 | 9156.4362 | 3458453.3711 | 3458453.3711 | -0.00018049 | 0.0026218 | 0.00033937 | 0.00084153 | 819 | 3332252.6452 | -0.0042862 | 3332252.6452 | -0.0034697 | 1076 | 4264508.2573 | -0.0027385 | 4264508.2573 | -0.0019381 | 0.074802 | 8.9951 | 0.0011163
|  | 0.36332 | 260 | 9 | 4940 | 1021953.6647 | 48.2285 | 0.7136 | 114584.0789 | 2913.8583 | 1075765.1114 | 1075765.1114 | 0.00028945 | 0.0092087 | 0.00077923 | 0.0012385 | 195 | 817226.5688 | -0.0038076 | 817226.5688 | -0.0030475 | 344 | 1350364.7646 | -0.0022979 | 1350364.7646 | -0.0015408 | 0.11212 | 2.798 | 0.00096367
|  | 0.36332 | 238 | 12 | 4522 | 962594.4036 | 26.2991 | 0.9172 | 57195.9159 | 4196.6581 | 1013291.034 | 1013291.034 | 0.00065604 | 0.0063662 | 0.0007214 | 0.0011743 | 637 | 2579749.1856 | -0.0040263 | 2579749.1856 | -0.0032238 | 252 | 1050158.5331 | -0.0023312 | 1050158.5331 | -0.0015878 | 0.059419 | 2.6354 | 0.00088791
|  | 0.36332 | 347 | 14 | 6246 | 1405745.4941 | 57.874 | 0.6352 | 173851.745 | 4564.0842 | 1479782.2992 | 1479782.2992 | 0.0001964 | 0.0058957 | 0.00077054 | 0.0012377 | 415 | 1660032.9806 | -0.0038612 | 1660032.9806 | -0.0030807 | 552 | 2191850.5818 | -0.002326 | 2191850.5818 | -0.001556 | 0.12367 | 3.8487 | 0.00095139
|  | 0.36332 | 864 | 11 | 15552 | 3478781.0271 | 30.7561 | 0.704 | 230044.093 | 10566.826 | 3661990.7437 | 3661990.7437 | 0.00018188 | 0.0025773 | 0.00066994 | 0.0011728 | 814 | 3325627.4312 | -0.0039009 | 3325627.4312 | -0.0031094 | 955 | 3859135.0319 | -0.0023749 | 3859135.0319 | -0.001586 | 0.066128 | 9.5244 | 0.00094086
|  | 0.36332 | 106 | 6 | 2120 | 401880.721 | 20.1181 | 0.5402 | 20512.3963 | 718.9621 | 423036.0724 | 423036.0724 | 0.0017606 | 0.037195 | 0.00063888 | 0.001055 | 357 | 1462485.5827 | -0.0041503 | 1462485.5827 | -0.0033694 | 525 | 2116419.2636 | -0.0026271 | 2116419.2636 | -0.001853 | 0.051041 | 1.1003 | 0.00099144
|  | 0.36332 | 628 | 3 | 6280 | 2365962.9393 | 98.5039 | 0.8032 | 297513.477 | 3530.0265 | 2490503.115 | 2490503.115 | -0.00038998 | 0.007147 | 0.00023981 | 0.0007423 | 591 | 2443242.3686 | -0.0042062 | 2443242.3686 | -0.0034111 | 347 | 1478276.9017 | -0.0025569 | 1478276.9017 | -0.0018084 | 0.12575 | 6.4777 | 0.0011058
|  | 0.36332 | 973 | 5 | 16541 | 3617858.4478 | 73.0315 | 0.7882 | 580985.8519 | 7971.7993 | 3808276.3795 | 3808276.3795 | -0.00031669 | 0.0030291 | 0.00033475 | 0.00084658 | 1015 | 4080915.7674 | -0.0042563 | 4080915.7674 | -0.0034504 | 1074 | 4238371.0605 | -0.0027069 | 4238371.0605 | -0.0019121 | 0.16059 | 9.9052 | 0.0011058
|  | 0.36332 | 665 | 8 | 9310 | 2465612.6862 | 18.2283 | 0.6118 | 81618.6529 | 4907.3207 | 2595381.775 | 2595381.775 | 0.00020876 | 0.0052124 | 0.0003649 | 0.00086223 | 431 | 1766425.3681 | -0.0041866 | 1766425.3681 | -0.0034026 | 79 | 326566.4315 | -0.0023723 | 326566.4315 | -0.0016899 | 0.033103 | 6.7505 | 0.0011163
|  | 0.36332 | 1039 | 15 | 18702 | 3929144.4395 | 30.866 | 0.7288 | 277627.1781 | 16521.3482 | 4135973.8888 | 4135973.8888 | -0.00015632 | 0.0013469 | 0.00033368 | 0.00083367 | 1048 | 4093567.0165 | -0.0042736 | 4093567.0165 | -0.0034692 | 170 | 682351.3259 | -0.0024774 | 682351.3259 | -0.0017592 | 0.070658 | 10.7574 | 0.0011163
|  | 0.36332 | 885 | 6 | 15930 | 3401595.3205 | 71.2991 | 1.3396 | 546252.45 | 14007.0284 | 3580677.3223 | 3580677.3223 | -0.00018745 | 0.0016894 | 0.00046574 | 0.00097413 | 123 | 482505.7916 | -0.0038517 | 482505.7916 | -0.0031324 | 600 | 2368734.1395 | -0.002487 | 2368734.1395 | -0.0017257 | 0.16059 | 9.3131 | 0.0010426
|  | 0.36332 | 736 | 10 | 7360 | 2813847.0963 | 9.4488 | 0.7639 | 33446.2972 | 6364.9167 | 2961980.1109 | 2961980.1109 | 0.0011105 | 0.004095 | 0.00034642 | 0.00084935 | 508 | 2097652.3514 | -0.0042225 | 2097652.3514 | -0.0034252 | 682 | 2855038.1798 | -0.0026912 | 2855038.1798 | -0.0019033 | 0.011886 | 7.7039 | 0.0011163
|  | 0.36332 | 427 | 6 | 6405 | 1614028.6966 | 73.1889 | 1.218 | 225453.9913 | 5566.6538 | 1698990.5682 | 1698990.5682 | 4.8094e-05 | 0.0047389 | 0.00067613 | 0.00116 | 984 | 4180969.0559 | -0.0040149 | 4180969.0559 | -0.0032097 | 422 | 1662688.4191 | -0.002347 | 1662688.4191 | -0.0015859 | 0.13968 | 4.419 | 0.00097946
|  | 0.36332 | 690 | 9 | 12420 | 2810356.6252 | 14.4488 | 1.0076 | 86307.1846 | 10532.4831 | 2958376.3013 | 2958376.3013 | 0.00026292 | 0.0023522 | 0.00039483 | 0.0008937 | 732 | 2959769.7425 | -0.0042132 | 2959769.7425 | -0.0034099 | 251 | 1061382.0648 | -0.0025212 | 1061382.0648 | -0.0017719 | 0.03071 | 7.6943 | 0.00098091
|  | 0.36332 | 730 | 16 | 7300 | 2867637.2948 | 4.6457 | 0.2756 | 16310.5121 | 3023.0174 | 3018633.4006 | 3018633.4006 | 0.0030968 | 0.0094286 | 0.00044324 | 0.00094249 | 844 | 3597516.9273 | -0.0043467 | 3597516.9273 | -0.0035255 | 57 | 249183.6634 | -0.0022134 | 250499.4018 | -0.0015604 | 0.0056878 | 7.8512 | 0.001069
|  | 0.36332 | 1100 | 6 | 22000 | 4083889.317 | 5.5119 | 0.212 | 58320.0093 | 2928.0203 | 4298833.1481 | 4298833.1481 | 0.00059375 | 0.0091049 | 0.00032964 | 0.0008423 | 520 | 2131420.0621 | -0.0043522 | 2131420.0621 | -0.0035473 | 767 | 3235983.6801 | -0.0026511 | 3235983.6801 | -0.001875 | 0.014281 | 11.1811 | 0.001104
|  | 0.36332 | 391 | 20 | 5474 | 1568863.8427 | 12.244 | 0.4138 | 32234.5557 | 3630.0236 | 1651485.8157 | 1651485.8157 | 0.0013825 | 0.007516 | 0.00053599 | 0.0010052 | 972 | 3960320.1011 | -0.0041952 | 3960320.1011 | -0.0033838 | 124 | 495320.5945 | -0.0023234 | 495320.5945 | -0.0016294 | 0.020546 | 4.2953 | 0.001069
|  | 0.36332 | 979 | 19 | 14685 | 3817266.4348 | 4.0552 | 0.29 | 28640.4478 | 6457.4147 | 4018254.148 | 4018254.148 | 0.0021664 | 0.0048752 | 0.00033803 | 0.00083665 | 407 | 1705777.8251 | -0.0041911 | 1705777.8251 | -0.003404 | 551 | 2363029.8464 | -0.0026507 | 2363029.8464 | -0.0018779 | 0.0075029 | 10.4511 | 0.001002
|  | 0.36332 | 350 | 14 | 4550 | 1302065.7306 | 2.6378 | 0.2211 | 5772.2726 | 1267.9016 | 1370597.3487 | 1370597.3487 | 0.0082705 | 0.022179 | 0.00052152 | 0.00098946 | 959 | 4174680.0276 | -0.0042356 | 4183001.0009 | -0.0034191 | 483 | 1898923.0232 | -0.0025655 | 1898923.0232 | -0.0017976 | 0.0044332 | 3.5649 | 0.001083
|  | 0.36332 | 426 | 15 | 5538 | 1694999.006 | 6.0237 | 0.1439 | 16043.8968 | 1053.5923 | 1784258.1411 | 1784258.1411 | 0.0028286 | 0.025784 | 0.00042319 | 0.0009015 | 372 | 1519119.5856 | -0.00416 | 1519119.5856 | -0.0033853 | 976 | 4016499.3231 | -0.0028779 | 4016499.3231 | -0.0020748 | 0.0094654 | 4.6407 | 0.0011163
|  | 0.36332 | 254 | 12 | 3556 | 993627.8995 | 5.748 | 0.2215 | 9830.4203 | 873.1613 | 1045945.9556 | 1045945.9556 | 0.0044151 | 0.030974 | 0.00049118 | 0.0009494 | 618 | 2469269.2539 | -0.0042328 | 2469269.2539 | -0.0034348 | 277 | 1137606.65 | -0.0025638 | 1137606.65 | -0.0018151 | 0.0098935 | 2.7204 | 0.0011163
|  | 0.36332 | 704 | 12 | 7040 | 2707455.2341 | 7.4804 | 0.1905 | 25327.426 | 1683.8879 | 2849993.8387 | 2849993.8387 | 0.0016472 | 0.016005 | 0.00035406 | 0.00085424 | 863 | 3456723.1595 | -0.0042725 | 3456723.1595 | -0.0034639 | 211 | 888122.781 | -0.0025216 | 888122.781 | -0.0017878 | 0.0093547 | 7.4126 | 0.0011163
|  | 0.36332 | 761 | 10 | 14459 | 2960919.6602 | 9.5276 | 0.2216 | 66254.4949 | 2846.3216 | 3116816.2422 | 3116816.2422 | 0.00051309 | 0.0093771 | 0.00039389 | 0.00089179 | 704 | 2977651.8095 | -0.0042148 | 2977651.8095 | -0.0034108 | 308 | 1247059.5541 | -0.0025424 | 1247059.5541 | -0.0017867 | 0.022376 | 8.1066 | 0.0010953
|  | 0.36332 | 350 | 17 | 6650 | 1389290.2222 | 7.8346 | 0.2634 | 25057.1716 | 2313.147 | 1462449.3438 | 1462449.3438 | 0.0020849 | 0.012069 | 0.0007566 | 0.0012176 | 960 | 3785277.8062 | -0.0039956 | 3785277.8062 | -0.0031838 | 304 | 1278721.6222 | -0.0022729 | 1278721.6222 | -0.0015286 | 0.018036 | 3.8037 | 0.00096543
|  | 0.36332 | 111 | 8 | 1332 | 433019.6626 | 2.6379 | 0.2736 | 1689.881 | 336.3079 | 455819.2132 | 455819.2132 | 0.025805 | 0.080752 | 0.00093806 | 0.0013604 | 134 | 533086.242 | -0.0038481 | 533086.242 | -0.0031043 | 736 | 2903015.0503 | -0.0023416 | 2903015.0503 | -0.0015614 | 0.0039026 | 1.1855 | 0.00082649
|  | 0.36332 | 128 | 5 | 2048 | 499938.1444 | 7.4409 | 0.266 | 7329.0721 | 343.4025 | 526261.358 | 526261.358 | 0.0056995 | 0.07835 | 0.00071226 | 0.0011437 | 423 | 1695503.3348 | -0.0040529 | 1695503.3348 | -0.0032676 | 599 | 2522086.9498 | -0.0025337 | 2522086.9498 | -0.0017541 | 0.01466 | 1.3688 | 0.00093177
|  | 0.31659 | 352 | 6 | 5984 | 1305106.264 | 17.5033 | 0.0146 | 50373.8443 | 58.8147 | 1373796.0674 | 1373796.0674 | 0.0010609 | 0.45784 | 0.00084922 | 0.0012935 | 832 | 3247154.3411 | -0.003254 | 3247154.3411 | -0.0025154 | 1006 | 3926246.7153 | -0.0030394 | 3926246.7153 | -0.0022924 | 0.038598 | 3.5732 | 0.00067063
|  | 0.31659 | 346 | 4 | 6920 | 1282860.1345 | 22.4514 | 0.0165 | 74721.0724 | 57.58 | 1350379.0889 | 1350379.0889 | 0.00062457 | 0.46749 | 0.00072829 | 0.0011737 | 1056 | 4121388.2021 | -0.0032896 | 4121388.2021 | -0.002539 | 378 | 1475269.6405 | -0.0029075 | 1475269.6405 | -0.0022033 | 0.058246 | 3.5123 | 0.00067063
|  | 0.31659 | 771 | 17 | 7710 | 2858627.6407 | 7.4016 | 0.0348 | 27445.6527 | 419.7231 | 3009081.7271 | 3009081.7271 | 0.0020846 | 0.064745 | 0.00063 | 0.0010955 | 393 | 1533812.0866 | -0.0032826 | 1533812.0866 | -0.0025822 | 875 | 3414976.0197 | -0.0031441 | 3414976.0197 | -0.0024115 | 0.009601 | 7.8265 | 0.00074403
|  | 0.31659 | 1013 | 9 | 16208 | 3755888.1973 | 7.0079 | 0.0192 | 54627.4462 | 273.0302 | 3953566.5234 | 3953566.5234 | 0.0010726 | 0.098967 | 0.00059679 | 0.0010722 | 640 | 2497811.0316 | -0.0033464 | 2497811.0316 | -0.0026254 | 759 | 2962247.7703 | -0.0032719 | 2962247.7703 | -0.0025317 | 0.014544 | 10.2831 | 0.00074403
|  | 0.31659 | 238 | 20 | 4046 | 882429.8035 | 7.2047 | 0.0788 | 14019.5913 | 490.2556 | 928873.4774 | 928873.4774 | 0.0035604 | 0.055502 | 0.00067001 | 0.0010796 | 302 | 1178654.5805 | -0.0033953 | 1178654.5805 | -0.0026954 | 1090 | 4254084.4132 | -0.003296 | 4254084.4132 | -0.0025556 | 0.015887 | 2.416 | 0.00080978
|  | 0.31659 | 496 | 7 | 8432 | 1839013.372 | 20.698 | 0.0194 | 83936.8283 | 120.2231 | 1935803.5495 | 1935803.5495 | 0.00072104 | 0.22417 | 0.00081434 | 0.0012697 | 339 | 1323059.2808 | -0.0031516 | 1323059.2808 | -0.0024418 | 195 | 761051.7987 | -0.0028386 | 761051.7987 | -0.002153 | 0.045642 | 5.0349 | 0.0006691
|  | 0.31659 | 260 | 8 | 4680 | 963998.945 | 7.9528 | 0.1122 | 17900.2661 | 409.5117 | 1014735.7316 | 1014735.7316 | 0.002639 | 0.066068 | 0.00077654 | 0.0012054 | 61 | 238072.6139 | -0.003039 | 238072.6139 | -0.0024116 | 922 | 3598409.0174 | -0.0031375 | 3598409.0174 | -0.0023978 | 0.018569 | 2.6393 | 0.00073179
|  | 0.31659 | 655 | 4 | 8515 | 2428535.8037 | 8.189 | 0.0746 | 33535.8329 | 408.3399 | 2556353.4776 | 2556353.4776 | 0.0011161 | 0.065848 | 0.00036355 | 0.00083338 | 221 | 862525.3718 | -0.0033731 | 862525.3718 | -0.0026877 | 647 | 2525130.8397 | -0.0032594 | 2525130.8397 | -0.0025349 | 0.013809 | 6.649 | 0.00082048
|  | 0.68744 | 823 | 20 | 15637 | 3051427.4297 | 11.1811 | 0.1019 | 84087.5196 | 2399.4103 | 3212028.8734 | 3212028.8734 | 0.00018414 | 0.010951 | 0.00097854 | 0.0016857 | 582 | 2271446.9068 | -0.007761 | 2271446.9068 | -0.0064854 | 470 | 1834329.9763 | 0.0030471 | 1834329.9763 | 0.0041639 | 0.027557 | 8.3544 | 0.0013363
|  | 0.31659 | 342 | 15 | 5814 | 1268029.3815 | 7.1654 | 0.5225 | 20035.9086 | 3733.3108 | 1334767.77 | 1334767.77 | 0.0024879 | 0.0076079 | 0.00061126 | 0.0010423 | 282 | 1100597.9858 | -0.0033753 | 1100597.9858 | -0.0026839 | 93 | 362963.1655 | -0.0031363 | 362963.1655 | -0.0024815 | 0.015801 | 3.4717 | 0.00080978
|  | 0.31659 | 920 | 6 | 15640 | 3411073.19 | 6.9292 | 0.0935 | 52121.0816 | 984.4416 | 3590603.3579 | 3590603.3579 | 0.00088784 | 0.027485 | 0.00047464 | 0.00095072 | 992 | 3871607.0989 | -0.0035371 | 3871607.0989 | -0.0027942 | 405 | 1580646.0434 | -0.003191 | 1580646.0434 | -0.0024796 | 0.01528 | 9.339 | 0.00080978
|  | 0.31659 | 620 | 12 | 10540 | 2298766.715 | 9.4095 | 0.0554 | 47698.0618 | 609.4308 | 2419754.4368 | 2419754.4368 | 0.0012082 | 0.044563 | 0.00068277 | 0.0011388 | 697 | 2720272.3266 | -0.0033121 | 2720272.3266 | -0.0025986 | 515 | 2009957.3145 | -0.0030762 | 2009957.3145 | -0.0023532 | 0.020749 | 6.2937 | 0.00073179
|  | 0.31659 | 436 | 7 | 5668 | 1616552.077 | 12.9528 | 0.0306 | 35309.1348 | 143.6234 | 1701633.7653 | 1701633.7653 | 0.0012832 | 0.18756 | 0.00063502 | 0.0010881 | 544 | 2123139.3768 | -0.0033742 | 2123139.3768 | -0.0026588 | 1073 | 4187736.3076 | -0.0031996 | 4187736.3076 | -0.0024676 | 0.021842 | 4.4259 | 0.00076849
|  | 0.31659 | 643 | 8 | 6430 | 2384043.5447 | 15.8267 | 0.0055 | 48943.4881 | 35.6685 | 2509519.5208 | 2509519.5208 | 0.0011265 | 0.75473 | 0.00077874 | 0.0012458 | 290 | 1131820.6237 | -0.0031391 | 1131820.6237 | -0.002432 | 304 | 1186460.24 | -0.0028887 | 1186460.24 | -0.0021876 | 0.02053 | 6.5272 | 0.0006691
|  | 0.31659 | 492 | 6 | 9348 | 1824182.619 | 11.6535 | 0.0388 | 52392.4441 | 232.6131 | 1920192.2305 | 1920192.2305 | 0.00088103 | 0.11587 | 0.00062462 | 0.0010801 | 57 | 222461.295 | -0.003223 | 222461.295 | -0.0025973 | 193 | 753246.1392 | -0.0030127 | 753246.1392 | -0.0023348 | 0.028721 | 4.9943 | 0.00076849
|  | 0.68744 | 729 | 8 | 11664 | 2702904.7342 | 30.9055 | 0.0568 | 173371.1617 | 540.3571 | 2845162.8782 | 2845162.8782 | -0.00071525 | 0.048944 | 0.00068405 | 0.0014053 | 362 | 1412824.3647 | -0.007954 | 1412824.3647 | -0.0066971 | 876 | 3418878.8495 | 0.002649 | 3418878.8495 | 0.003793 | 0.064143 | 7.4001 | 0.0014824
|  | 0.31659 | 586 | 15 | 10548 | 2172705.3145 | 6.8898 | 0.3628 | 34951.8615 | 4638.5951 | 2287058.2258 | 2287058.2258 | 0.0015963 | 0.0062158 | 0.00055064 | 0.00099954 | 873 | 3407170.3603 | -0.0035348 | 3407170.3603 | -0.0027899 | 362 | 1412824.3647 | -0.0031717 | 1412824.3647 | -0.0024674 | 0.016087 | 5.9485 | 0.00080978
|  | 0.31659 | 528 | 14 | 7392 | 1957659.396 | 9.6062 | 0.0596 | 34151.2934 | 542.8001 | 2060694.1011 | 2060694.1011 | 0.0014581 | 0.04988 | 0.00055069 | 0.001002 | 928 | 3621825.9958 | -0.0036605 | 3621825.9958 | -0.0029139 | 880 | 3434490.1684 | -0.0032535 | 3434490.1684 | -0.0025291 | 0.017445 | 5.3598 | 0.00080978
|  | 0.31659 | 392 | 8 | 4312 | 1453413.794 | 13.0375 | 0.0981 | 27037.5072 | 406.8496 | 1529909.2568 | 1529909.2568 | 0.0017178 | 0.066384 | 0.00069386 | 0.0011433 | 237 | 924970.6476 | -0.0032523 | 924970.6476 | -0.0025558 | 220 | 858622.5421 | -0.0029755 | 858622.5421 | -0.0022955 | 0.018603 | 3.9792 | 0.00074403
|  | 0.31659 | 751 | 6 | 11265 | 2784473.8757 | 8.0316 | 0.1474 | 43513.783 | 1184.8312 | 2931025.1324 | 2931025.1324 | 0.0011722 | 0.022978 | 0.00064349 | 0.0011145 | 986 | 3848190.1205 | -0.0033953 | 3848190.1205 | -0.0026486 | 328 | 1280128.1537 | -0.0031553 | 1280128.1537 | -0.0024422 | 0.015627 | 7.6235 | 0.00073179
|  | 0.31659 | 225 | 14 | 3825 | 834229.8563 | 20.3149 | 0.0182 | 37371.4288 | 81.2544 | 878136.6908 | 878136.6908 | 0.0014405 | 0.33159 | 0.00092972 | 0.001345 | 123 | 480048.0576 | -0.0030031 | 480048.0576 | -0.0023463 | 796 | 3106652.4705 | -0.003139 | 3106652.4705 | -0.0023948 | 0.044798 | 2.284 | 0.0006691
|  | 0.31659 | 532 | 5 | 5852 | 1972490.149 | 7.4803 | 0.0439 | 21053.1414 | 199.4986 | 2076305.42 | 2076305.42 | 0.0021332 | 0.13511 | 0.00060625 | 0.0010691 | 800 | 3122263.7895 | -0.0034131 | 3122263.7895 | -0.0026875 | 618 | 2411948.7774 | -0.0031647 | 2411948.7774 | -0.0024368 | 0.010673 | 5.4004 | 0.00076849
|  | 0.31659 | 925 | 11 | 10175 | 3429611.6313 | 5.2756 | 0.0076 | 25816.6479 | 88.7016 | 3610117.5066 | 3610117.5066 | 0.0020871 | 0.30392 | 0.00055595 | 0.0010307 | 793 | 3094943.9813 | -0.0034305 | 3094943.9813 | -0.0026959 | 373 | 1455755.4918 | -0.0032343 | 1455755.4918 | -0.0025196 | 0.0075276 | 9.3898 | 0.00076849
|  | 0.31659 | 397 | 12 | 5558 | 1471952.2352 | 6.9684 | 0.0198 | 18627.0975 | 121.9952 | 1549423.4055 | 1549423.4055 | 0.0026039 | 0.22101 | 0.00062038 | 0.0010639 | 191 | 745440.4797 | -0.0032895 | 745440.4797 | -0.0026122 | 514 | 2006054.4847 | -0.0031625 | 2006054.4847 | -0.0024504 | 0.012655 | 4.03 | 0.00078837
|  | 0.31659 | 246 | 8 | 4674 | 912091.3095 | 13.5039 | 0.0039 | 30355.7869 | 13.9418 | 960096.1153 | 960096.1153 | 0.0016801 | 1.9301 | 0.00090167 | 0.0013276 | 672 | 2622701.5832 | -0.0032154 | 2622701.5832 | -0.002491 | 774 | 3020790.2163 | -0.0029767 | 3020790.2163 | -0.0022547 | 0.033282 | 2.4972 | 0.00067063
|  | 0.68744 | 997 | 3 | 12961 | 3696565.1852 | 10.118 | 0.0982 | 63070.5706 | 739.5856 | 3891121.2476 | 3891121.2476 | -0.00025129 | 0.035547 | 0.00062643 | 0.0013698 | 681 | 2657827.0508 | -0.0078278 | 2657827.0508 | -0.006527 | 531 | 2072402.5903 | 0.0030326 | 2072402.5903 | 0.0041504 | 0.017062 | 10.1206 | 0.0013363
|  | 0.31659 | 868 | 2 | 17360 | 3218273.401 | 14.5276 | 0.0221 | 121293.3996 | 146.093 | 3387656.2116 | 3387656.2116 | 0.00027619 | 0.18425 | 0.00050041 | 0.00097975 | 196 | 764954.6284 | -0.0031714 | 764954.6284 | -0.0024997 | 1008 | 3934052.3747 | -0.003157 | 3934052.3747 | -0.0024097 | 0.037689 | 8.8112 | 0.00073179
|  | 0.31659 | 1084 | 6 | 17344 | 4019134.063 | 7.3622 | 0.0416 | 61411.6053 | 499.3679 | 4230667.4347 | 4230667.4347 | 0.00075121 | 0.054045 | 0.00045651 | 0.00093764 | 1081 | 4218958.9455 | -0.0036844 | 4218958.9455 | -0.0029296 | 757 | 2954442.1108 | -0.0032554 | 2954442.1108 | -0.0025264 | 0.01528 | 11.0038 | 0.00080978
|  | 0.31659 | 604 | 10 | 10872 | 2239443.703 | 19.685 | 0.018 | 102929.162 | 176.7878 | 2357309.1611 | 2357309.1611 | 0.00066539 | 0.15259 | 0.00080164 | 0.0012587 | 710 | 2771009.1132 | -0.0032262 | 2771009.1132 | -0.0024962 | 779 | 3040304.365 | -0.0030044 | 3040304.365 | -0.0022673 | 0.045962 | 6.1313 | 0.0006691
|  | 0.31659 | 630 | 3 | 9450 | 2335843.5975 | 11.2993 | 0.1194 | 51354.3128 | 596.103 | 2458782.7342 | 2458782.7342 | 0.00062064 | 0.045028 | 0.00036676 | 0.00083591 | 1031 | 4023817.4587 | -0.0035639 | 4023817.4587 | -0.0028187 | 890 | 3473518.4658 | -0.0032926 | 3473518.4658 | -0.0025592 | 0.021985 | 6.3952 | 0.00082048
|  | 0.31659 | 1003 | 20 | 11033 | 3718811.3147 | 10.1182 | 0.0453 | 53689.6351 | 851.0523 | 3914538.2261 | 3914538.2261 | 0.0011213 | 0.032031 | 0.00048432 | 0.00095345 | 416 | 1623577.1705 | -0.0034321 | 1623577.1705 | -0.002721 | 324 | 1264516.8347 | -0.003153 | 1264516.8347 | -0.0024555 | 0.014437 | 10.1816 | 0.00080978
|  | 0.31659 | 159 | 19 | 1908 | 589522.4317 | 19.1445 | 0.103 | 17567.7431 | 314.8451 | 620549.9282 | 620549.9282 | 0.0028036 | 0.085953 | 0.00097704 | 0.0013773 | 661 | 2579770.4561 | -0.0033553 | 2579770.4561 | -0.0026173 | 598 | 2333892.1826 | -0.0029564 | 2333892.1826 | -0.0022355 | 0.0298 | 1.614 | 0.00066757
|  | 0.31659 | 677 | 11 | 9478 | 2510104.9452 | 9.8941 | 0.0556 | 45101.0418 | 551.6443 | 2642215.7318 | 2642215.7318 | 0.0010731 | 0.049005 | 0.00051608 | 0.00097884 | 992 | 3871607.0989 | -0.0036727 | 3871607.0989 | -0.0029217 | 268 | 1045958.3695 | -0.0031517 | 1045958.3695 | -0.0024507 | 0.017968 | 6.8723 | 0.00080978
|  | 0.31659 | 697 | 8 | 13940 | 2584258.7102 | 23.3266 | 0.1347 | 156389.5717 | 1410.7139 | 2720272.3266 | 2720272.3266 | 0.0004859 | 0.019365 | 0.00078547 | 0.0012487 | 547 | 2134847.8661 | -0.0031897 | 2134847.8661 | -0.0024703 | 635 | 2478296.8829 | -0.0029816 | 2478296.8829 | -0.0022495 | 0.060516 | 7.0753 | 0.00066757
|  | 0.31659 | 525 | 8 | 6300 | 1946536.3312 | 10.2756 | 0.1281 | 31134.4583 | 744.743 | 2048985.6118 | 2048985.6118 | 0.0015478 | 0.036396 | 0.00066103 | 0.0011201 | 512 | 1998248.8253 | -0.0033129 | 1998248.8253 | -0.0026034 | 149 | 581521.6308 | -0.0029484 | 581521.6308 | -0.0022739 | 0.015995 | 5.3293 | 0.00074403
|  | 0.31659 | 744 | 14 | 12648 | 2758520.058 | 10.748 | 0.0954 | 65379.7249 | 1408.3612 | 2903705.3242 | 2903705.3242 | 0.00086264 | 0.019389 | 0.00055999 | 0.001019 | 813 | 3173000.5761 | -0.0034684 | 3173000.5761 | -0.0027345 | 984 | 3840384.4611 | -0.0033891 | 3840384.4611 | -0.0026389 | 0.023701 | 7.5524 | 0.00078837
|  | 0.31659 | 604 | 10 | 7248 | 2239443.703 | 8.1102 | 0.0735 | 28271.1401 | 557.4037 | 2357309.1611 | 2357309.1611 | 0.0016464 | 0.048508 | 0.00050292 | 0.00096475 | 966 | 3770133.5258 | -0.0035198 | 3770133.5258 | -0.0027951 | 781 | 3048110.0245 | -0.00328 | 3048110.0245 | -0.0025497 | 0.012624 | 6.1313 | 0.00082048
|  | 0.31659 | 57 | 2 | 969 | 211338.2302 | 7.2441 | 0.0073 | 3375.9949 | 3.0148 | 222461.295 | 222461.295 | 0.012432 | 8.923 | 0.00070585 | 0.0010648 | 990 | 3863801.4395 | -0.0035458 | 3863801.4395 | -0.0027985 | 965 | 3766230.6961 | -0.0032515 | 3766230.6961 | -0.0025304 | 0.015974 | 0.57861 | 0.00080978
|  | 0.68744 | 492 | 9 | 9840 | 1824182.619 | 14.0945 | 0.1031 | 66701.9218 | 824.834 | 1920192.2305 | 1920192.2305 | 5.1063e-05 | 0.032123 | 0.0010538 | 0.0017501 | 155 | 604938.6092 | -0.0074632 | 604938.6092 | -0.00627 | 627 | 2447074.245 | 0.0029984 | 2447074.245 | 0.0041247 | 0.036565 | 4.9943 | 0.0013363
|  | 0.68744 | 1052 | 13 | 16832 | 3900488.039 | 6.0629 | 0.0303 | 49080.5818 | 573.4367 | 4105776.8832 | 4105776.8832 | 0.0006317 | 0.046786 | 0.00090225 | 0.0016347 | 54 | 210752.8058 | -0.0072091 | 210752.8058 | -0.0060943 | 288 | 1124014.9642 | 0.0031495 | 1124014.9642 | 0.00424 | 0.012583 | 10.679 | 0.0013363
|  | 0.31659 | 799 | 7 | 12784 | 2962442.9117 | 7.9134 | 0.1253 | 48654.5494 | 1207.5668 | 3118360.9597 | 3118360.9597 | 0.00093045 | 0.022412 | 0.00047086 | 0.00094203 | 194 | 757148.9689 | -0.0033516 | 757148.9689 | -0.0026742 | 130 | 507367.8658 | -0.0032052 | 507367.8658 | -0.0025324 | 0.016424 | 8.1107 | 0.00082048
|  | 0.31659 | 984 | 12 | 19680 | 3648365.238 | 16.7322 | 0.019 | 158369.5619 | 373.2812 | 3840384.4611 | 3840384.4611 | 0.00056336 | 0.072499 | 0.00075531 | 0.0012223 | 889 | 3469615.6361 | -0.0033965 | 3469615.6361 | -0.002648 | 531 | 2072402.5903 | -0.0029526 | 2072402.5903 | -0.0022337 | 0.043408 | 9.9887 | 0.00067063
|  | 0.31659 | 480 | 4 | 5280 | 1779690.36 | 23.6096 | 0.1157 | 59953.7187 | 436.6703 | 1873358.2737 | 1873358.2737 | 0.00077036 | 0.061789 | 0.0006896 | 0.0011498 | 390 | 1522103.5974 | -0.0031547 | 1522103.5974 | -0.002445 | 233 | 909359.3287 | -0.002861 | 909359.3287 | -0.0021665 | 0.033688 | 4.8725 | 0.00066757
|  | 0.31659 | 68 | 16 | 1360 | 252122.801 | 24.7637 | 0.1031 | 16197.501 | 174.6098 | 265392.4221 | 265392.4221 | 0.0029289 | 0.15453 | 0.0011148 | 0.001462 | 686 | 2677341.1995 | -0.0032201 | 2677341.1995 | -0.0024909 | 880 | 3434490.1684 | -0.0029973 | 3434490.1684 | -0.0022652 | 0.064244 | 0.69027 | 0.00066757
|  | 0.31659 | 529 | 16 | 5290 | 1961367.0842 | 9.0945 | 0.152 | 23138.1202 | 1208.1972 | 2064596.9308 | 2064596.9308 | 0.00225 | 0.022749 | 0.00067034 | 0.0011246 | 659 | 2571964.7966 | -0.0033726 | 2571964.7966 | -0.0026392 | 161 | 628355.5876 | -0.0029495 | 628355.5876 | -0.0022761 | 0.011797 | 5.3699 | 0.00074403
|  | 0.31659 | 293 | 5 | 5860 | 1086352.6572 | 9.7638 | 0.0363 | 27517.5691 | 120.4073 | 1143529.1129 | 1143529.1129 | 0.0016667 | 0.22373 | 0.0007312 | 0.0011685 | 801 | 3126166.6192 | -0.0033952 | 3126166.6192 | -0.0026552 | 827 | 3227640.1924 | -0.0031286 | 3227640.1924 | -0.0024023 | 0.02533 | 2.9743 | 0.00074403
|  | 0.31659 | 915 | 15 | 12810 | 3392534.7487 | 9.37 | 0.0778 | 57727.4395 | 1289.4339 | 3571089.2092 | 3571089.2092 | 0.0011038 | 0.021308 | 0.000618 | 0.0010853 | 1094 | 4269695.7321 | -0.0034335 | 4269695.7321 | -0.0026819 | 359 | 1401115.8755 | -0.0030661 | 1401115.8755 | -0.0023516 | 0.017016 | 9.2883 | 0.00074403
|  | 0.31659 | 268 | 6 | 3216 | 993660.451 | 5.9055 | 0.0435 | 9134.1111 | 111.8216 | 1045958.3695 | 1045958.3695 | 0.0049274 | 0.24102 | 0.00076126 | 0.0011971 | 665 | 2595381.775 | -0.0034834 | 2595381.775 | -0.0027429 | 582 | 2271446.9068 | -0.0030831 | 2271446.9068 | -0.0023595 | 0.0091924 | 2.7205 | 0.00073179
|  | 0.31659 | 222 | 13 | 3996 | 823106.7915 | 11.6536 | 0.0396 | 22396.4488 | 172.2665 | 866428.2016 | 866428.2016 | 0.0020363 | 0.15646 | 0.0006621 | 0.0010771 | 491 | 1916289.4008 | -0.0034427 | 1916289.4008 | -0.0027301 | 437 | 1705536.595 | -0.003205 | 1705536.595 | -0.0024883 | 0.02721 | 2.2535 | 0.00080978
|  | 0.31659 | 427 | 4 | 5124 | 1583182.8827 | 8.8583 | 0.1593 | 21829.967 | 551.6398 | 1666508.2976 | 1666508.2976 | 0.0019376 | 0.048858 | 0.00055785 | 0.0010136 | 805 | 3141777.9382 | -0.003524 | 3141777.9382 | -0.0027794 | 147 | 573715.9713 | -0.0029309 | 573715.9713 | -0.0022649 | 0.013789 | 4.3345 | 0.00074403
|  | 0.31659 | 893 | 19 | 16074 | 3310965.6073 | 7.126 | 0.5946 | 55088.8056 | 13945.7779 | 3485226.955 | 3485226.955 | 0.0012609 | 0.0024374 | 0.00051599 | 0.00097212 | 290 | 1131820.6237 | -0.0033736 | 1131820.6237 | -0.0026836 | 491 | 1916289.4008 | -0.003205 | 1916289.4008 | -0.002491 | 0.016638 | 9.0649 | 0.00080978
|  | 0.31659 | 426 | 3 | 6390 | 1579475.1945 | 6.8898 | 0.0411 | 21173.9093 | 138.7484 | 1662605.4679 | 1662605.4679 | 0.0019244 | 0.19398 | 0.00048755 | 0.00094342 | 922 | 3598409.0174 | -0.00347 | 3598409.0174 | -0.002731 | 751 | 2931025.1324 | -0.0031843 | 2931025.1324 | -0.0024629 | 0.013406 | 4.3244 | 0.00078073
|  | 0.31659 | 137 | 3 | 2192 | 507953.2902 | 17.1072 | 0.0003 | 18034.8717 | 0.33331 | 534687.6739 | 534687.6739 | 0.0024255 | 80.7031 | 0.0008435 | 0.0012509 | 439 | 1713342.2545 | -0.0031555 | 1713342.2545 | -0.002451 | 985 | 3844287.2908 | -0.0030371 | 3844287.2908 | -0.0022908 | 0.035505 | 1.3907 | 0.00067063
|  | 0.31659 | 304 | 17 | 3040 | 1127137.228 | 15.5512 | 0.0034 | 22736.8902 | 16.1689 | 1186460.24 | 1186460.24 | 0.0022713 | 1.6645 | 0.00088089 | 0.0013141 | 582 | 2271446.9068 | -0.0031996 | 2271446.9068 | -0.0024782 | 977 | 3813064.6529 | -0.0030133 | 3813064.6529 | -0.0022772 | 0.020172 | 3.0859 | 0.0006691
|  | 0.68744 | 751 | 5 | 13518 | 2784473.8757 | 20.1574 | 0.0513 | 131051.0577 | 412.3598 | 2931025.1324 | 2931025.1324 | -0.00035762 | 0.064686 | 0.00095099 | 0.0016767 | 566 | 2209001.6311 | -0.0077793 | 2209001.6311 | -0.0064932 | 840 | 3278376.9789 | 0.0029435 | 3278376.9789 | 0.004082 | 0.047065 | 7.6235 | 0.0013363
|  | 0.31659 | 883 | 3 | 16777 | 3273888.7248 | 7.0866 | 0.0375 | 57180.2169 | 286.9391 | 3446198.6576 | 3446198.6576 | 0.00063329 | 0.093785 | 0.00039322 | 0.0008717 | 1054 | 4113582.5426 | -0.0034876 | 4113582.5426 | -0.0027504 | 827 | 3227640.1924 | -0.0032343 | 3227640.1924 | -0.0024975 | 0.017466 | 8.9634 | 0.00078837
|  | 0.31659 | 1022 | 16 | 13286 | 3789257.3915 | 8.5827 | 0.1397 | 54841.8068 | 2568.4697 | 3988691.9911 | 3988691.9911 | 0.0012274 | 0.010981 | 0.00062942 | 0.0011 | 466 | 1818718.6574 | -0.0033047 | 1818718.6574 | -0.0025855 | 828 | 3231543.0221 | -0.0031157 | 3231543.0221 | -0.0023842 | 0.014473 | 10.3744 | 0.00073179
|  | 0.68744 | 254 | 11 | 4826 | 941752.8155 | 7.2047 | 0.2955 | 16722.3302 | 1354.8977 | 991318.7532 | 991318.7532 | 0.0016804 | 0.019057 | 0.00071103 | 0.0013649 | 743 | 2899802.4945 | -0.0083121 | 2899802.4945 | -0.007021 | 1045 | 4078457.075 | 0.0023856 | 4078457.075 | 0.0035442 | 0.017757 | 2.5784 | 0.0015952
|  | 0.31659 | 906 | 16 | 9060 | 3359165.5545 | 6.9292 | 0.5947 | 30192.9028 | 8095.892 | 3535963.7416 | 3535963.7416 | 0.00182 | 0.003758 | 0.0004855 | 0.00095652 | 330 | 1287933.8132 | -0.00341 | 1287933.8132 | -0.0027047 | 785 | 3063721.3434 | -0.0032412 | 3063721.3434 | -0.0025202 | 0.0089882 | 9.1969 | 0.00080978
|  | 0.31659 | 1076 | 16 | 18292 | 3989472.557 | 6.9686 | 0.0403 | 61305.6221 | 951.4593 | 4199444.7968 | 4199444.7968 | 0.0011514 | 0.028821 | 0.00054078 | 0.0010077 | 727 | 2837357.2187 | -0.003442 | 2837357.2187 | -0.0027113 | 376 | 1467463.9811 | -0.0031082 | 1467463.9811 | -0.0024087 | 0.015367 | 10.9226 | 0.00078073
|  | 0.68744 | 346 | 15 | 3806 | 1282860.1345 | 5.8268 | 0.0448 | 10665.7763 | 237.6983 | 1350379.0889 | 1350379.0889 | 0.0038663 | 0.11319 | 0.0011284 | 0.0018054 | 569 | 2220710.1203 | -0.0077884 | 2220710.1203 | -0.006498 | 844 | 3293988.2979 | 0.0029236 | 3293988.2979 | 0.0040718 | 0.0083141 | 3.5123 | 0.0013363
|  | 0.68744 | 341 | 15 | 4433 | 1264321.6932 | 10.1969 | 0.1008 | 21739.9963 | 590.7682 | 1330864.9403 | 1330864.9403 | 0.001078 | 0.044757 | 0.00064175 | 0.0013155 | 269 | 1049861.1992 | -0.008086 | 1049861.1992 | -0.0068559 | 808 | 3153486.4274 | 0.002472 | 3153486.4274 | 0.0036009 | 0.017195 | 3.4615 | 0.0015952
|  | 0.31659 | 515 | 15 | 5665 | 1909459.4487 | 11.3386 | 0.1228 | 30892.4906 | 969.7897 | 2009957.3145 | 2009957.3145 | 0.0016001 | 0.028045 | 0.0005895 | 0.0010425 | 863 | 3368142.0629 | -0.0036152 | 3368142.0629 | -0.0028691 | 437 | 1705536.595 | -0.0031451 | 1705536.595 | -0.0024379 | 0.016179 | 5.2278 | 0.00078837
|  | 0.68744 | 979 | 18 | 9790 | 3629826.7967 | 11.2205 | 0.0852 | 52830.9568 | 1356.3291 | 3820870.3124 | 3820870.3124 | -5.0363e-05 | 0.019054 | 0.00041728 | 0.0011486 | 351 | 1369893.2376 | -0.0081762 | 1369893.2376 | -0.0069144 | 654 | 2552450.6479 | 0.0024882 | 2552450.6479 | 0.00362 | 0.014555 | 9.9379 | 0.0015952
|  | 0.31659 | 644 | 10 | 7728 | 2387751.233 | 21.1811 | 0.0235 | 78724.3708 | 190.02 | 2513422.3505 | 2513422.3505 | 0.00059628 | 0.14179 | 0.00059507 | 0.001059 | 372 | 1451852.6621 | -0.0033476 | 1451852.6621 | -0.0026368 | 798 | 3114458.13 | -0.0031994 | 3114458.13 | -0.0024603 | 0.03297 | 6.5373 | 0.00076849
|  | 0.31659 | 606 | 19 | 9090 | 2246859.0795 | 9.252 | 0.0187 | 40447.6302 | 257.7462 | 2365114.8205 | 2365114.8205 | 0.0013805 | 0.10485 | 0.00052881 | 0.00097761 | 139 | 542493.3334 | -0.003295 | 542493.3334 | -0.0026392 | 724 | 2825648.7295 | -0.0032705 | 2825648.7295 | -0.0025431 | 0.018002 | 6.1516 | 0.00082048
|  | 0.31659 | 213 | 13 | 2130 | 789737.5972 | 9.9607 | 0.0378 | 10203.8258 | 106.0638 | 831302.7339 | 831302.7339 | 0.0043565 | 0.25401 | 0.00065092 | 0.0010724 | 319 | 1245002.6861 | -0.0034196 | 1245002.6861 | -0.0027087 | 76 | 296615.06 | -0.0029441 | 296615.06 | -0.002322 | 0.012921 | 2.1622 | 0.00080978
|  | 0.68744 | 1007 | 3 | 16112 | 3733642.0677 | 10.8269 | 0.0917 | 83897.1394 | 748.8774 | 3930149.545 | 3930149.545 | -0.00092014 | 0.034596 | 0.00013119 | 0.00087434 | 337 | 1315253.6213 | -0.0081572 | 1315253.6213 | -0.0069029 | 264 | 1030347.0505 | 0.0026851 | 1030347.0505 | 0.0037648 | 0.022471 | 10.2222 | 0.0015952
|  | 0.31659 | 565 | 2 | 7910 | 2094843.8612 | 6.8504 | 0.0071 | 26060.6947 | 27.5784 | 2205098.8013 | 2205098.8013 | 0.0015126 | 0.9756 | 0.00045223 | 0.0009192 | 657 | 2564159.1371 | -0.0034356 | 2564159.1371 | -0.0027057 | 614 | 2396337.4584 | -0.0031673 | 2396337.4584 | -0.0024496 | 0.01244 | 5.7354 | 0.00078073
|  | 0.31659 | 205 | 20 | 4100 | 760076.0912 | 16.8898 | 0.0182 | 33304.4248 | 111.3548 | 800080.0961 | 800080.0961 | 0.0016924 | 0.24219 | 0.00096468 | 0.001363 | 772 | 3012984.5568 | -0.0033823 | 3012984.5568 | -0.0026375 | 853 | 3329113.7655 | -0.0030076 | 3329113.7655 | -0.0022725 | 0.043817 | 2.081 | 0.00067063
|  | 0.31659 | 712 | 15 | 7832 | 2639874.034 | 29.0403 | 0.0042 | 109387.413 | 45.8565 | 2778814.7726 | 2778814.7726 | 0.00045268 | 0.58696 | 0.00059115 | 0.0010546 | 136 | 530784.8442 | -0.0033479 | 530784.8442 | -0.0026753 | 512 | 1998248.8253 | -0.0031531 | 1998248.8253 | -0.0024266 | 0.041437 | 7.2276 | 0.00076849
|  | 0.68744 | 803 | 3 | 8030 | 2977273.6647 | 11.4174 | 0.117 | 44093.679 | 657.5004 | 3133972.2787 | 3133972.2787 | -0.00046057 | 0.039591 | 0.00017361 | 0.00090745 | 809 | 3157389.2571 | -0.0083588 | 3157389.2571 | -0.0070489 | 259 | 1010832.9018 | 0.0026901 | 1010832.9018 | 0.0037683 | 0.01481 | 8.1513 | 0.0015952
|  | 0.31659 | 302 | 3 | 6040 | 1119721.8515 | 44.9045 | 0.1717 | 130442.8797 | 458.9458 | 1178654.5805 | 1178654.5805 | 6.5252e-05 | 0.05848 | 0.00045552 | 0.00089719 | 378 | 1475269.6405 | -0.0035874 | 1475269.6405 | -0.0028665 | 983 | 3836481.6313 | -0.0033081 | 3836481.6313 | -0.0025693 | 0.1165 | 3.0656 | 0.00082048
|  | 0.31659 | 796 | 16 | 14328 | 2951319.847 | 7.5197 | 0.0766 | 51817.8825 | 1398.1145 | 3106652.4705 | 3106652.4705 | 0.0011853 | 0.01968 | 0.00051972 | 0.00097677 | 1008 | 3934052.3747 | -0.0035356 | 3934052.3747 | -0.0027938 | 83 | 323934.8682 | -0.002993 | 323934.8682 | -0.002348 | 0.017558 | 8.0803 | 0.00080978
|  | 0.31659 | 289 | 17 | 2890 | 1071521.9042 | 10.0787 | 0.1539 | 14008.6387 | 695.7701 | 1127917.7939 | 1127917.7939 | 0.003351 | 0.039067 | 0.00065934 | 0.0010905 | 896 | 3496935.4442 | -0.0034772 | 3496935.4442 | -0.0027413 | 334 | 1303545.1321 | -0.0031349 | 1303545.1321 | -0.0024267 | 0.013074 | 2.9337 | 0.00078837
|  | 0.31659 | 324 | 12 | 6480 | 1201290.993 | 19.4463 | 0.0182 | 60604.5961 | 117.7345 | 1264516.8347 | 1264516.8347 | 0.00098045 | 0.22896 | 0.00088127 | 0.0013114 | 825 | 3219834.5329 | -0.0032359 | 3219834.5329 | -0.0025061 | 286 | 1116209.3047 | -0.0028877 | 1116209.3047 | -0.0021872 | 0.05045 | 3.289 | 0.00067063
|  | 0.31659 | 696 | 8 | 6960 | 2580551.022 | 16.6142 | 0.051 | 55613.7587 | 358.0067 | 2716369.4968 | 2716369.4968 | 0.00082577 | 0.075334 | 0.00058012 | 0.0010496 | 117 | 456631.0792 | -0.0031913 | 456631.0792 | -0.0025343 | 505 | 1970929.0171 | -0.0031284 | 1970929.0171 | -0.0024139 | 0.021551 | 7.0652 | 0.00076849
|  | 0.68744 | 576 | 9 | 11520 | 2135628.432 | 5.9842 | 0.1789 | 33155.2383 | 1675.6203 | 2248029.9284 | 2248029.9284 | 0.00040823 | 0.015244 | 0.00052561 | 0.0012305 | 861 | 3360336.4034 | -0.0083679 | 3360336.4034 | -0.0070567 | 74 | 288809.4005 | 0.0030181 | 288809.4005 | 0.0039922 | 0.015525 | 5.847 | 0.0015952
|  | 0.68744 | 258 | 5 | 4128 | 956583.5685 | 7.0866 | 0.0932 | 14069.2576 | 242.5199 | 1006930.0721 | 1006930.0721 | 0.0019712 | 0.11001 | 0.00068689 | 0.0013521 | 925 | 3610117.5066 | -0.0083821 | 3610117.5066 | -0.0070675 | 593 | 2314378.0339 | 0.0024943 | 2314378.0339 | 0.0036282 | 0.014708 | 2.619 | 0.0015952
|  | 0.68744 | 236 | 3 | 4720 | 875014.427 | 6.2992 | 0.1185 | 14299.5039 | 247.5224 | 921067.8179 | 921067.8179 | 0.001609 | 0.10745 | 0.00044491 | 0.0011058 | 1034 | 4035525.9479 | -0.0086751 | 4035525.9479 | -0.0073497 | 905 | 3532060.9118 | 0.0021451 | 3532060.9118 | 0.0033017 | 0.016342 | 2.3957 | 0.0015952
|  | 0.31659 | 887 | 20 | 11531 | 3288719.4777 | 5.7481 | 0.1264 | 31877.5445 | 2376.9696 | 3461809.9766 | 3461809.9766 | 0.0020573 | 0.012094 | 0.00054455 | 0.001007 | 797 | 3110555.3003 | -0.0034809 | 3110555.3003 | -0.0027403 | 521 | 2033374.2929 | -0.0031883 | 2033374.2929 | -0.0024635 | 0.009693 | 9.004 | 0.00078837
|  | 0.31659 | 1096 | 12 | 10960 | 4063626.322 | 1.5354 | 0.0013 | 8093.3005 | 17.8896 | 4277501.3916 | 4277501.3916 | 0.0072178 | 1.506 | 0.00072207 | 0.0012016 | 816 | 3184709.0653 | -0.0033832 | 3184709.0653 | -0.0026408 | 152 | 593230.12 | -0.0029432 | 593230.12 | -0.0022629 | 0.0019916 | 11.1256 | 0.00067216
|  | 0.31659 | 263 | 19 | 3945 | 975122.0097 | 1.6929 | 0.0469 | 3211.973 | 280.5476 | 1026444.2208 | 1026444.2208 | 0.015774 | 0.098546 | 0.00068946 | 0.0011076 | 508 | 1982637.5063 | -0.0034182 | 1982637.5063 | -0.0026982 | 311 | 1213780.0482 | -0.0031217 | 1213780.0482 | -0.0024185 | 0.0032939 | 2.6697 | 0.00078837
|  | 0.31659 | 340 | 18 | 6460 | 1260614.005 | 2.4016 | 0.0184 | 7461.5107 | 164.3097 | 1326962.1105 | 1326962.1105 | 0.007589 | 0.16577 | 0.0008887 | 0.0013125 | 607 | 2369017.6503 | -0.0032223 | 2369017.6503 | -0.0024935 | 933 | 3641340.1445 | -0.0030054 | 3641340.1445 | -0.0022751 | 0.0059189 | 3.4514 | 0.00067216
|  | 0.68744 | 372 | 2 | 3720 | 1379260.029 | 4.5276 | 0.0997 | 8100.3646 | 236.6549 | 1451852.6621 | 1451852.6621 | 0.004015 | 0.11257 | 0.00046821 | 0.0011611 | 661 | 2579770.4561 | -0.0084573 | 2579770.4561 | -0.0071507 | 977 | 3813064.6529 | 0.0022688 | 3813064.6529 | 0.0034261 | 0.005873 | 3.7762 | 0.0015255
|  | 0.31659 | 202 | 13 | 2222 | 748953.0265 | 5.315 | 0.106 | 5679.9027 | 299.2559 | 788371.6068 | 788371.6068 | 0.0079855 | 0.090513 | 0.00070081 | 0.0011189 | 442 | 1725050.7437 | -0.0033987 | 1725050.7437 | -0.0026852 | 112 | 437116.9305 | -0.0029731 | 437116.9305 | -0.0023231 | 0.0075838 | 2.0505 | 0.00078837
|  | 0.31659 | 928 | 19 | 15776 | 3440734.696 | 5.1181 | 0.042 | 38832.8476 | 977.9501 | 3621825.9958 | 3621825.9958 | 0.0020751 | 0.028572 | 0.00075425 | 0.001213 | 733 | 2860774.1971 | -0.0032438 | 2860774.1971 | -0.0025175 | 757 | 2954442.1108 | -0.0030091 | 2954442.1108 | -0.0022806 | 0.011286 | 9.4202 | 0.00068134
|  | 0.68744 | 136 | 10 | 1360 | 504245.602 | 7.9922 | 0.0747 | 5227.5576 | 115.0106 | 530784.8442 | 530784.8442 | 0.0072175 | 0.23316 | 0.00084396 | 0.001462 | 1065 | 4156513.6697 | -0.0083815 | 4156513.6697 | -0.0070747 | 924 | 3606214.6768 | 0.0024195 | 3606214.6768 | 0.0035676 | 0.010367 | 1.3805 | 0.0015952
|  | 0.31659 | 711 | 6 | 13509 | 2636166.3457 | 4.8426 | 0.0737 | 31462.6554 | 638.52 | 2774911.9429 | 2774911.9429 | 0.0015555 | 0.042434 | 0.00054522 | 0.0010127 | 998 | 3895024.0774 | -0.0035005 | 3895024.0774 | -0.0027556 | 811 | 3165194.9166 | -0.0032175 | 3165194.9166 | -0.0024887 | 0.011935 | 7.2174 | 0.00078837
|  | 0.31659 | 970 | 13 | 17460 | 3596457.6025 | 5.8662 | 0.0663 | 49260.0308 | 1260.1955 | 3785744.8447 | 3785744.8447 | 0.0012284 | 0.021789 | 0.00046962 | 0.00093669 | 878 | 3426684.5089 | -0.0035364 | 3426684.5089 | -0.002801 | 334 | 1303545.1321 | -0.0031578 | 1303545.1321 | -0.0024688 | 0.013697 | 9.8466 | 0.00082048
|  | 0.31659 | 524 | 17 | 9956 | 1942828.643 | 5.2362 | 0.0461 | 25072.3296 | 606.1102 | 2045082.7821 | 2045082.7821 | 0.0023064 | 0.045093 | 0.00055132 | 0.00099229 | 615 | 2400240.2882 | -0.0035103 | 2400240.2882 | -0.0027794 | 1091 | 4257987.2429 | -0.0033309 | 4257987.2429 | -0.0025833 | 0.012905 | 5.3192 | 0.00082048
|  | 0.68744 | 363 | 5 | 5808 | 1345890.8347 | 2.3622 | 0.0444 | 6598.3728 | 162.5554 | 1416727.1945 | 1416727.1945 | 0.0058601 | 0.16506 | 0.0007427 | 0.0014294 | 371 | 1447949.8324 | -0.0080612 | 1447949.8324 | -0.0067931 | 328 | 1280128.1537 | 0.0024998 | 1280128.1537 | 0.0035981 | 0.0049026 | 3.6848 | 0.0015255
|  | 0.31659 | 870 | 13 | 14790 | 3225688.7775 | 0.9843 | 0.0164 | 7001.47 | 268.1326 | 3395461.8711 | 3395461.8711 | 0.0092886 | 0.10367 | 0.0007624 | 0.0012274 | 573 | 2236321.4392 | -0.0032058 | 2236321.4392 | -0.0024838 | 885 | 3454004.3171 | -0.0030128 | 3454004.3171 | -0.0022775 | 0.0021705 | 8.8315 | 0.00067216
|  | 0.31659 | 199 | 14 | 2985 | 737829.9617 | 7.3622 | 0.0585 | 10569.2829 | 210.8664 | 776663.1176 | 776663.1176 | 0.0045957 | 0.12829 | 0.0009179 | 0.00133 | 292 | 1139626.2832 | -0.0031261 | 1139626.2832 | -0.0024374 | 683 | 2665632.7103 | -0.0030023 | 2665632.7103 | -0.0022747 | 0.014325 | 2.0201 | 0.00068134
|  | 0.31659 | 473 | 11 | 5203 | 1753736.5422 | 5.8662 | 0.0668 | 14679.2635 | 398.6702 | 1846038.4655 | 1846038.4655 | 0.0031943 | 0.067888 | 0.00053098 | 0.0009845 | 802 | 3130069.4489 | -0.0035089 | 3130069.4489 | -0.0027851 | 1024 | 3996497.6505 | -0.0032877 | 3996497.6505 | -0.0025601 | 0.0083703 | 4.8015 | 0.00082048
|  | 0.31659 | 639 | 5 | 10863 | 2369212.7918 | 5.6693 | 0.0509 | 29619.1637 | 338.0849 | 2493908.2018 | 2493908.2018 | 0.001496 | 0.079758 | 0.00049106 | 0.00095748 | 369 | 1440144.1729 | -0.0034357 | 1440144.1729 | -0.0027303 | 697 | 2720272.3266 | -0.003249 | 2720272.3266 | -0.0025315 | 0.012502 | 6.4866 | 0.00082048
|  | 0.31659 | 915 | 16 | 10980 | 3392534.7487 | 6.4961 | 0.0391 | 34304.3043 | 608.2661 | 3571089.2092 | 3571089.2092 | 0.0017412 | 0.04483 | 0.00054504 | 0.0010138 | 988 | 3855995.78 | -0.003487 | 3855995.78 | -0.0027412 | 720 | 2810037.4105 | -0.0031827 | 2810037.4105 | -0.0024611 | 0.010112 | 9.2883 | 0.00078073
|  | 0.68744 | 927 | 3 | 12051 | 3437027.0077 | 0.6693 | 0.0116 | 3879.1581 | 81.2306 | 3617923.1661 | 3617923.1661 | 0.010668 | 0.33107 | 0.00027937 | 0.0010194 | 272 | 1061569.6884 | -0.007962 | 1061569.6884 | -0.0067279 | 306 | 1194265.8995 | 0.0027767 | 1194265.8995 | 0.0038698 | 0.0011286 | 9.4101 | 0.0015255
|  | 0.31659 | 1047 | 19 | 13611 | 3881949.5977 | 6.7717 | 0.0897 | 44328.3247 | 1915.7044 | 4086262.7345 | 4086262.7345 | 0.0015234 | 0.014669 | 0.00052503 | 0.0009932 | 975 | 3805258.9934 | -0.0034895 | 3805258.9934 | -0.0027495 | 994 | 3879412.7584 | -0.0033873 | 3879412.7584 | -0.0026383 | 0.011419 | 10.6282 | 0.00078837
|  | 0.31659 | 836 | 7 | 14212 | 3099627.377 | 5.3149 | 0.0001 | 36328.1992 | 1.0445 | 3262765.66 | 3262765.66 | 0.0014058 | 25.7542 | 0.00054305 | 0.001015 | 482 | 1881163.9332 | -0.003373 | 1881163.9332 | -0.0026671 | 916 | 3574992.0389 | -0.003366 | 3574992.0389 | -0.0026183 | 0.01172 | 8.4863 | 0.00078073
|  | 0.31659 | 666 | 11 | 13320 | 2469320.3745 | 7.0473 | 0.1084 | 45146.1332 | 1352.2613 | 2599284.6047 | 2599284.6047 | 0.0012172 | 0.020243 | 0.00056929 | 0.0010263 | 80 | 312226.3789 | -0.003309 | 312226.3789 | -0.002665 | 760 | 2966150.6 | -0.0032111 | 2966150.6 | -0.0024839 | 0.018283 | 6.7606 | 0.00078837
|  | 0.31659 | 473 | 15 | 6149 | 1753736.5422 | 5.8268 | 0.014 | 17231.7021 | 113.8129 | 1846038.4655 | 1846038.4655 | 0.0029871 | 0.23707 | 0.00060409 | 0.0010517 | 232 | 905456.4989 | -0.0033287 | 905456.4989 | -0.0026359 | 383 | 1494783.7892 | -0.0032812 | 1494783.7892 | -0.0025627 | 0.0098257 | 4.8015 | 0.00078837
|  | 0.31659 | 1043 | 12 | 10430 | 3867118.8447 | 1.4173 | 0.0537 | 7109.51 | 703.2409 | 4070651.4155 | 4070651.4155 | 0.0080969 | 0.040451 | 0.00072721 | 0.0012054 | 369 | 1440144.1729 | -0.003134 | 1440144.1729 | -0.0024378 | 349 | 1362087.5782 | -0.0029056 | 1362087.5782 | -0.002202 | 0.0018385 | 10.5876 | 0.00067216
|  | 0.31659 | 527 | 5 | 8432 | 1953951.7077 | 6.2204 | 0.0782 | 25225.6569 | 415.6513 | 2056791.2713 | 2056791.2713 | 0.0017908 | 0.064942 | 0.00057334 | 0.0010338 | 319 | 1245002.6861 | -0.0033535 | 1245002.6861 | -0.0026553 | 576 | 2248029.9284 | -0.003185 | 2248029.9284 | -0.0024643 | 0.01291 | 5.3496 | 0.00078837
|  | 0.31659 | 179 | 4 | 3401 | 663676.1967 | 4.4488 | 0.0377 | 7276.8444 | 66.3954 | 698606.5229 | 698606.5229 | 0.0060669 | 0.4056 | 0.00079109 | 0.001209 | 713 | 2782717.6024 | -0.0032472 | 2782717.6024 | -0.0025185 | 1090 | 4254084.4132 | -0.0030411 | 4254084.4132 | -0.0023055 | 0.010964 | 1.817 | 0.00068134
|  | 0.31659 | 969 | 19 | 11628 | 3592749.9142 | 5.3544 | 0.0552 | 29943.9721 | 1028.3133 | 3781842.015 | 3781842.015 | 0.0023645 | 0.027185 | 0.00073457 | 0.0012021 | 352 | 1373796.0674 | -0.0031541 | 1373796.0674 | -0.0024555 | 786 | 3067624.1732 | -0.0031582 | 3067624.1732 | -0.0024158 | 0.0083346 | 9.8364 | 0.00068134
|  | 0.31659 | 994 | 10 | 15904 | 3685442.1205 | 5.2362 | 0.0412 | 40051.2585 | 615.3499 | 3879412.7584 | 3879412.7584 | 0.0016235 | 0.044382 | 0.00072108 | 0.0011947 | 591 | 2306572.3745 | -0.0032246 | 2306572.3745 | -0.0025027 | 423 | 1650896.9787 | -0.0029365 | 1650896.9787 | -0.0022306 | 0.010867 | 10.0902 | 0.00068134
|  | 0.31659 | 616 | 13 | 10472 | 2283935.962 | 9.9287 | 0.0786 | 50005.2492 | 909.8918 | 2404143.1179 | 2404143.1179 | 0.0012709 | 0.030075 | 0.00078259 | 0.001237 | 509 | 1986540.3361 | -0.0032057 | 1986540.3361 | -0.0024898 | 407 | 1588451.7029 | -0.0029157 | 1588451.7029 | -0.0022193 | 0.021894 | 6.2531 | 0.00068134
|  | 0.31659 | 681 | 10 | 10896 | 2524935.6982 | 5.8268 | 0.0756 | 30534.4977 | 773.584 | 2657827.0508 | 2657827.0508 | 0.0017075 | 0.035181 | 0.00055728 | 0.0010197 | 205 | 800080.0961 | -0.0032959 | 800080.0961 | -0.0026169 | 331 | 1291836.6429 | -0.0031268 | 1291836.6429 | -0.0024225 | 0.012093 | 6.9129 | 0.00078837
|  | 0.68744 | 1033 | 3 | 12396 | 3830041.9623 | 8.6614 | 0.1186 | 51637.2657 | 902.7838 | 4031623.1182 | 4031623.1182 | -0.00058345 | 0.028481 | 0.00012425 | 0.00086953 | 427 | 1666508.2976 | -0.0081929 | 1666508.2976 | -0.0069328 | 535 | 2088013.9092 | 0.0025256 | 2088013.9092 | 0.0036491 | 0.013482 | 10.4861 | 0.0015952
|  | 0.31659 | 793 | 13 | 10309 | 2940196.7823 | 7.1653 | 0.119 | 35525.8512 | 1470.3873 | 3094943.9813 | 3094943.9813 | 0.0015332 | 0.018701 | 0.00054209 | 0.0010085 | 447 | 1744564.8924 | -0.0033819 | 1744564.8924 | -0.0026771 | 643 | 2509519.5208 | -0.0031842 | 2509519.5208 | -0.0024665 | 0.012083 | 8.0498 | 0.00078837
|  | 0.68744 | 375 | 17 | 7125 | 1390383.0938 | 7.1653 | 0.035 | 24553.4668 | 329.3205 | 1463561.1513 | 1463561.1513 | 0.001195 | 0.081278 | 0.00077416 | 0.0014434 | 741 | 2891996.835 | -0.0081892 | 2891996.835 | -0.0068928 | 1057 | 4125291.0318 | 0.0025159 | 4125291.0318 | 0.0036753 | 0.017659 | 3.8067 | 0.0015255
|  | 0.31659 | 450 | 20 | 5850 | 1668459.7125 | 6.7323 | 0.0982 | 18941.436 | 936.8648 | 1756273.3816 | 1756273.3816 | 0.0028554 | 0.029404 | 0.00062024 | 0.001061 | 528 | 2060694.1011 | -0.0034342 | 2060694.1011 | -0.0027071 | 924 | 3606214.6768 | -0.0032437 | 3606214.6768 | -0.002505 | 0.011353 | 4.568 | 0.00078837
|  | 0.31659 | 638 | 2 | 10208 | 2365505.1035 | 6.183 | 0.039 | 30355.2268 | 177.2055 | 2490005.3721 | 2490005.3721 | 0.001495 | 0.15207 | 0.00064661 | 0.0011172 | 661 | 2579770.4561 | -0.0031955 | 2579770.4561 | -0.0024821 | 975 | 3805258.9934 | -0.0030215 | 3805258.9934 | -0.0022842 | 0.012832 | 6.4764 | 0.00067216
|  | 0.31659 | 1080 | 2 | 11880 | 4004303.31 | 5.4724 | 0.0696 | 31267.1177 | 488.9177 | 4215056.1158 | 4215056.1158 | 0.0014461 | 0.055219 | 0.00057095 | 0.0010579 | 935 | 3649145.8039 | -0.0032649 | 3649145.8039 | -0.0025339 | 1014 | 3957469.3532 | -0.0030361 | 3957469.3532 | -0.0023012 | 0.0078084 | 10.9632 | 0.00068134
|  | 0.31659 | 90 | 10 | 1440 | 333691.9425 | 9.4758 | 0.0388 | 6562.5398 | 52.4702 | 351254.6763 | 351254.6763 | 0.0066698 | 0.51311 | 0.00083081 | 0.001207 | 658 | 2568061.9668 | -0.0034369 | 2568061.9668 | -0.0027064 | 928 | 3621825.9958 | -0.0033647 | 3621825.9958 | -0.002618 | 0.019666 | 0.9136 | 0.00078073
|  | 0.31659 | 354 | 5 | 5664 | 1312521.6405 | 5.8661 | 0.039 | 15979.6139 | 139.245 | 1381601.7268 | 1381601.7268 | 0.0027206 | 0.19342 | 0.00055879 | 0.001005 | 364 | 1420630.0242 | -0.0034322 | 1420630.0242 | -0.0027282 | 363 | 1416727.1945 | -0.0031951 | 1416727.1945 | -0.0024893 | 0.012175 | 3.5935 | 0.00082048
|  | 0.31659 | 943 | 19 | 12259 | 3496350.0197 | 5.9449 | 0.0731 | 35050.4157 | 1406.1072 | 3680368.4418 | 3680368.4418 | 0.00187 | 0.019859 | 0.000536 | 0.0010012 | 1013 | 3953566.5234 | -0.0034905 | 3953566.5234 | -0.0027509 | 431 | 1682119.6166 | -0.0031642 | 1682119.6166 | -0.0024471 | 0.010025 | 9.5725 | 0.00078837
|  | 0.31659 | 164 | 11 | 3280 | 608060.873 | 1.811 | 0.0023 | 2856.8397 | 7.0653 | 640064.0768 | 640064.0768 | 0.016448 | 3.8093 | 0.00096281 | 0.0013652 | 353 | 1377698.8971 | -0.0031643 | 1377698.8971 | -0.0024519 | 747 | 2915413.8134 | -0.0030035 | 2915413.8134 | -0.0022687 | 0.0046983 | 1.6648 | 0.00067216
|  | 0.31659 | 866 | 7 | 11258 | 3210858.0245 | 6.7717 | 0.0802 | 36665.0708 | 747.6695 | 3379850.5521 | 3379850.5521 | 0.0013147 | 0.036229 | 0.00052021 | 0.00099543 | 895 | 3493032.6145 | -0.003472 | 3493032.6145 | -0.0027386 | 612 | 2388531.7989 | -0.0033316 | 2388531.7989 | -0.0025987 | 0.011419 | 8.7909 | 0.00078837
|  | 0.31659 | 631 | 18 | 7572 | 2339551.2857 | 6.8111 | 0.0001 | 24803.9836 | 1.1663 | 2462685.5639 | 2462685.5639 | 0.0022607 | 23.0645 | 0.00058925 | 0.0010448 | 87 | 339546.1871 | -0.0031637 | 339546.1871 | -0.0025268 | 686 | 2677341.1995 | -0.003199 | 2677341.1995 | -0.0024681 | 0.010602 | 6.4053 | 0.00078073
|  | 0.31659 | 1086 | 11 | 10860 | 4026549.4395 | 5 | 0.0409 | 26115.2029 | 530.2697 | 4238473.0942 | 4238473.0942 | 0.0022613 | 0.05147 | 0.0007039 | 0.001184 | 379 | 1479172.4703 | -0.0033205 | 1479172.4703 | -0.0026002 | 564 | 2201195.9716 | -0.002962 | 2201195.9716 | -0.00225 | 0.0064858 | 11.0241 | 0.00068134
|  | 0.31659 | 750 | 16 | 10500 | 2780766.1875 | 6.2993 | 0.0264 | 31810.842 | 375.7611 | 2927122.3026 | 2927122.3026 | 0.0018569 | 0.072235 | 0.00057149 | 0.0010318 | 524 | 2045082.7821 | -0.0035469 | 2045082.7821 | -0.0028157 | 875 | 3414976.0197 | -0.003206 | 3414976.0197 | -0.0024775 | 0.01144 | 7.6133 | 0.00078073
|  | 0.31659 | 718 | 16 | 8616 | 2662120.1635 | 4.5669 | 0.0144 | 18924.3411 | 175.7854 | 2802231.7511 | 2802231.7511 | 0.0029956 | 0.15394 | 0.00057116 | 0.0010327 | 162 | 632258.4174 | -0.0032369 | 632258.4174 | -0.0025752 | 630 | 2458782.7342 | -0.0031854 | 2458782.7342 | -0.0024593 | 0.0071087 | 7.2885 | 0.00078073
|  | 0.31659 | 206 | 13 | 3090 | 763783.7795 | 5.7087 | 0.1071 | 8483.7776 | 379.1917 | 803982.9258 | 803982.9258 | 0.0054693 | 0.071511 | 0.00070652 | 0.0011214 | 882 | 3442295.8279 | -0.0034854 | 3442295.8279 | -0.002745 | 354 | 1381601.7268 | -0.0031452 | 1381601.7268 | -0.0024331 | 0.011108 | 2.0911 | 0.00078837
|  | 0.31659 | 672 | 12 | 10080 | 2491566.504 | 5.748 | 0.0463 | 27865.7583 | 505.9331 | 2622701.5832 | 2622701.5832 | 0.0018666 | 0.053621 | 0.00050059 | 0.00096105 | 375 | 1463561.1513 | -0.0034517 | 1463561.1513 | -0.0027387 | 1057 | 4125291.0318 | -0.0033241 | 4125291.0318 | -0.0025791 | 0.011184 | 6.8215 | 0.00082048
|  | 0.31659 | 319 | 7 | 6380 | 1182752.5517 | 6.6142 | 0.1478 | 20295.1178 | 650.213 | 1245002.6861 | 1245002.6861 | 0.0022615 | 0.041634 | 0.00064236 | 0.0010798 | 943 | 3680368.4418 | -0.0034776 | 3680368.4418 | -0.0027427 | 322 | 1256711.1753 | -0.0031235 | 1256711.1753 | -0.0024201 | 0.017159 | 3.2382 | 0.00078837
|  | 0.31659 | 831 | 13 | 12465 | 3081088.9357 | 6.4961 | 0.041 | 38943.8209 | 585.5811 | 3243251.5113 | 3243251.5113 | 0.0014093 | 0.046362 | 0.00047984 | 0.00094557 | 535 | 2088013.9092 | -0.0034948 | 2088013.9092 | -0.0027684 | 420 | 1639188.4895 | -0.0031937 | 1639188.4895 | -0.0024919 | 0.01264 | 8.4356 | 0.00082048
|  | 0.31659 | 280 | 15 | 3920 | 1038152.71 | 0.8661 | 0.0537 | 1632.8552 | 272.3521 | 1092792.3263 | 1092792.3263 | 0.029983 | 0.10285 | 0.00066965 | 0.0010963 | 489 | 1908483.7413 | -0.0034264 | 1908483.7413 | -0.0027014 | 677 | 2642215.7318 | -0.0032185 | 2642215.7318 | -0.0024849 | 0.0015728 | 2.8423 | 0.00078837
|  | 0.31659 | 903 | 5 | 11739 | 3348042.4897 | 2.5984 | 0.0235 | 14670.0193 | 194.3709 | 3524255.2524 | 3524255.2524 | 0.0034908 | 0.13914 | 0.00073361 | 0.0012121 | 871 | 3399364.7008 | -0.0032435 | 3399364.7008 | -0.0025127 | 287 | 1120112.1345 | -0.0028497 | 1120112.1345 | -0.0021697 | 0.0043817 | 9.1664 | 0.00067216
|  | 0.31659 | 255 | 11 | 4335 | 945460.5038 | 5.0394 | 0.0237 | 10506.5833 | 100.8846 | 995221.5829 | 995221.5829 | 0.0044952 | 0.26729 | 0.00069237 | 0.001117 | 205 | 800080.0961 | -0.0033064 | 800080.0961 | -0.0026149 | 1002 | 3910635.3963 | -0.0032432 | 3910635.3963 | -0.0024994 | 0.011113 | 2.5885 | 0.00078073
|  | 0.31659 | 247 | 9 | 3458 | 915798.9977 | 6.2598 | 0.0477 | 10410.6782 | 152.2968 | 963998.945 | 963998.945 | 0.0043597 | 0.17707 | 0.00068672 | 0.0011149 | 955 | 3727202.3987 | -0.0034668 | 3727202.3987 | -0.0027303 | 351 | 1369893.2376 | -0.0031092 | 1369893.2376 | -0.0024076 | 0.011368 | 2.5073 | 0.00078073
|  | 0.31659 | 376 | 16 | 5640 | 1394090.782 | 5.0787 | 0.0256 | 13776.0667 | 192.1831 | 1467463.9811 | 1467463.9811 | 0.0037565 | 0.1408 | 0.00065293 | 0.0010887 | 420 | 1639188.4895 | -0.0035224 | 1639188.4895 | -0.0027984 | 164 | 640064.0768 | -0.0030258 | 640064.0768 | -0.0023496 | 0.0098818 | 3.8168 | 0.00078073
|  | 0.31659 | 1073 | 5 | 21460 | 3978349.4922 | 2.3622 | 0.0262 | 24380.3512 | 318.2581 | 4187736.3076 | 4187736.3076 | 0.0023585 | 0.08527 | 0.00070355 | 0.0011841 | 897 | 3500838.2739 | -0.0032629 | 3500838.2739 | -0.0025319 | 890 | 3473518.4658 | -0.0031734 | 3473518.4658 | -0.0024264 | 0.0061283 | 10.8921 | 0.00068134
|  | 0.31659 | 985 | 5 | 10835 | 3652072.9262 | 1.9292 | 0.0395 | 10053.094 | 332.3511 | 3844287.2908 | 3844287.2908 | 0.0047583 | 0.08159 | 0.00050086 | 0.00098261 | 473 | 1846038.4655 | -0.0034211 | 1846038.4655 | -0.002698 | 987 | 3852092.9503 | -0.0032647 | 3852092.9503 | -0.002517 | 0.0027527 | 9.9988 | 0.00078837
|  | 0.31659 | 862 | 9 | 17240 | 3196027.2715 | 0.8661 | 0.0512 | 7181.2306 | 717.6621 | 3364239.2332 | 3364239.2332 | 0.0084834 | 0.040127 | 0.00075686 | 0.0012249 | 190 | 741537.65 | -0.0032137 | 741537.65 | -0.0025229 | 373 | 1455755.4918 | -0.0030515 | 1455755.4918 | -0.0023363 | 0.0022469 | 8.7502 | 0.00067216
|  | 0.31659 | 694 | 10 | 8328 | 2573135.6455 | 2.2835 | 0.0158 | 9146.0865 | 137.6772 | 2708563.8374 | 2708563.8374 | 0.0058151 | 0.19673 | 0.00077082 | 0.0012371 | 910 | 3551575.0605 | -0.0032626 | 3551575.0605 | -0.0025234 | 631 | 2462685.5639 | -0.0029838 | 2462685.5639 | -0.0022548 | 0.0035545 | 7.0449 | 0.00067216
|  | 0.31659 | 621 | 11 | 6210 | 2302474.4032 | 31.4566 | 0.2455 | 93950.0367 | 1820.0646 | 2423657.2666 | 2423657.2666 | 0.00058706 | 0.014985 | 0.00070561 | 0.0011691 | 741 | 2891996.835 | -0.0033255 | 2891996.835 | -0.0025878 | 116 | 452728.2495 | -0.0028526 | 452728.2495 | -0.0021905 | 0.040804 | 6.3038 | 0.00071192
|  | 0.31659 | 292 | 3 | 4380 | 1082644.969 | 44.0166 | 0.1701 | 92722.2961 | 393.6077 | 1139626.2832 | 1139626.2832 | 0.00024447 | 0.068262 | 0.00050112 | 0.00094264 | 534 | 2084111.0795 | -0.0034282 | 2084111.0795 | -0.0027132 | 482 | 1881163.9332 | -0.0033264 | 1881163.9332 | -0.0025993 | 0.085644 | 2.9641 | 0.00079754
|  | 0.31659 | 714 | 9 | 13566 | 2647289.4105 | 36.5354 | 0.2302 | 238374.2027 | 2581.3315 | 2786620.4321 | 2786620.4321 | 0.00028265 | 0.010592 | 0.00069987 | 0.0011629 | 432 | 1686022.4463 | -0.003249 | 1686022.4463 | -0.0025369 | 198 | 772760.2879 | -0.0029023 | 772760.2879 | -0.002226 | 0.090045 | 7.2479 | 0.00071192
|  | 0.31659 | 261 | 17 | 3915 | 967706.6332 | 23.4252 | 0.1514 | 44107.1146 | 825.559 | 1018638.5613 | 1018638.5613 | 0.0010284 | 0.032742 | 0.00066812 | 0.0010883 | 169 | 659578.2255 | -0.0032878 | 659578.2255 | -0.0026176 | 967 | 3774036.3555 | -0.0032601 | 3774036.3555 | -0.0025231 | 0.045579 | 2.6494 | 0.00079754
|  | 0.31659 | 234 | 6 | 3042 | 867599.0505 | 14.0551 | 0.0841 | 20563.0118 | 196.0527 | 913262.1584 | 913262.1584 | 0.0022775 | 0.13758 | 0.00086124 | 0.001291 | 233 | 909359.3287 | -0.0031414 | 909359.3287 | -0.0024474 | 782 | 3052012.8542 | -0.0030333 | 3052012.8542 | -0.0023008 | 0.023701 | 2.3754 | 0.00068898
|  | 0.31659 | 723 | 20 | 12291 | 2680658.6047 | 15.5906 | 0.2458 | 92160.2453 | 4645.5764 | 2821745.8997 | 2821745.8997 | 0.00064882 | 0.0060231 | 0.00056182 | 0.0010118 | 1072 | 4183833.4779 | -0.0035012 | 4183833.4779 | -0.0027664 | 230 | 897650.8395 | -0.0030771 | 897650.8395 | -0.0023984 | 0.03438 | 7.3392 | 0.00079754
|  | 0.31659 | 477 | 13 | 9540 | 1768567.2952 | 46.6142 | 0.0549 | 213875.0796 | 555.1926 | 1861649.7845 | 1861649.7845 | 0.00038722 | 0.048763 | 0.00083545 | 0.0012782 | 650 | 2536839.3289 | -0.0032229 | 2536839.3289 | -0.0024954 | 795 | 3102749.6408 | -0.0029966 | 3102749.6408 | -0.0022668 | 0.12093 | 4.8421 | 0.00067216
|  | 0.31659 | 367 | 4 | 3670 | 1360721.5877 | 23.4252 | 0.1514 | 41346.8993 | 423.1646 | 1432338.5134 | 1432338.5134 | 0.00084481 | 0.063508 | 0.00047237 | 0.00092316 | 200 | 780565.9474 | -0.0033223 | 780565.9474 | -0.0026383 | 633 | 2470491.2234 | -0.0031945 | 2470491.2234 | -0.00248 | 0.030386 | 3.7255 | 0.00079754
|  | 0.31659 | 830 | 17 | 8300 | 3077381.2475 | 43.0314 | 0.1958 | 171773.8867 | 2542.2607 | 3239348.6816 | 3239348.6816 | 0.00047302 | 0.010872 | 0.00076808 | 0.0012358 | 160 | 624452.7579 | -0.0030318 | 624452.7579 | -0.0023644 | 817 | 3188611.895 | -0.003133 | 3188611.895 | -0.002391 | 0.055818 | 8.4254 | 0.00066757
|  | 0.31659 | 288 | 20 | 5472 | 1067814.216 | 51.6929 | 0.2061 | 136041.2331 | 1698.2475 | 1124014.9642 | 1124014.9642 | 0.0005377 | 0.016141 | 0.00092394 | 0.0013382 | 475 | 1853844.125 | -0.0031429 | 1853844.125 | -0.0024437 | 211 | 823497.0745 | -0.0028495 | 823497.0745 | -0.0021586 | 0.1274 | 2.9235 | 0.00066757
|  | 0.31659 | 155 | 8 | 2635 | 574691.6787 | 49.7445 | 0.1625 | 63040.4441 | 341.1353 | 604938.6092 | 604938.6092 | 0.00084429 | 0.079162 | 0.00095711 | 0.0013635 | 713 | 2782717.6024 | -0.0032444 | 2782717.6024 | -0.0025084 | 613 | 2392434.6287 | -0.0029584 | 2392434.6287 | -0.0022415 | 0.10969 | 1.5734 | 0.00067216
|  | 0.31659 | 920 | 7 | 13800 | 3411073.19 | 48.1497 | 0.0545 | 319570.1792 | 583.1073 | 3590603.3579 | 3590603.3579 | 0.00028822 | 0.04641 | 0.000738 | 0.0012138 | 877 | 3422781.6792 | -0.003232 | 3422781.6792 | -0.0025071 | 1069 | 4172124.9887 | -0.0031729 | 4172124.9887 | -0.0024219 | 0.093686 | 9.339 | 0.00067216
|  | 0.31659 | 220 | 17 | 4400 | 815691.415 | 42.2854 | 0.0538 | 89482.2084 | 309.4029 | 858622.5421 | 858622.5421 | 0.00069811 | 0.087311 | 0.00094302 | 0.0013492 | 610 | 2380726.1395 | -0.003357 | 2380726.1395 | -0.0026207 | 664 | 2591478.9453 | -0.0029513 | 2591478.9453 | -0.0022398 | 0.1097 | 2.2332 | 0.00067216
|  | 0.31659 | 289 | 5 | 2890 | 1071521.9042 | 56.5333 | 0.3749 | 78577.0561 | 892.0496 | 1127917.7939 | 1127917.7939 | 0.00069235 | 0.030402 | 0.00086223 | 0.0013029 | 159 | 620549.9282 | -0.0030579 | 620549.9282 | -0.0023816 | 682 | 2661729.8805 | -0.0029735 | 2661729.8805 | -0.0022515 | 0.073332 | 2.9337 | 0.00067216
|  | 0.31659 | 771 | 2 | 12336 | 2858627.6407 | 82.9134 | 0.3142 | 491917.9378 | 1725.2513 | 3009081.7271 | 3009081.7271 | 9.1483e-05 | 0.01568 | 0.0006258 | 0.0011023 | 799 | 3118360.9597 | -0.0032528 | 3118360.9597 | -0.0025153 | 883 | 3446198.6576 | -0.0030207 | 3446198.6576 | -0.0022814 | 0.17208 | 7.8265 | 0.00067216
|  | 0.31659 | 900 | 20 | 9900 | 3336919.425 | 54.37 | 0.1829 | 258873.8018 | 3083.2825 | 3512546.7632 | 3512546.7632 | 0.00037217 | 0.0089947 | 0.00075863 | 0.0012247 | 512 | 1998248.8253 | -0.0031982 | 1998248.8253 | -0.0024774 | 796 | 3106652.4705 | -0.0029798 | 3106652.4705 | -0.0022584 | 0.077579 | 9.136 | 0.00067216
|  | 0.31659 | 690 | 18 | 12420 | 2558304.8925 | 38.3071 | 0.8929 | 228820.2446 | 15496.6858 | 2692952.5184 | 2692952.5184 | 0.00042689 | 0.002005 | 0.00081268 | 0.0012625 | 1058 | 4129193.8616 | -0.0032552 | 4129193.8616 | -0.0025189 | 968 | 3777939.1853 | -0.0030279 | 3777939.1853 | -0.0022828 | 0.089442 | 7.0043 | 0.00066757
|  | 0.31659 | 598 | 4 | 8970 | 2217197.5735 | 58.0998 | 0.2112 | 250645.9287 | 1117.839 | 2333892.1826 | 2333892.1826 | 0.00019734 | 0.024186 | 0.00066707 | 0.0011333 | 488 | 1904580.9116 | -0.0031745 | 1904580.9116 | -0.0024601 | 61 | 238072.6139 | -0.002624 | 238072.6139 | -0.0020225 | 0.11305 | 6.0704 | 0.00066757
(a)
(b)

## Figure 4a
Results based on reduced ZIP datasets, model runs 4 through 6 | [12 empty] | 0.018537 | 0.014828 |  |  |  | 0.018034 | 0.014046 |  |  |  | 0.020676 | 0.016518
[18 empty] | -2.716% | -5.271% |  |  |  | 11.54% | 11.39%
[13 empty] | No TR |  | Electric |  |  |  |  | NG
|  | red_5 | red_5 | red_5 | red_5 | red_5 | red_5 | red_5 | red_5 | red_5 | red_5 | red_5 | red_5 | red_5 | red_6 | red_6 | red_6 | red_6 | red_6 | red_7 | red_7 | red_7 | red_7 | red_7
Large Building |  | bld_occ | bld_floors | bld_area | rate_dw | demand_np_annual | rwh_annual | ach_annual | gw_trt_annual | ww_trt_annual | npv_rwh_net | npv_ach_net | npv_gwmbr_net | npv_wwmbr_net | bld_occ | gw_trt_annual | ww_trt_annual | npv_gwmbr_net | npv_wwmbr_net | bld_occ | gw_trt_annual | ww_trt_annual | npv_gwmbr_net | npv_wwmbr_net | demand_gpd
Mixed Use |  | 225 | 12 | 2925 | 0.0051255 | 898848.2098 | 27082.9082 | 13279.336 | 946183.2289 | 946183.2289 | 0.10465 | 0.16953 | 0.027169 | 0.020841 | 129 | 537912.9927 | 537912.9927 | 0.04061 | 0.027524 | 114 | 462302.1139 | 462302.1139 | 0.04917 | 0.033436 | 2.4609 |  |  |  |  | No TR |  | Elec TR |  | NG TR
50-1100 | ppl | 197 | 16 | 1970 | 0.0051255 | 760152.29 | 21672.146 | 11295.7003 | 800172.8314 | 800172.8314 | 0.12515 | 0.19577 | 0.031091 | 0.023064 | 723 | 2930600.0902 | 2930600.0902 | 0.0081012 | 0.0084144 | 393 | 1688117.3961 | 1688117.3961 | 0.018804 | 0.016402 | 2.0812 |  |  | RWH | ACH | GWMBR | WWMBR | GWMBR | WWMBR | GWMBR | WWMBR
2 to 20 | floors | 241 | 12 | 2892 | 0.0051255 | 944176.2374 | 35210.1665 | 20432.6785 | 993891.0472 | 993891.0472 | 0.084167 | 0.11725 | 0.026079 | 0.020216 | 679 | 2847335.6869 | 2847335.6869 | 0.010166 | 0.009286 | 676 | 2697502.2029 | 2697502.2029 | 0.016358 | 0.013662 | 2.585 |  | min | 0.036483 | 0.03991 | 0.0059163 | 0.0058647 | -0.027162 | -0.052709 | 0.0070521 | 0.0079376
500-22000 | bld_area (sf) | 637 | 2 | 12740 | 0.0051255 | 2539734.0563 | 167171.8252 | 27614.9743 | 2673479.2204 | 2673479.2204 | 0.045598 | 0.085611 | 0.010754 | 0.010785 | 849 | 3571428.0811 | 3571428.0811 | 0.010876 | 0.0085204 | 84 | 330916.1978 | 330916.1978 | 0.064293 | 0.041395 | 6.9534 |  | max | 2.8612 | 5614.3653 | 0.087681 | 0.05063 | 0.087957 | 0.050265 | 0.11537 | 0.11394
Thermal recovery varied |  | 545 | 4 | 5995 | 0.0051255 | 2055139.7324 | 71310.633 | 23809.2451 | 2163319.4924 | 2163319.4924 | 0.063939 | 0.098154 | 0.013056 | 0.012298 | 531 | 2275906.3635 | 2275906.3635 | 0.011521 | 0.010491 | 266 | 1125676.5786 | 1125676.5786 | 0.025444 | 0.020765 | 5.6267
High Efficiency |  | 194 | 12 | 2134 | 0.0051255 | 724722.0698 | 20970.9449 | 13925.1193 | 762867.6241 | 762867.6241 | 0.12617 | 0.16229 | 0.032199 | 0.023691 | 299 | 1225597.9478 | 1225597.9478 | 0.020595 | 0.016346 | 106 | 426113.2391 | 426113.2391 | 0.052584 | 0.035094 | 1.9842
|  | 611 | 18 | 7332 | 0.0051255 | 2397705.5523 | 59280.1889 | 24714.9627 | 2523956.3123 | 2523956.3123 | 0.071916 | 0.11293 | 0.013283 | 0.011871 | 888 | 3511350.2332 | 3511350.2332 | 0.0073074 | 0.0074235 | 488 | 1907109.99 | 1907109.99 | 0.017188 | 0.015658 | 6.5646
|  | 130 | 6 | 1430 | 0.0051255 | 512469.5487 | 11886.6313 | 4140.3233 | 539454.4649 | 539454.4649 | 0.19675 | 0.47546 | 0.042236 | 0.029152 | 514 | 2141444.5188 | 2141444.5188 | 0.013054 | 0.011253 | 757 | 3060787.3827 | 3060787.3827 | 0.014241 | 0.012686 | 1.4031
|  | 905 | 12 | 10860 | 0.0051255 | 3461577.194 | 79374.0253 | 32190.0012 | 3643810.167 | 3643810.167 | 0.073158 | 0.089828 | 0.0094315 | 0.0090397 | 789 | 3292694.7127 | 3292694.7127 | 0.0092494 | 0.0086254 | 878 | 3497515.838 | 3497515.838 | 0.012828 | 0.010951 | 9.4773
|  | 92 | 9 | 1656 | 0.0051255 | 347021.4548 | 16179.71 | 5259.5516 | 365288.233 | 365288.233 | 0.15254 | 0.38108 | 0.057384 | 0.036729 | 370 | 1453489.3158 | 1453489.3158 | 0.017738 | 0.014498 | 221 | 928125.9433 | 928125.9433 | 0.029543 | 0.023021 | 0.95009
|  | 713 | 20 | 12121 | 0.0051255 | 2818259.3962 | 99836.1822 | 62263.4864 | 2966662.416 | 2966662.416 | 0.075127 | 0.084575 | 0.013292 | 0.011069 | 829 | 3274631.5323 | 3274631.5323 | 0.0075462 | 0.0080256 | 958 | 3839010.884 | 3839010.884 | 0.011007 | 0.010013 | 7.716
|  | 1075 | 5 | 20425 | 0.0051255 | 4174095.8051 | 187956.2924 | 35178.9536 | 4393864.387 | 4393864.387 | 0.047874 | 0.074664 | 0.0074473 | 0.0077599 | 754 | 3039535.8925 | 3039535.8925 | 0.01114 | 0.0095523 | 1075 | 4473889.2231 | 4473889.2231 | 0.008498 | 0.0086682 | 11.4281
|  | 475 | 18 | 8075 | 0.0051255 | 1796546.9353 | 67581.1047 | 27444.8048 | 1891116.9463 | 1891116.9463 | 0.082466 | 0.10465 | 0.016922 | 0.014137 | 134 | 566121.0329 | 566121.0329 | 0.039023 | 0.026702 | 263 | 1026444.2208 | 1026444.2208 | 0.02761 | 0.02152 | 4.9187
|  | 934 | 17 | 13076 | 0.0051255 | 3556460.8449 | 110178.0677 | 47769.9889 | 3743682.3704 | 3743682.3704 | 0.069378 | 0.074344 | 0.010899 | 0.0095132 | 741 | 2966782.7051 | 2966782.7051 | 0.010018 | 0.009167 | 949 | 3843099.4495 | 3843099.4495 | 0.0099991 | 0.0099193 | 9.7371
|  | 375 | 15 | 4500 | 0.0051255 | 1390383.0938 | 37235.3737 | 14975.6177 | 1463561.1513 | 1463561.1513 | 0.088649 | 0.15833 | 0.019284 | 0.015978 | 493 | 1924095.0603 | 1924095.0603 | 0.013556 | 0.012062 | 1040 | 4058942.9263 | 4058942.9263 | 0.01059 | 0.0098517 | 3.8067
|  | 481 | 6 | 5772 | 0.0051255 | 1820211.2743 | 49399.8023 | 10259.4221 | 1916027.3742 | 1916027.3742 | 0.064653 | 0.20549 | 0.014707 | 0.013256 | 254 | 1070522.6848 | 1070522.6848 | 0.023798 | 0.018206 | 134 | 538246.69 | 538246.69 | 0.043458 | 0.030159 | 4.9835
|  | 526 | 5 | 8416 | 0.0051255 | 2071273.702 | 70116.4467 | 12915.9141 | 2180339.0876 | 2180339.0876 | 0.066939 | 0.16702 | 0.013258 | 0.012307 | 235 | 966221.7446 | 966221.7446 | 0.025546 | 0.019222 | 289 | 1132765.69 | 1132765.69 | 0.025275 | 0.020237 | 5.6708
|  | 991 | 2 | 15856 | 0.0051255 | 3700026.0639 | 145011.2888 | 16911.0432 | 3894775.1061 | 3894775.1061 | 0.048061 | 0.12913 | 0.0070287 | 0.0079136 | 773 | 3165357.8489 | 3165357.8489 | 0.011413 | 0.009585 | 300 | 1242299.1306 | 1242299.1306 | 0.021978 | 0.017972 | 10.1301
|  | 866 | 13 | 17320 | 0.0051255 | 3348518.2856 | 152496.9001 | 30719.8209 | 3524814.0755 | 3524814.0755 | 0.0591 | 0.091062 | 0.011329 | 0.0097479 | 502 | 2106476.557 | 2106476.557 | 0.014224 | 0.01206 | 1091 | 4375390.4792 | 4375390.4792 | 0.0076793 | 0.0082141 | 9.1677
|  | 447 | 20 | 7152 | 0.0051255 | 1775398.4143 | 61346.0901 | 22796.8547 | 1868890.1662 | 1868890.1662 | 0.07165 | 0.12022 | 0.016851 | 0.014002 | 995 | 4156839.5992 | 4156839.5992 | 0.0066041 | 0.007032 | 106 | 436197.1605 | 436197.1605 | 0.050199 | 0.033295 | 4.8608
|  | 973 | 8 | 14595 | 0.0051255 | 3873441.2912 | 126845.4965 | 27985.0829 | 4077418.6084 | 4077418.6084 | 0.056718 | 0.091894 | 0.0083933 | 0.0084195 | 235 | 950222.4386 | 950222.4386 | 0.025059 | 0.019098 | 498 | 2130555.9289 | 2130555.9289 | 0.015533 | 0.014129 | 10.6049
|  | 696 | 13 | 6960 | 0.0051255 | 2661718.3965 | 70242.0698 | 25858.3154 | 2801843.0279 | 2801843.0279 | 0.073257 | 0.10079 | 0.011179 | 0.010547 | 732 | 2939863.3239 | 2939863.3239 | 0.0099168 | 0.0092492 | 479 | 1927439.5506 | 1927439.5506 | 0.015879 | 0.0142 | 7.2874
|  | 445 | 4 | 8455 | 0.0051255 | 1716724.1564 | 74923.7312 | 12489.0461 | 1807106.1982 | 1807106.1982 | 0.063585 | 0.17052 | 0.015402 | 0.013666 | 760 | 3165902.7434 | 3165902.7434 | 0.010739 | 0.0092726 | 119 | 465731.4838 | 465731.4838 | 0.048696 | 0.032655 | 4.7001
|  | 573 | 19 | 10887 | 0.0051255 | 2264371.8244 | 93382.4299 | 50147.6189 | 2383608.2036 | 2383608.2036 | 0.074578 | 0.074304 | 0.014991 | 0.012456 | 365 | 1432022.107 | 1432022.107 | 0.017962 | 0.014891 | 233 | 952964.5266 | 952964.5266 | 0.027688 | 0.021466 | 6.1995
|  | 194 | 14 | 2134 | 0.0051255 | 727886.9269 | 22102.4762 | 7610.5029 | 766200.3857 | 766200.3857 | 0.12231 | 0.27506 | 0.032011 | 0.023482 | 168 | 680575.9818 | 680575.9818 | 0.034422 | 0.024263 | 496 | 2011657.1176 | 2011657.1176 | 0.015751 | 0.013983 | 1.9928
|  | 832 | 17 | 9984 | 0.0051255 | 3190171.697 | 108511.5178 | 46736.6102 | 3358119.8567 | 3358119.8567 | 0.06547 | 0.071015 | 0.010998 | 0.0099835 | 829 | 3545237.5847 | 3545237.5847 | 0.00963 | 0.0083129 | 928 | 3761942.1041 | 3761942.1041 | 0.011357 | 0.010822 | 8.7342
|  | 474 | 8 | 8532 | 0.0051255 | 1854340.1188 | 77221.9854 | 23071.8473 | 1951977.7818 | 1951977.7818 | 0.066858 | 0.10581 | 0.015113 | 0.013369 | 79 | 310092.5033 | 310092.5033 | 0.06329 | 0.038774 | 1016 | 4151412.1349 | 4151412.1349 | 0.010232 | 0.0099075 | 5.0769
|  | 357 | 11 | 4284 | 0.0051255 | 1408527.3962 | 41126.0149 | 14446.4523 | 1482696.1714 | 1482696.1714 | 0.077226 | 0.15674 | 0.018832 | 0.015862 | 254 | 1036393.7552 | 1036393.7552 | 0.024103 | 0.018335 | 866 | 3410586.7346 | 3410586.7346 | 0.01125 | 0.011105 | 3.8563
|  | 527 | 19 | 8432 | 0.0051255 | 1971327.3897 | 115273.0279 | 68654.0095 | 2075088.7818 | 2075088.7818 | 0.062731 | 0.072148 | 0.01601 | 0.013486 | 452 | 1869274.5366 | 1869274.5366 | 0.014357 | 0.012309 | 520 | 2134413.0677 | 2134413.0677 | 0.016462 | 0.014655 | 5.3972
|  | 87 | 7 | 1740 | 0.0051255 | 347528.4427 | 21514.0042 | 9188.5675 | 365829.9268 | 365829.9268 | 0.11759 | 0.22552 | 0.057163 | 0.03656 | 694 | 2724288.7644 | 2724288.7644 | 0.010208 | 0.0094811 | 171 | 713413.9639 | 713413.9639 | 0.035917 | 0.026671 | 0.95148
|  | 994 | 5 | 15904 | 0.0051255 | 4086497.3839 | 189716.0853 | 73514.6568 | 4301745.1265 | 4301745.1265 | 0.046643 | 0.061301 | 0.0073185 | 0.0078774 | 639 | 2689525.03 | 2689525.03 | 0.012121 | 0.010186 | 204 | 802994.4686 | 802994.4686 | 0.033207 | 0.025104 | 11.1882
|  | 491 | 19 | 8347 | 0.0051255 | 1920628.0478 | 108421.75 | 79637.1464 | 2021755.9212 | 2021755.9212 | 0.064507 | 0.069016 | 0.016147 | 0.013497 | 327 | 1318503.4937 | 1318503.4937 | 0.021096 | 0.016343 | 1045 | 4515105.236 | 4515105.236 | 0.0094239 | 0.0093822 | 5.2584
|  | 257 | 3 | 2570 | 0.0051255 | 980512.8401 | 34160.8443 | 9981.8929 | 1032130.4204 | 1032130.4204 | 0.078863 | 0.20613 | 0.024938 | 0.019763 | 691 | 2785679.8757 | 2785679.8757 | 0.0084887 | 0.0085329 | 1009 | 4036466.8146 | 4036466.8146 | 0.010345 | 0.011088 | 2.6845
|  | 63 | 6 | 1008 | 0.0051255 | 243668.7095 | 12215.1694 | 4345.0433 | 256497.6261 | 256497.6261 | 0.18997 | 0.45205 | 0.075054 | 0.045119 | 314 | 1284351.7037 | 1284351.7037 | 0.019444 | 0.015631 | 177 | 743451.4358 | 743451.4358 | 0.035248 | 0.026387 | 0.66713
|  | 544 | 7 | 9792 | 0.0051255 | 2065626.7042 | 116435.9865 | 40202.9235 | 2174364.3892 | 2174364.3892 | 0.055114 | 0.068477 | 0.013862 | 0.01261 | 398 | 1656771.8613 | 1656771.8613 | 0.016678 | 0.013546 | 508 | 2012009.9495 | 2012009.9495 | 0.016328 | 0.015153 | 5.6554
|  | 804 | 19 | 16080 | 0.0051255 | 3271807.7408 | 147059.8842 | 98862.7662 | 3444130.6504 | 3444130.6504 | 0.065189 | 0.070127 | 0.01294 | 0.010369 | 237 | 996311.3543 | 996311.3543 | 0.025712 | 0.019362 | 545 | 2185524.2498 | 2185524.2498 | 0.015165 | 0.013361 | 8.9577
|  | 934 | 16 | 16812 | 0.0051255 | 3522098.6802 | 192908.9827 | 117077.3856 | 3707497.1966 | 3707497.1966 | 0.055503 | 0.060832 | 0.011728 | 0.0097649 | 241 | 1025106.3405 | 1025106.3405 | 0.024961 | 0.018881 | 981 | 4197645.0741 | 4197645.0741 | 0.012548 | 0.010423 | 9.643
|  | 420 | 14 | 5040 | 0.0051255 | 1579164.5675 | 52964.09 | 27901.7116 | 1662287.7318 | 1662287.7318 | 0.067697 | 0.095894 | 0.017299 | 0.014695 | 271 | 1074336.3777 | 1074336.3777 | 0.023835 | 0.018264 | 274 | 1096341.8318 | 1096341.8318 | 0.024947 | 0.019994 | 4.3235
|  | 1024 | 16 | 17408 | 0.0051255 | 4062669.5867 | 157557.4686 | 82301.886 | 4276606.3453 | 4276606.3453 | 0.06137 | 0.071071 | 0.010693 | 0.0088954 | 592 | 2357707.074 | 2357707.074 | 0.01276 | 0.011134 | 769 | 3184133.7383 | 3184133.7383 | 0.010216 | 0.010248 | 11.123
|  | 109 | 17 | 1090 | 0.0051255 | 408913.8154 | 8627.0601 | 5499.0228 | 430437.6068 | 430437.6068 | 0.27552 | 0.37692 | 0.050268 | 0.032999 | 868 | 3711050.011 | 3711050.011 | 0.0077126 | 0.0077965 | 385 | 1600289.0635 | 1600289.0635 | 0.01788 | 0.015539 | 1.1195
|  | 236 | 6 | 2596 | 0.0051255 | 887085.4191 | 21579.0573 | 7059.27 | 933779.2099 | 933779.2099 | 0.1187 | 0.2884 | 0.026884 | 0.020618 | 591 | 2426100.9307 | 2426100.9307 | 0.012686 | 0.011003 | 403 | 1693469.1691 | 1693469.1691 | 0.018697 | 0.015605 | 2.4287
|  | 369 | 15 | 6273 | 0.0051255 | 1493704.7133 | 60220.236 | 34102.3231 | 1572373.6427 | 1572373.6427 | 0.065138 | 0.085821 | 0.018554 | 0.015362 | 769 | 3112695.5766 | 3112695.5766 | 0.0087866 | 0.0086781 | 431 | 1822051.2117 | 1822051.2117 | 0.018861 | 0.0156 | 4.0895
|  | 943 | 6 | 15088 | 0.0051255 | 3587624.6426 | 140843.6787 | 39963.9252 | 3776485.439 | 3776485.439 | 0.052468 | 0.069191 | 0.0083516 | 0.0084861 | 735 | 3134823.0513 | 3134823.0513 | 0.011618 | 0.0097049 | 753 | 3209774.7024 | 3209774.7024 | 0.013704 | 0.011447 | 9.8224
|  | 177 | 6 | 1947 | 0.0051255 | 692207.2443 | 21603.4973 | 7082.5013 | 728654.3459 | 728654.3459 | 0.11691 | 0.28585 | 0.03293 | 0.023998 | 343 | 1399153.1591 | 1399153.1591 | 0.018745 | 0.01536 | 687 | 2775982.8577 | 2775982.8577 | 0.012021 | 0.011376 | 1.8952
|  | 572 | 17 | 8580 | 0.0051255 | 2281106.6338 | 65633.8965 | 46647.8855 | 2401232.4032 | 2401232.4032 | 0.083995 | 0.077159 | 0.013749 | 0.011935 | 944 | 3885060.0671 | 3885060.0671 | 0.0085846 | 0.0079444 | 1001 | 3946537.0822 | 3946537.0822 | 0.010553 | 0.0096778 | 6.2453
|  | 153 | 13 | 2754 | 0.0051255 | 567847.0024 | 23778.6549 | 11121.6998 | 597733.9271 | 597733.9271 | 0.11714 | 0.19879 | 0.039085 | 0.027216 | 833 | 3261236.6887 | 3261236.6887 | 0.008304 | 0.0084291 | 985 | 3990450.9222 | 3990450.9222 | 0.0082818 | 0.0088335 | 1.5547
|  | 1026 | 7 | 16416 | 0.0051255 | 3945529.2076 | 153862.4507 | 51882.7988 | 4153248.2176 | 4153248.2176 | 0.052191 | 0.059382 | 0.0080234 | 0.0080689 | 961 | 3772949.296 | 3772949.296 | 0.010082 | 0.008554 | 954 | 3737233.279 | 3737233.279 | 0.010039 | 0.0096771 | 10.8023
|  | 464 | 18 | 6960 | 0.0051255 | 1852897.0857 | 73536.2097 | 36002.938 | 1950473.8093 | 1950473.8093 | 0.075784 | 0.084217 | 0.015945 | 0.013503 | 695 | 2839384.0768 | 2839384.0768 | 0.011959 | 0.010174 | 261 | 1090724.2126 | 1090724.2126 | 0.025102 | 0.019805 | 5.073
|  | 1057 | 12 | 12684 | 0.0051255 | 4030581.7246 | 109276.1553 | 53004.2673 | 4242764.5943 | 4242764.5943 | 0.06369 | 0.064624 | 0.0085184 | 0.0081711 | 453 | 1825669.7809 | 1825669.7809 | 0.015801 | 0.013198 | 464 | 1832399.8053 | 1832399.8053 | 0.016138 | 0.014399 | 11.0351
|  | 711 | 5 | 11376 | 0.0051255 | 2636166.3457 | 97361.7724 | 29839.3625 | 2774911.9429 | 2774911.9429 | 0.058488 | 0.084561 | 0.010605 | 0.010318 | 217 | 953715.4812 | 955958.2265 | 0.025844 | 0.019597 | 600 | 2507525.3872 | 2507525.3872 | 0.014628 | 0.012651 | 7.2174 | NPV ($/gallon)
|  | 193 | 14 | 3281 | 0.0051255 | 737063.6775 | 26527.1608 | 18984.329 | 775865.5504 | 775865.5504 | 0.11025 | 0.13114 | 0.031885 | 0.023303 | 900 | 3757391.9594 | 3757391.9594 | 0.011783 | 0.0091524 | 115 | 485874.3639 | 485874.3639 | 0.046848 | 0.031669 | 2.018
|  | 1074 | 20 | 15036 | 0.0051255 | 4062664.9484 | 131248.0771 | 99061.415 | 4276523.373 | 4276523.373 | 0.06888 | 0.072083 | 0.011115 | 0.0090657 | 191 | 793153.9899 | 793153.9899 | 0.02988 | 0.021901 | 253 | 1091323.746 | 1091323.746 | 0.025552 | 0.02008 | 11.123
|  | 372 | 6 | 4092 | 0.0051255 | 1401819.1455 | 36416.2162 | 14878.7394 | 1475608.6029 | 1475608.6029 | 0.07928 | 0.14853 | 0.018262 | 0.015483 | 697 | 2897610.4395 | 2897610.4395 | 0.0087146 | 0.0089586 | 618 | 2491503.767 | 2491503.767 | 0.014173 | 0.012509 | 3.838
|  | 1098 | 13 | 19764 | 0.0051255 | 4170884.7955 | 232769.0762 | 112776.5673 | 4390447.1039 | 4390447.1039 | 0.050939 | 0.05872 | 0.010089 | 0.0085836 | 576 | 2346729.1325 | 2346729.1325 | 0.010951 | 0.010537 | 205 | 801113.2525 | 801113.2525 | 0.031258 | 0.023417 | 11.4193
|  | 855 | 4 | 10260 | 0.0051255 | 3395781.0456 | 121419.1672 | 34205.6591 | 3574601.4366 | 3574601.4366 | 0.051946 | 0.074214 | 0.0079184 | 0.0085083 | 1097 | 4492988.6887 | 4492988.6887 | 0.0060147 | 0.0065448 | 194 | 775731.6553 | 775731.6553 | 0.033299 | 0.024506 | 9.2971
|  | 313 | 8 | 3443 | 0.0051255 | 1200270.6556 | 34421.4119 | 13205.5512 | 1263459.5449 | 1263459.5449 | 0.083743 | 0.16566 | 0.020999 | 0.017147 | 982 | 3835434.7613 | 3835434.7613 | 0.0079198 | 0.0077331 | 603 | 2442686.1389 | 2442686.1389 | 0.013195 | 0.012379 | 3.2862
|  | 369 | 3 | 4059 | 0.0051255 | 1372862.1033 | 49034.2357 | 8484.7609 | 1445119.9938 | 1445119.9938 | 0.060695 | 0.2394 | 0.01842 | 0.015669 | 207 | 821588.5704 | 821588.5704 | 0.02923 | 0.021462 | 403 | 1693580.5955 | 1693580.5955 | 0.018474 | 0.015887 | 3.7587
|  | 816 | 20 | 10608 | 0.006138 | 3038538.9567 | 116699.5556 | 71704.5426 | 3198467.5631 | 3198467.5631 | 0.065444 | 0.073917 | 0.011027 | 0.0093654 | 367 | 1566379.0703 | 1566379.0703 | 0.015179 | 0.012839 | 1057 | 4559598.8717 | 4559598.8717 | 0.0096372 | 0.0085936 | 8.3191
|  | 330 | 16 | 4290 | 0.0051255 | 1264852.7628 | 55155.4989 | 25825.5931 | 1331441.3639 | 1331441.3639 | 0.065347 | 0.10049 | 0.02092 | 0.016982 | 617 | 2519114.4368 | 2519114.4368 | 0.01073 | 0.010017 | 509 | 2026804.5966 | 2026804.5966 | 0.016087 | 0.014542 | 3.463
|  | 781 | 18 | 10153 | 0.0051255 | 3049473.1123 | 83434.5936 | 48490.5825 | 3210036.4678 | 3210036.4678 | 0.076967 | 0.075328 | 0.01138 | 0.010048 | 289 | 1161469.7249 | 1161469.7249 | 0.021711 | 0.017273 | 936 | 3676757.6798 | 3676757.6798 | 0.0099712 | 0.0096568 | 8.349
|  | 296 | 14 | 3552 | 0.0051255 | 1116591.0264 | 34704.3055 | 24733.3997 | 1175367.027 | 1175367.027 | 0.089144 | 0.10543 | 0.022764 | 0.018116 | 102 | 419198.6874 | 419198.6874 | 0.050407 | 0.032628 | 1007 | 4191289.843 | 4191289.843 | 0.008091 | 0.0088297 | 3.0571
|  | 389 | 18 | 4279 | 0.0051255 | 1507483.7022 | 52259.0903 | 39890.84 | 1586852.4103 | 1586852.4103 | 0.069537 | 0.077018 | 0.018098 | 0.015155 | 406 | 1615598.0051 | 1615598.0051 | 0.016552 | 0.013909 | 997 | 3943907.1251 | 3943907.1251 | 0.009463 | 0.0095458 | 4.1273
|  | 547 | 4 | 8205 | 0.0051255 | 2208056.7844 | 112324.8168 | 32412.2438 | 2324346.0987 | 2324346.0987 | 0.052894 | 0.076814 | 0.012059 | 0.011429 | 697 | 2987088.956 | 2987088.956 | 0.010477 | 0.0095143 | 761 | 3131529.6545 | 3131529.6545 | 0.011336 | 0.010668 | 6.0453
|  | 585 | 17 | 5850 | 0.0051255 | 2195577.0276 | 79642.2068 | 47143.1795 | 2311144.909 | 2311144.909 | 0.069405 | 0.067691 | 0.013412 | 0.011998 | 753 | 2961395.4008 | 2961395.4008 | 0.0087227 | 0.0088295 | 52 | 206679.0814 | 206679.0814 | 0.089498 | 0.052042 | 6.0112
|  | 692 | 13 | 8996 | 0.0051255 | 2730762.6837 | 113103.7091 | 53580.1787 | 2874556.5548 | 2874556.5548 | 0.059706 | 0.060901 | 0.011284 | 0.010404 | 1081 | 4322024.8064 | 4322024.8064 | 0.0095828 | 0.0079809 | 667 | 2613897.9741 | 2613897.9741 | 0.012285 | 0.011649 | 7.4764
|  | 296 | 6 | 3552 | 0.0051255 | 1143709.9676 | 53939.5277 | 19060.5689 | 1203924.7039 | 1203924.7039 | 0.058271 | 0.11832 | 0.021803 | 0.017668 | 860 | 3454248.7329 | 3454248.7329 | 0.010013 | 0.0087707 | 969 | 3909010.4711 | 3909010.4711 | 0.010478 | 0.0098858 | 3.1313
|  | 933 | 20 | 17727 | 0.0051255 | 3612703.6914 | 234958.2495 | 177904.2159 | 3802910.6192 | 3802910.6192 | 0.054639 | 0.056398 | 0.013003 | 0.010097 | 97 | 392077.0125 | 392077.0125 | 0.053343 | 0.034058 | 78 | 320965.7906 | 320965.7906 | 0.064333 | 0.040464 | 9.891
|  | 580 | 3 | 5800 | 0.0051255 | 2179385.4429 | 72370.5464 | 35146.7637 | 2294102.1242 | 2294102.1242 | 0.062591 | 0.07184 | 0.011993 | 0.011501 | 580 | 2437805.7902 | 2437805.7902 | 0.01349 | 0.011222 | 224 | 900391.9073 | 900391.9073 | 0.028719 | 0.022035 | 5.9668
|  | 826 | 18 | 13216 | 0.0051255 | 3282273.6857 | 164908.838 | 167494.3704 | 3455117.4844 | 3455117.4844 | 0.057773 | 0.056443 | 0.011778 | 0.01001 | 131 | 547966.5744 | 547966.5744 | 0.040395 | 0.027531 | 351 | 1506164.836 | 1506164.836 | 0.019302 | 0.016501 | 8.9864
|  | 110 | 20 | 2200 | 0.0051255 | 421497.4191 | 26576.8215 | 24000.3478 | 443687.2442 | 443687.2442 | 0.10938 | 0.10979 | 0.049477 | 0.032492 | 122 | 494626.076 | 494626.076 | 0.044239 | 0.029603 | 694 | 2962109.6679 | 2962109.6679 | 0.011972 | 0.010893 | 1.154
|  | 182 | 16 | 2730 | 0.0051255 | 680419.4412 | 33702.9996 | 29463.7919 | 716233.3581 | 716233.3581 | 0.089645 | 0.091998 | 0.034045 | 0.024542 | 486 | 2026217.0051 | 2026217.0051 | 0.013411 | 0.01186 | 817 | 3359656.1208 | 3359656.1208 | 0.011262 | 0.010656 | 1.8629
|  | 952 | 18 | 14280 | 0.0051255 | 3808037.912 | 190083.2871 | 152428.3749 | 4008578.1938 | 4008578.1938 | 0.055274 | 0.056718 | 0.010895 | 0.0092377 | 146 | 613990.4078 | 613990.4078 | 0.037077 | 0.025746 | 873 | 3815690.4463 | 3815690.4463 | 0.013532 | 0.011046 | 10.4258
|  | 388 | 20 | 5820 | 0.0051255 | 1474183.7783 | 72401.4912 | 88769.7721 | 1551787.394 | 1551787.394 | 0.075331 | 0.067917 | 0.01908 | 0.015539 | 128 | 525410.6065 | 525410.6065 | 0.04238 | 0.028572 | 1076 | 4443763.9686 | 4443763.9686 | 0.0089522 | 0.008705 | 4.0361
|  | 405 | 4 | 8100 | 0.0051255 | 1519876.3408 | 104292.8517 | 34373.6849 | 1599877.525 | 1599877.525 | 0.054482 | 0.073682 | 0.017033 | 0.014635 | 585 | 2352602.4128 | 2352602.4128 | 0.011172 | 0.010643 | 1040 | 4111414.0056 | 4111414.0056 | 0.0085829 | 0.0086317 | 4.1612
|  | 371 | 19 | 6307 | 0.0051255 | 1424954.845 | 72966.2062 | 94098.854 | 1499973.2778 | 1499973.2778 | 0.075429 | 0.067038 | 0.019666 | 0.01588 | 440 | 1829082.8595 | 1829082.8595 | 0.015716 | 0.013182 | 533 | 2249553.5174 | 2249553.5174 | 0.014122 | 0.012797 | 3.9013
|  | 721 | 2 | 14420 | 0.0051255 | 2751439.8568 | 205408.7607 | 60141.9982 | 2896285.4189 | 2896285.4189 | 0.043128 | 0.048733 | 0.0096162 | 0.0097826 | 219 | 931006.0676 | 931006.0676 | 0.026067 | 0.01982 | 992 | 3975461.7672 | 3975461.7672 | 0.0098077 | 0.0093059 | 7.533
|  | 200 | 2 | 2600 | 0.0051255 | 792005.1031 | 46227.1987 | 15367.79 | 833710.8402 | 833710.8402 | 0.061972 | 0.13925 | 0.029262 | 0.021947 | 1042 | 4428828.8285 | 4428828.8285 | 0.0064646 | 0.0068747 | 119 | 519464.8238 | 519464.8238 | 0.044505 | 0.030226 | 2.1684
|  | 837 | 12 | 8370 | 0.0051255 | 3212649.5195 | 109829.5272 | 117594.108 | 3381782.3818 | 3381782.3818 | 0.059137 | 0.056274 | 0.0094356 | 0.0091909 | 827 | 3707403.5829 | 3711299.9499 | 0.010697 | 0.0088664 | 465 | 2006824.5815 | 2006824.5815 | 0.01426 | 0.013189 | 8.7958
|  | 680 | 2 | 8160 | 0.0051255 | 2721817.3309 | 102129.0845 | 38364.7626 | 2865155.3671 | 2865155.3671 | 0.053504 | 0.06661 | 0.009502 | 0.0097808 | 1068 | 4382908.6292 | 4382908.6292 | 0.0113 | 0.0085225 | 414 | 1699124.978 | 1699124.978 | 0.018357 | 0.015386 | 7.4519
|  | 491 | 17 | 8347 | 0.0051255 | 1881375.5548 | 94828.8869 | 68911.7623 | 1980420.9735 | 1980420.9735 | 0.067529 | 0.072973 | 0.015999 | 0.013428 | 509 | 2167036.1595 | 2167036.1595 | 0.014161 | 0.011991 | 450 | 1894570.7709 | 1894570.7709 | 0.017874 | 0.014691 | 5.1509
|  | 655 | 4 | 9170 | 0.0051255 | 2669635.0563 | 106263.1365 | 32393.4798 | 2810243.7207 | 2810243.7207 | 0.054438 | 0.077339 | 0.010046 | 0.010027 | 723 | 2844623.3131 | 2844623.3131 | 0.010925 | 0.00985 | 985 | 4180174.9908 | 4180174.9908 | 0.0075558 | 0.0082917 | 7.3091
|  | 277 | 17 | 4709 | 0.0051255 | 1120826.9653 | 52963.0075 | 34248.1522 | 1179857.3677 | 1179857.3677 | 0.069342 | 0.085091 | 0.023143 | 0.018159 | 241 | 963659.5534 | 963659.5534 | 0.02613 | 0.019713 | 96 | 382551.139 | 382551.139 | 0.055658 | 0.036012 | 3.0687
|  | 808 | 10 | 15352 | 0.0051255 | 3197419.5058 | 158714.348 | 89500.09 | 3365789.6643 | 3365789.6643 | 0.053821 | 0.061781 | 0.010417 | 0.009545 | 175 | 715981.945 | 715981.945 | 0.032638 | 0.023487 | 740 | 3122574.1929 | 3122574.1929 | 0.011388 | 0.010575 | 8.7541
|  | 615 | 3 | 6150 | 0.0051255 | 2280228.2737 | 86055.6894 | 32983.5124 | 2400240.2882 | 2400240.2882 | 0.057795 | 0.075088 | 0.011428 | 0.011084 | 65 | 259837.4807 | 259837.4807 | 0.07349 | 0.043728 | 104 | 419432.0978 | 419432.0978 | 0.052134 | 0.034229 | 6.2429
|  | 1067 | 3 | 18139 | 0.0051255 | 3967212.8275 | 230459.8862 | 86288.745 | 4176018.1821 | 4176018.1821 | 0.042922 | 0.055729 | 0.0068603 | 0.0076161 | 167 | 655273.0636 | 655273.0636 | 0.035691 | 0.025014 | 302 | 1300779.5378 | 1300779.5378 | 0.02268 | 0.018089 | 10.8616
|  | 818 | 18 | 10634 | 0.0051255 | 3151381.3842 | 93024.866 | 86604.5933 | 3317293.4738 | 3317293.4738 | 0.073204 | 0.072655 | 0.011359 | 0.010037 | 489 | 1934678.4935 | 1934678.4935 | 0.013922 | 0.012189 | 280 | 1114005.2544 | 1114005.2544 | 0.025087 | 0.020292 | 8.628
|  | 100 | 7 | 1800 | 0.0051255 | 407235.2772 | 20517.7193 | 9428.8553 | 428684.0733 | 428684.0733 | 0.12264 | 0.22073 | 0.050304 | 0.033021 | 673 | 2736871.8903 | 2736871.8903 | 0.011893 | 0.010305 | 959 | 3997872.3988 | 3997872.3988 | 0.010086 | 0.0096035 | 1.1149
|  | 1049 | 6 | 12588 | 0.0051255 | 4083050.5167 | 145870.1483 | 61946.6821 | 4298029.4968 | 4298029.4968 | 0.050793 | 0.06694 | 0.0070433 | 0.0076054 | 216 | 903352.7611 | 903352.7611 | 0.027048 | 0.020343 | 86 | 367932.7848 | 367932.7848 | 0.057827 | 0.037267 | 11.1788
|  | 552 | 12 | 8280 | 0.0051255 | 2243235.3526 | 105512.9742 | 47024.2616 | 2361383.1796 | 2361383.1796 | 0.060166 | 0.064924 | 0.013102 | 0.011762 | 583 | 2364995.1515 | 2364995.1515 | 0.013104 | 0.011261 | 483 | 2022735.8375 | 2022735.8375 | 0.015175 | 0.01381 | 6.1416
|  | 199 | 17 | 2587 | 0.0051255 | 760548.3964 | 34778.8582 | 22918.5251 | 800586.8289 | 800586.8289 | 0.087437 | 0.10985 | 0.031034 | 0.02283 | 816 | 3440818.9641 | 3440818.9641 | 0.0077151 | 0.0080387 | 704 | 2899500.4571 | 2899500.4571 | 0.011103 | 0.011049 | 2.0823
|  | 315 | 17 | 3465 | 0.0051255 | 1200535.2133 | 38119.1078 | 32230.3543 | 1263735.0146 | 1263735.0146 | 0.084845 | 0.088835 | 0.021512 | 0.017291 | 76 | 336051.5139 | 336051.5139 | 0.060169 | 0.037447 | 860 | 3431645.0249 | 3431645.0249 | 0.010597 | 0.010291 | 3.2869
|  | 158 | 15 | 1580 | 0.0051255 | 617150.016 | 26147.3549 | 22167.1257 | 649644.7948 | 649644.7948 | 0.10369 | 0.10928 | 0.036278 | 0.025713 | 356 | 1415789.3747 | 1415789.3747 | 0.018116 | 0.015159 | 1097 | 4907514.1772 | 4909593.3194 | 0.012966 | 0.0094539 | 1.6897
|  | 1056 | 19 | 15840 | 0.0051255 | 4259233.8719 | 199450.4324 | 255806.6911 | 4483548.94 | 4483548.94 | 0.056185 | 0.05315 | 0.01067 | 0.008683 | 211 | 943218.6308 | 943965.1667 | 0.025907 | 0.019755 | 865 | 3381598.3183 | 3381598.3183 | 0.0096875 | 0.0095305 | 11.6611
|  | 416 | 5 | 5408 | 0.0051255 | 1573061.562 | 71986.4638 | 42215.6549 | 1655867.1918 | 1655867.1918 | 0.064024 | 0.064189 | 0.016442 | 0.014297 | 129 | 530851.0502 | 530851.0502 | 0.041741 | 0.028343 | 985 | 4297468.4382 | 4297468.4382 | 0.0078447 | 0.0081199 | 4.3068
|  | 774 | 2 | 13932 | 0.0051255 | 3108123.9968 | 204180.2356 | 63385.5916 | 3271809.8782 | 3271809.8782 | 0.043163 | 0.062678 | 0.0085116 | 0.0090458 | 648 | 2692055.9133 | 2692055.9133 | 0.0092335 | 0.0093087 | 683 | 2942516.4781 | 2942516.4781 | 0.01382 | 0.011954 | 8.5096
|  | 235 | 8 | 3995 | 0.0051255 | 885979.4096 | 85553.6751 | 43173.4202 | 932616.0853 | 932616.0853 | 0.059465 | 0.063203 | 0.027218 | 0.020753 | 453 | 1827404.7793 | 1827404.7793 | 0.014975 | 0.012893 | 419 | 1754394.4741 | 1754394.4741 | 0.016707 | 0.014733 | 2.4257
|  | 983 | 2 | 18677 | 0.0051255 | 3973032.116 | 411289.5022 | 112814.304 | 4182277.3878 | 4182277.3878 | 0.037611 | 0.049256 | 0.006544 | 0.0075 | 158 | 651208.9138 | 651208.9138 | 0.035551 | 0.025004 | 733 | 3111086.4413 | 3111086.4413 | 0.0099982 | 0.010133 | 10.8776
|  | 543 | 16 | 5973 | 0.0051255 | 2152673.2861 | 113097.109 | 114775.5345 | 2266030.5978 | 2266030.5978 | 0.057947 | 0.056021 | 0.013501 | 0.012042 | 826 | 3282897.3557 | 3282897.3557 | 0.0081748 | 0.0084042 | 359 | 1456826.0627 | 1456826.0627 | 0.01992 | 0.016464 | 5.8937
|  | 348 | 11 | 6960 | 0.0051255 | 1498886.6697 | 118607.1139 | 76778.1054 | 1573135.4363 | 1577863.3132 | 0.055233 | 0.06226 | 0.018097 | 0.015058 | 81 | 354478.2685 | 354478.2685 | 0.057592 | 0.036259 | 168 | 735913.4286 | 735913.4286 | 0.033515 | 0.024362 | 4.1037
|  | 140 | 13 | 2100 | 0.0051255 | 533893.2644 | 30378.8921 | 27696.4692 | 561999.151 | 561999.151 | 0.092628 | 0.092336 | 0.040851 | 0.028144 | 509 | 2045069.2311 | 2045069.2311 | 0.013851 | 0.012108 | 640 | 2682131.498 | 2682131.498 | 0.010803 | 0.010833 | 1.4617
|  | 828 | 11 | 14076 | 0.0051255 | 3496105.0246 | 287047.0108 | 202338.3988 | 3680290.0511 | 3680290.0511 | 0.044006 | 0.046089 | 0.0096791 | 0.0090058 | 905 | 3535794.657 | 3535794.657 | 0.0083762 | 0.0082123 | 329 | 1393606.1819 | 1393606.1819 | 0.019886 | 0.016685 | 9.5718
|  | 182 | 12 | 2366 | 0.0051255 | 750934.6943 | 43142.0768 | 37019.5351 | 790489.6428 | 790489.6428 | 0.070282 | 0.073056 | 0.031054 | 0.022883 | 897 | 3992401.6958 | 3992401.6958 | 0.0089454 | 0.0080305 | 390 | 1728863.767 | 1728863.767 | 0.016845 | 0.014644 | 2.0559
|  | 878 | 17 | 8780 | 0.0051255 | 3352992.8342 | 158267.2836 | 186342.0382 | 3529507.2704 | 3529507.2704 | 0.053624 | 0.050631 | 0.0098878 | 0.0091736 | 347 | 1431123.2484 | 1431123.2484 | 0.019358 | 0.015559 | 403 | 1678815.5392 | 1678815.5392 | 0.01829 | 0.015132 | 9.18
|  | 639 | 11 | 8946 | 0.0051255 | 2480376.8443 | 135173.4278 | 112688.006 | 2610969.8187 | 2610969.8187 | 0.05387 | 0.055238 | 0.011951 | 0.010979 | 313 | 1265863.7314 | 1265863.7314 | 0.020382 | 0.016414 | 987 | 4162757.0431 | 4162757.0431 | 0.008042 | 0.0084397 | 6.7909
|  | 349 | 11 | 6631 | 0.0051255 | 1465950.4691 | 123422.309 | 86832.3056 | 1543178.1932 | 1543178.1932 | 0.054051 | 0.058926 | 0.018359 | 0.015283 | 1099 | 4576870.39 | 4576870.39 | 0.0059875 | 0.0065692 | 1040 | 4111689.6595 | 4111689.6595 | 0.0073395 | 0.0081542 | 4.0136
|  | 791 | 4 | 7910 | 0.0051255 | 3070998.3168 | 134047.2447 | 47517.689 | 3232688.027 | 3232688.027 | 0.049387 | 0.057907 | 0.008615 | 0.0090585 | 997 | 4056230.9195 | 4056230.9195 | 0.010848 | 0.008601 | 821 | 3272649.002 | 3272649.002 | 0.0097687 | 0.0098825 | 8.4079
|  | 413 | 3 | 7434 | 0.0051255 | 1570258.5425 | 126403.2888 | 28432.6521 | 1652920.1495 | 1652920.1495 | 0.049761 | 0.083827 | 0.016364 | 0.014267 | 657 | 2865286.0689 | 2865286.0689 | 0.0090154 | 0.0091707 | 480 | 1902982.8436 | 1902982.8436 | 0.016852 | 0.01419 | 4.2991
|  | 751 | 17 | 12767 | 0.0051255 | 2886492.0608 | 233762.8946 | 157349.5198 | 3038455.6677 | 3038455.6677 | 0.049272 | 0.052367 | 0.012512 | 0.010634 | 1013 | 4371815.4955 | 4371815.4955 | 0.0077647 | 0.0073149 | 1025 | 4345403.3745 | 4345403.3745 | 0.010717 | 0.0092591 | 7.9028
|  | 614 | 12 | 12280 | 0.0051255 | 2436002.8232 | 208336.3827 | 160382.3287 | 2564280.6754 | 2564280.6754 | 0.048317 | 0.050104 | 0.013108 | 0.011523 | 966 | 4070513.7751 | 4070513.7751 | 0.011378 | 0.0086756 | 106 | 415073.3263 | 415073.3263 | 0.052679 | 0.034681 | 6.6694
|  | 989 | 11 | 13846 | 0.0051255 | 3923013.5551 | 236477.2491 | 208741.4846 | 4129595.8316 | 4129595.8316 | 0.046536 | 0.046789 | 0.0087559 | 0.0083618 | 398 | 1676925.5483 | 1676925.5483 | 0.016764 | 0.013851 | 1074 | 4345576.8979 | 4345576.8979 | 0.0077908 | 0.0083316 | 10.7406
|  | 916 | 13 | 10992 | 0.0051255 | 3589841.9871 | 161301.9235 | 126956.551 | 3778862.5873 | 3778862.5873 | 0.05285 | 0.054824 | 0.0092132 | 0.00873 | 193 | 865255.3742 | 865710.8133 | 0.028072 | 0.020954 | 834 | 3532265.2222 | 3532265.2222 | 0.011936 | 0.010096 | 9.8285
|  | 181 | 3 | 2172 | 0.0051255 | 725229.6963 | 42647.7976 | 20794.5006 | 763422.4844 | 763422.4844 | 0.066114 | 0.10783 | 0.031649 | 0.02335 | 992 | 3904979.5601 | 3904979.5601 | 0.0075603 | 0.0074708 | 924 | 3664626.8352 | 3664626.8352 | 0.011528 | 0.010373 | 1.9856
|  | 476 | 3 | 9044 | 0.0051255 | 2078172.4259 | 171245.6478 | 65322.2625 | 2174788.4496 | 2187681.8959 | 0.045325 | 0.062009 | 0.012888 | 0.012037 | 454 | 2007476.5755 | 2007476.5755 | 0.013399 | 0.011841 | 50 | 215522.5017 | 215522.5017 | 0.086632 | 0.050823 | 5.6897
|  | 981 | 4 | 12753 | 0.0051255 | 3833943.8513 | 241232.8822 | 139926.8366 | 4035813.2247 | 4035813.2247 | 0.042302 | 0.047161 | 0.0071484 | 0.0078953 | 476 | 1943343.5456 | 1943343.5456 | 0.01408 | 0.012247 | 235 | 918073.78 | 918073.78 | 0.028567 | 0.021982 | 10.4968
|  | 67 | 5 | 670 | 0.0051255 | 267077.5587 | 13625.0232 | 7896.0795 | 281142.1334 | 281142.1334 | 0.17011 | 0.25587 | 0.069628 | 0.0424 | 814 | 3253009.3374 | 3253009.3374 | 0.0091699 | 0.0086944 | 542 | 2387984.8581 | 2387984.8581 | 0.012883 | 0.012164 | 0.73122
|  | 816 | 8 | 8160 | 0.0051255 | 3081034.1746 | 116188.5864 | 87820.2878 | 3243217.2713 | 3243217.2713 | 0.054821 | 0.058408 | 0.0091738 | 0.0092266 | 1000 | 4388349.5135 | 4388349.5135 | 0.0087916 | 0.007706 | 647 | 2627190.3746 | 2627190.3746 | 0.012292 | 0.011255 | 8.4354
|  | 682 | 5 | 6820 | 0.0051255 | 2644576.4483 | 114413.0575 | 58268.8001 | 2783813.5159 | 2783813.5159 | 0.052644 | 0.051233 | 0.010109 | 0.010085 | 463 | 1818485.9748 | 1818485.9748 | 0.015258 | 0.013099 | 794 | 3412631.7723 | 3412631.7723 | 0.011317 | 0.0099991 | 7.2405
|  | 1031 | 12 | 12372 | 0.0051255 | 3895945.7776 | 214349.1683 | 196912.4854 | 4101026.439 | 4101026.439 | 0.047909 | 0.047799 | 0.0088129 | 0.0084638 | 301 | 1180829.0157 | 1180829.0157 | 0.021391 | 0.016932 | 605 | 2467816.5051 | 2467816.5051 | 0.012953 | 0.012313 | 10.6665
|  | 917 | 15 | 14672 | 0.0051255 | 3603872.3983 | 328650.1926 | 297127.7302 | 3793635.7894 | 3793635.7894 | 0.044327 | 0.044356 | 0.010688 | 0.0093448 | 807 | 3494838.0369 | 3494838.0369 | 0.01051 | 0.0088503 | 60 | 236511.5609 | 236511.5609 | 0.080687 | 0.048024 | 9.8669
|  | 1012 | 4 | 10120 | 0.0051255 | 4039509.1263 | 179739.2025 | 88504.3577 | 4252235.8987 | 4252235.8987 | 0.045364 | 0.055088 | 0.0065157 | 0.0074759 | 483 | 2034185.2285 | 2034185.2285 | 0.012852 | 0.011699 | 1009 | 4341937.7156 | 4341937.7156 | 0.0079723 | 0.0082431 | 11.0596
|  | 594 | 13 | 11286 | 0.0051255 | 2319973.8682 | 198311.8543 | 133722.1157 | 2442127.2946 | 2442127.2946 | 0.04911 | 0.052732 | 0.013581 | 0.011821 | 474 | 1900277.6025 | 1900277.6025 | 0.013637 | 0.012249 | 163 | 665587.8099 | 665587.8099 | 0.035907 | 0.025752 | 6.3517
|  | 565 | 17 | 9605 | 0.0051255 | 2314422.06 | 152769.1437 | 210080.8335 | 2436326.2383 | 2436326.2383 | 0.055301 | 0.050695 | 0.013977 | 0.01203 | 585 | 2493741.5564 | 2493741.5564 | 0.011144 | 0.010264 | 156 | 622044.333 | 622044.333 | 0.038687 | 0.027369 | 6.3365
|  | 197 | 20 | 2561 | 0.0051255 | 796646.2383 | 49752.5922 | 70378.8651 | 838602.8859 | 838602.8859 | 0.067387 | 0.068075 | 0.030047 | 0.022273 | 167 | 694610.0242 | 694610.0242 | 0.033355 | 0.023832 | 832 | 3311455.243 | 3311455.243 | 0.0099903 | 0.0097342 | 2.1811
|  | 1022 | 3 | 15330 | 0.0051255 | 4027459.4149 | 282432.7173 | 90766.2629 | 4239531.2988 | 4239531.2988 | 0.040586 | 0.053975 | 0.006613 | 0.0074987 | 76 | 316410.518 | 316410.518 | 0.063133 | 0.038824 | 529 | 2192138.0513 | 2192138.0513 | 0.013569 | 0.012457 | 11.0266
|  | 117 | 17 | 2223 | 0.0051255 | 464185.9005 | 36746.1045 | 35392.2778 | 488629.5368 | 488629.5368 | 0.082071 | 0.078842 | 0.045875 | 0.030744 | 438 | 1903193.2925 | 1903193.2925 | 0.014227 | 0.012458 | 619 | 2581013.5436 | 2581013.5436 | 0.012113 | 0.011382 | 1.2709
|  | 726 | 10 | 11616 | 0.0051255 | 2757606.7631 | 188933.7981 | 122541.3175 | 2902771.688 | 2902771.688 | 0.048461 | 0.052847 | 0.011184 | 0.010345 | 1100 | 4349272.5593 | 4349272.5593 | 0.0081271 | 0.0074459 | 607 | 2439449.5267 | 2439449.5267 | 0.013565 | 0.011965 | 7.5499
|  | 338 | 12 | 4732 | 0.0051255 | 1264250.7076 | 78309.6729 | 67836.3907 | 1330794.8739 | 1330794.8739 | 0.064974 | 0.066246 | 0.020595 | 0.016771 | 959 | 3857714.8587 | 3857714.8587 | 0.0070716 | 0.0074199 | 620 | 2697286.0584 | 2697286.0584 | 0.011677 | 0.01107 | 3.4613
|  | 106 | 7 | 1378 | 0.0051255 | 437454.9871 | 16464.1036 | 16675.4478 | 460497.6529 | 460497.6529 | 0.14716 | 0.13415 | 0.047563 | 0.03169 | 807 | 3285730.5299 | 3285730.5299 | 0.0086912 | 0.008496 | 729 | 3249797.8973 | 3249797.8973 | 0.010424 | 0.010022 | 1.1977
|  | 338 | 16 | 5746 | 0.0051255 | 1281167.3719 | 107058.7517 | 139506.5406 | 1348609.0146 | 1348609.0146 | 0.059124 | 0.053261 | 0.021004 | 0.016866 | 392 | 1643820.7862 | 1643820.7862 | 0.015904 | 0.013627 | 787 | 3531399.1047 | 3531399.1047 | 0.0092312 | 0.0093546 | 3.5076
|  | 505 | 2 | 6060 | 0.0051255 | 2035894.0844 | 105680.2904 | 58088.154 | 2143115.2791 | 2143115.2791 | 0.052405 | 0.049598 | 0.012692 | 0.01198 | 641 | 2581552.1136 | 2581552.1136 | 0.011205 | 0.010263 | 838 | 3520093.1039 | 3520093.1039 | 0.0083366 | 0.0088694 | 5.574
|  | 1001 | 9 | 10010 | 0.0051255 | 4004888.342 | 165844.7583 | 181467.9246 | 4215795.5642 | 4215795.5642 | 0.049332 | 0.047207 | 0.0074992 | 0.0078668 | 142 | 570068.8502 | 570068.8502 | 0.039359 | 0.027015 | 527 | 2392655.1804 | 2397714.7663 | 0.014923 | 0.012648 | 10.9648
|  | 316 | 12 | 4740 | 0.0051255 | 1326023.0363 | 116496.5899 | 105930.1385 | 1395878.7562 | 1395878.7562 | 0.054108 | 0.054083 | 0.019777 | 0.016272 | 568 | 2429345.909 | 2429345.909 | 0.013042 | 0.011092 | 1072 | 4417825.525 | 4417825.525 | 0.0097351 | 0.0087417 | 3.6305
|  | 899 | 20 | 14384 | 0.0051255 | 3409331.0862 | 236134.3461 | 391085.4245 | 3588801.6275 | 3588801.6275 | 0.051887 | 0.047919 | 0.012286 | 0.010022 | 102 | 438105.066 | 438105.066 | 0.048612 | 0.031772 | 771 | 3314423.2481 | 3314423.2481 | 0.010671 | 0.0099886 | 9.3342
|  | 964 | 17 | 15424 | 0.0051255 | 3783955.2252 | 250870.0314 | 340823.1203 | 3983199.1118 | 3983199.1118 | 0.049772 | 0.047031 | 0.011021 | 0.0092877 | 468 | 1953685.6667 | 1953685.6667 | 0.013286 | 0.011974 | 979 | 4083281.9603 | 4083281.9603 | 0.0082399 | 0.0086431 | 10.3599
|  | 348 | 8 | 5916 | 0.0051255 | 1440963.9323 | 108657.2949 | 83396.7876 | 1516867.6124 | 1516867.6124 | 0.054901 | 0.058388 | 0.018252 | 0.015382 | 895 | 3882542.99 | 3882542.99 | 0.010262 | 0.0084913 | 120 | 498396.0604 | 498396.0604 | 0.045687 | 0.030839 | 3.9451
|  | 109 | 18 | 2071 | 0.0051255 | 423412.4926 | 35174.901 | 42673.0806 | 445705.4794 | 445705.4794 | 0.084894 | 0.070118 | 0.049383 | 0.032589 | 825 | 3433522.5676 | 3433522.5676 | 0.0070472 | 0.0076442 | 481 | 1906892.5109 | 1906892.5109 | 0.015348 | 0.013988 | 1.1592
|  | 1029 | 9 | 13377 | 0.0051255 | 3859910.1187 | 234546.8776 | 175258.6918 | 4063082.1109 | 4063082.1109 | 0.045385 | 0.047288 | 0.008286 | 0.0082242 | 175 | 726223.0412 | 726223.0412 | 0.033018 | 0.023524 | 76 | 345005.194 | 345393.3727 | 0.059786 | 0.037785 | 10.5679
|  | 153 | 12 | 1989 | 0.0051255 | 592996.625 | 44214.4204 | 44005.1423 | 624217.8077 | 624217.8077 | 0.068039 | 0.063935 | 0.037595 | 0.026494 | 266 | 1137159.7355 | 1137159.7355 | 0.022241 | 0.017475 | 568 | 2278684.4119 | 2278684.4119 | 0.015084 | 0.012618 | 1.6235
|  | 219 | 3 | 2190 | 0.0051255 | 820981.1071 | 52746.041 | 33200.5524 | 864194.4289 | 864194.4289 | 0.056565 | 0.07388 | 0.028439 | 0.021492 | 114 | 493480.8071 | 493480.8071 | 0.044512 | 0.029714 | 306 | 1323282.5126 | 1323282.5126 | 0.020288 | 0.016397 | 2.2477
|  | 940 | 11 | 10340 | 0.0051255 | 3496751.6234 | 255696.1713 | 249980.7975 | 3680796.037 | 3680796.037 | 0.044013 | 0.043437 | 0.0089528 | 0.008757 | 1019 | 4069075.7248 | 4069075.7248 | 0.007635 | 0.0074991 | 763 | 3036068.867 | 3036068.867 | 0.009025 | 0.0092148 | 9.5736
|  | 286 | 19 | 5434 | 0.0051255 | 1119147.9615 | 129540.3203 | 164846.625 | 1178075.2322 | 1178075.2322 | 0.055186 | 0.050606 | 0.02362 | 0.018361 | 973 | 4141240.1721 | 4141240.1721 | 0.010414 | 0.0083674 | 820 | 3494233.2017 | 3494233.2017 | 0.0092147 | 0.008921 | 3.0641
|  | 259 | 13 | 4403 | 0.0051255 | 965143.1436 | 105045.8973 | 96603.8083 | 1015942.1949 | 1015942.1949 | 0.056568 | 0.056319 | 0.025784 | 0.019823 | 490 | 1923000.4707 | 1923000.4707 | 0.015463 | 0.012863 | 679 | 2977270.6613 | 2977270.6613 | 0.012149 | 0.010483 | 2.6424
|  | 1086 | 15 | 11946 | 0.0051255 | 4286033.2972 | 247682.9561 | 309780.7602 | 4511723.2971 | 4511723.2971 | 0.04688 | 0.044586 | 0.0085748 | 0.0080314 | 424 | 1919318.1294 | 1919318.1294 | 0.014954 | 0.012657 | 480 | 2020694.946 | 2020694.946 | 0.015212 | 0.013118 | 11.7345
|  | 467 | 14 | 7005 | 0.0051255 | 1830616.5461 | 178531.3476 | 170207.9847 | 1927006.5394 | 1927006.5394 | 0.048507 | 0.047956 | 0.01569 | 0.013518 | 535 | 2371030.7695 | 2371030.7695 | 0.013285 | 0.01122 | 505 | 2260651.5553 | 2260651.5553 | 0.012359 | 0.011754 | 5.012
|  | 689 | 20 | 10335 | 0.0051255 | 2777451.5634 | 227000.8373 | 308446.1929 | 2923727.0956 | 2923727.0956 | 0.049383 | 0.046353 | 0.012765 | 0.010907 | 289 | 1132220.9669 | 1132220.9669 | 0.02197 | 0.017375 | 214 | 927293.4643 | 927293.4643 | 0.028139 | 0.021107 | 7.6042
|  | 697 | 16 | 13243 | 0.0051255 | 2665539.1182 | 316687.6759 | 340874.7483 | 2805864.8878 | 2805864.8878 | 0.04455 | 0.043527 | 0.013275 | 0.011232 | 1032 | 4219974.7818 | 4219974.7818 | 0.0059195 | 0.0067132 | 76 | 307710.5258 | 307710.5258 | 0.065267 | 0.040313 | 7.2978
|  | 462 | 11 | 5544 | 0.0051255 | 1812594.2423 | 151897.8337 | 128283.4441 | 1908035.9107 | 1908035.9107 | 0.049157 | 0.050183 | 0.01512 | 0.013324 | 782 | 3519646.6508 | 3519646.6508 | 0.0090435 | 0.0084075 | 714 | 3006574.6684 | 3006574.6684 | 0.0091386 | 0.0094287 | 4.9626
|  | 354 | 2 | 3894 | 0.0051255 | 1373562.0396 | 97400.1609 | 48436.796 | 1445880.49 | 1445880.49 | 0.053753 | 0.055714 | 0.018298 | 0.015594 | 688 | 2772216.4659 | 2772216.4659 | 0.010391 | 0.0096667 | 267 | 1158410.9958 | 1158410.9958 | 0.022282 | 0.01798 | 3.7606
|  | 922 | 10 | 11986 | 0.0051255 | 3712579.0777 | 261675.7218 | 261539.4423 | 3908101.8536 | 3908101.8536 | 0.043968 | 0.043244 | 0.0086445 | 0.0085217 | 463 | 2038855.2899 | 2038855.2899 | 0.012738 | 0.011596 | 756 | 2955216.3013 | 2955216.3013 | 0.009536 | 0.0097715 | 10.1645
|  | 993 | 6 | 17874 | 0.0051255 | 4382574.4079 | 431509.6325 | 252298.2717 | 4593911.6107 | 4613531.4275 | 0.038876 | 0.041538 | 0.0070984 | 0.0073824 | 251 | 1143338.105 | 1143338.105 | 0.022842 | 0.017752 | 931 | 3803219.3795 | 3803219.3795 | 0.0094924 | 0.0085815 | 11.9988
|  | 474 | 9 | 8058 | 0.002163 | 1886235.902 | 196060.7535 | 167804.0494 | 1985565.7256 | 1985565.7256 | 0.048741 | 0.049386 | 0.017701 | 0.015947 | 87 | 388725.2218 | 388725.2218 | 0.056531 | 0.037245 | 1043 | 4255618.6752 | 4255618.6752 | 0.012866 | 0.011328 | 5.1642
|  | 380 | 20 | 4940 | 0.0051255 | 1413050.7127 | 118231.2589 | 208786.6971 | 1487423.5422 | 1487423.5422 | 0.057072 | 0.048562 | 0.019443 | 0.015852 | 747 | 2979850.5376 | 2979850.5376 | 0.010915 | 0.0096465 | 740 | 2904377.9082 | 2904377.9082 | 0.010822 | 0.010085 | 3.8687
|  | 216 | 20 | 4104 | 0.0051255 | 828339.8579 | 111744.3398 | 186662.6157 | 871948.2674 | 871948.2674 | 0.05714 | 0.048682 | 0.0296 | 0.02187 | 1093 | 4273981.2433 | 4273981.2433 | 0.010047 | 0.0081941 | 171 | 708076.6034 | 708076.6034 | 0.033941 | 0.024227 | 2.2679
|  | 575 | 16 | 7475 | 0.0051255 | 2402294.6192 | 213721.3279 | 307438.606 | 2528845.0653 | 2528845.0653 | 0.046671 | 0.043094 | 0.012673 | 0.011344 | 274 | 1157684.0643 | 1157684.0643 | 0.022396 | 0.017528 | 617 | 2643832.062 | 2643832.062 | 0.011145 | 0.010439 | 6.5771
|  | 756 | 7 | 11340 | 0.0051255 | 2803012.317 | 301908.4386 | 293001.9048 | 2950539.2811 | 2950539.2811 | 0.04109 | 0.040649 | 0.010407 | 0.01005 | 185 | 722023.5013 | 722023.5013 | 0.033209 | 0.023588 | 402 | 1568937.5542 | 1568937.5542 | 0.01748 | 0.014905 | 7.6742
|  | 314 | 9 | 3454 | 0.0051255 | 1164214.1105 | 66120.1601 | 117819.4998 | 1225488.5374 | 1225488.5374 | 0.067478 | 0.05213 | 0.021648 | 0.017534 | 898 | 3504741.1037 | 3504741.1037 | 0.007962 | 0.0080133 | 1001 | 3906732.5666 | 3906732.5666 | 0.010265 | 0.009073 | 3.1874
|  | 751 | 12 | 10514 | 0.0051255 | 2784473.8757 | 280154.2275 | 431995.5541 | 2931025.1324 | 2931025.1324 | 0.043357 | 0.040312 | 0.011258 | 0.010331 | 174 | 679092.3742 | 679092.3742 | 0.034018 | 0.024225 | 178 | 694703.6932 | 694703.6932 | 0.034556 | 0.024619 | 7.6235
|  | 881 | 20 | 9691 | 0.004326 | 3638383.4031 | 269007.0487 | 490451.9049 | 3830033.9228 | 3830033.9228 | 0.046971 | 0.043098 | 0.010823 | 0.0097816 | 912 | 3816608.5072 | 3816608.5072 | 0.0098725 | 0.0090184 | 690 | 2730132.34 | 2730132.34 | 0.0118 | 0.011038 | 9.9614
|  | 641 | 10 | 12179 | 0.0051255 | 2653264.3278 | 346141.5523 | 314161.3789 | 2793026.3437 | 2793026.3437 | 0.041024 | 0.041029 | 0.011646 | 0.010619 | 636 | 2734409.2654 | 2734409.2654 | 0.010277 | 0.0097773 | 622 | 2624886.3125 | 2624886.3125 | 0.012098 | 0.01076 | 7.2642
|  | 397 | 3 | 5955 | 0.0051255 | 1542167.0903 | 169811.1928 | 88663.8242 | 1623363.3552 | 1623363.3552 | 0.044911 | 0.053923 | 0.01656 | 0.014415 | 1081 | 4514246.9192 | 4514246.9192 | 0.0074195 | 0.007137 | 736 | 2940695.1058 | 2940695.1058 | 0.010483 | 0.009749 | 4.2222
|  | 286 | 13 | 3718 | 0.0051255 | 1138125.0925 | 89196.1167 | 108211.3477 | 1198059.1531 | 1198059.1531 | 0.060033 | 0.054196 | 0.022294 | 0.017796 | 330 | 1435342.7923 | 1435342.7923 | 0.018447 | 0.01518 | 998 | 3922986.4736 | 3922986.4736 | 0.0096822 | 0.0085754 | 3.116
|  | 254 | 16 | 5080 | 0.0051255 | 985116.8809 | 120043.4654 | 165062.6533 | 1036983.4037 | 1036983.4037 | 0.055331 | 0.049473 | 0.02576 | 0.0197 | 622 | 2743210.047 | 2743210.047 | 0.0097471 | 0.0095242 | 830 | 3562882.894 | 3562882.894 | 0.01075 | 0.0093267 | 2.6971
|  | 323 | 13 | 4522 | 0.0051255 | 1244820.2724 | 110196.8136 | 148904.9338 | 1310357.026 | 1310357.026 | 0.055531 | 0.049368 | 0.020837 | 0.016872 | 1056 | 4263570.9605 | 4263570.9605 | 0.011523 | 0.0087094 | 621 | 2845407.6788 | 2846368.2231 | 0.0099476 | 0.0097252 | 3.4081
|  | 931 | 9 | 9310 | 0.0051255 | 3455528.8157 | 220352.8556 | 261667.7637 | 3637400.2997 | 3637400.2997 | 0.044736 | 0.042522 | 0.0086234 | 0.0087675 | 836 | 3450218.2269 | 3450218.2269 | 0.0092315 | 0.0084613 | 455 | 1872142.2356 | 1872142.2356 | 0.016743 | 0.014111 | 9.4607
|  | 567 | 10 | 9072 | 0.0051255 | 2370717.1953 | 234424.473 | 245665.7396 | 2495604.8646 | 2495604.8646 | 0.044206 | 0.043027 | 0.012296 | 0.011253 | 603 | 2706035.1656 | 2706035.1656 | 0.010482 | 0.0098899 | 376 | 1490289.0326 | 1490289.0326 | 0.017854 | 0.015013 | 6.4907
|  | 108 | 12 | 1944 | 0.0051255 | 416760.7191 | 48845.8777 | 54578.7821 | 438702.3725 | 438702.3725 | 0.06303 | 0.055101 | 0.049658 | 0.03271 | 227 | 903752.9515 | 903752.9515 | 0.026844 | 0.020197 | 277 | 1174410.6494 | 1174410.6494 | 0.02305 | 0.018196 | 1.141
|  | 108 | 16 | 1296 | 0.0051255 | 447859.9535 | 33079.14 | 47964.7969 | 471451.5084 | 471451.5084 | 0.084556 | 0.061214 | 0.046827 | 0.031249 | 1029 | 4266604.7096 | 4266604.7096 | 0.006279 | 0.006878 | 1009 | 4070330.8543 | 4070330.8543 | 0.010781 | 0.0088843 | 1.2262
|  | 295 | 13 | 4130 | 0.0051255 | 1118487.0553 | 83205.278 | 98066.3464 | 1177365.2072 | 1177365.2072 | 0.062669 | 0.056959 | 0.022739 | 0.018048 | 476 | 1927874.711 | 1927874.711 | 0.013402 | 0.012137 | 63 | 262332.0451 | 262332.0451 | 0.07343 | 0.043959 | 3.0623
|  | 133 | 9 | 2128 | 0.0051255 | 501939.8002 | 53025.793 | 46416.2784 | 528361.3985 | 528361.3985 | 0.058603 | 0.060048 | 0.042779 | 0.029186 | 1068 | 4513060.2963 | 4513060.2963 | 0.0073477 | 0.0070651 | 771 | 3330198.7362 | 3330198.7362 | 0.0079882 | 0.0085769 | 1.3742
|  | 816 | 12 | 11424 | 0.0051255 | 3359087.8582 | 262168.9529 | 302423.2468 | 3536022.4814 | 3536022.4814 | 0.044541 | 0.042858 | 0.0097184 | 0.0091615 | 104 | 480129.4123 | 481641.8779 | 0.045389 | 0.03009 | 529 | 2097560.888 | 2097560.888 | 0.013322 | 0.012136 | 9.1967
|  | 167 | 18 | 2505 | 0.0051255 | 695452.6542 | 62040.4302 | 96586.1835 | 732087.5515 | 732087.5515 | 0.071903 | 0.058004 | 0.033352 | 0.024084 | 877 | 3712255.5649 | 3712255.5649 | 0.0082853 | 0.0080383 | 633 | 2772316.7392 | 2772316.7392 | 0.011519 | 0.010361 | 1.904
|  | 888 | 12 | 10656 | 0.0051255 | 3545106.3276 | 178767.2333 | 148454.0293 | 3731797.305 | 3731797.305 | 0.050025 | 0.051109 | 0.0091255 | 0.0088035 | 950 | 3968628.8479 | 3968628.8479 | 0.0092506 | 0.0080866 | 177 | 696827.8081 | 696827.8081 | 0.035027 | 0.025283 | 9.706
|  | 242 | 8 | 3146 | 0.0051255 | 950759.9168 | 59806.7966 | 37567.3184 | 1000822.4474 | 1000822.4474 | 0.054755 | 0.070131 | 0.025588 | 0.019873 | 335 | 1319446.1266 | 1319446.1266 | 0.019542 | 0.015837 | 1021 | 4587078.0698 | 4587078.0698 | 0.0081683 | 0.0082637 | 2.603
|  | 352 | 7 | 6336 | 0.0051255 | 1514482.1759 | 119970.7187 | 67143.5531 | 1591792.7051 | 1594279.9576 | 0.052492 | 0.063228 | 0.017447 | 0.014881 | 695 | 3018810.2878 | 3018810.2878 | 0.011437 | 0.0097415 | 1083 | 4372944.007 | 4372944.007 | 0.009595 | 0.0088102 | 4.1464
|  | 764 | 6 | 12224 | 0.0051255 | 3110946.3222 | 247198.0434 | 114783.2104 | 3274797.5534 | 3274797.5534 | 0.042933 | 0.050942 | 0.0093458 | 0.0093526 | 439 | 1757191.3231 | 1757191.3231 | 0.016039 | 0.013367 | 802 | 3338347.5306 | 3338347.5306 | 0.012294 | 0.010733 | 8.5173
|  | 502 | 16 | 10040 | 0.0051255 | 2016463.6017 | 162539.7029 | 161771.5516 | 2122658.6402 | 2122658.6402 | 0.053715 | 0.052599 | 0.015471 | 0.012993 | 118 | 478174.7004 | 478174.7004 | 0.045583 | 0.030238 | 658 | 2729169.9 | 2729169.9 | 0.012621 | 0.011286 | 5.5208
|  | 1029 | 13 | 17493 | 0.0051255 | 3815211.2092 | 336193.9322 | 218705.9632 | 4016011.7992 | 4016011.7992 | 0.044223 | 0.046667 | 0.010248 | 0.0089173 | 792 | 3395049.7945 | 3395049.7945 | 0.011461 | 0.009412 | 711 | 2816543.3268 | 2816543.3268 | 0.010502 | 0.010363 | 10.4455
|  | 939 | 5 | 9390 | 0.0051255 | 3661798.714 | 170685.6315 | 117272.2828 | 3854600.8996 | 3854600.8996 | 0.046495 | 0.050398 | 0.0074909 | 0.0081899 | 445 | 1885759.8003 | 1885759.8003 | 0.0155 | 0.012864 | 479 | 2188531.9256 | 2202457.95 | 0.016045 | 0.013588 | 10.0255
|  | 84 | 19 | 840 | 0.0051255 | 335349.7842 | 15443.9308 | 20870.2887 | 353009.8417 | 353009.8417 | 0.1596 | 0.11574 | 0.058655 | 0.037165 | 587 | 2320944.9201 | 2320944.9201 | 0.011315 | 0.010641 | 57 | 256607.303 | 256759.3626 | 0.075513 | 0.045421 | 0.91814
|  | 113 | 18 | 1243 | 0.0051255 | 437009.3478 | 20452.7661 | 23662.1047 | 460017.4389 | 460017.4389 | 0.12744 | 0.10571 | 0.047856 | 0.031821 | 215 | 908828.7907 | 908828.7907 | 0.026463 | 0.019982 | 718 | 2852329.1658 | 2852329.1658 | 0.012777 | 0.011447 | 1.1965
|  | 938 | 2 | 12194 | 0.0051255 | 3859544.6578 | 185635.7012 | 110469.1359 | 4062839.3812 | 4062839.3812 | 0.044128 | 0.049996 | 0.0066031 | 0.0076673 | 897 | 3828386.5628 | 3828386.5628 | 0.0083994 | 0.0078555 | 711 | 3247972.4954 | 3259139.844 | 0.011372 | 0.010486 | 10.5669
|  | 339 | 6 | 5763 | 0.0051255 | 1376392.5088 | 139456.5149 | 71541.5226 | 1448884.5499 | 1448884.5499 | 0.048937 | 0.060365 | 0.018718 | 0.015705 | 65 | 270984.2186 | 270984.2186 | 0.070942 | 0.042559 | 573 | 2296689.4554 | 2296689.4554 | 0.014757 | 0.012636 | 3.7684
|  | 702 | 11 | 10530 | 0.0051255 | 2654233.0364 | 259197.9492 | 206473.5799 | 2793951.1779 | 2793951.1779 | 0.043929 | 0.04505 | 0.011585 | 0.010637 | 1051 | 4530507.0998 | 4530507.0998 | 0.006796 | 0.0068375 | 435 | 1747596.8522 | 1747596.8522 | 0.016008 | 0.014244 | 7.2669
|  | 58 | 14 | 812 | 0.0051255 | 242446.9016 | 23289.7022 | 19609.8743 | 255218.8067 | 255218.8067 | 0.1095 | 0.11642 | 0.075069 | 0.044874 | 1066 | 4663518.9341 | 4663518.9341 | 0.0082443 | 0.0072675 | 235 | 939346.8028 | 939346.8028 | 0.027413 | 0.021004 | 0.66378
|  | 371 | 10 | 3710 | 0.0051255 | 1435896.9413 | 71863.6883 | 64469.6077 | 1511495.883 | 1511495.883 | 0.065403 | 0.065751 | 0.018128 | 0.015356 | 1080 | 4839100.0751 | 4839100.0751 | 0.0084052 | 0.0071683 | 665 | 2869679.5136 | 2869679.5136 | 0.012234 | 0.01112 | 3.9313
|  | 858 | 12 | 9438 | 0.0051255 | 3202717.489 | 152794.2503 | 142981.6014 | 3371290.6325 | 3371290.6325 | 0.052243 | 0.051842 | 0.009774 | 0.0093887 | 887 | 3798027.1438 | 3798027.1438 | 0.0077037 | 0.0076602 | 101 | 421279.1164 | 421279.1164 | 0.051729 | 0.034065 | 8.7686
|  | 652 | 13 | 10432 | 0.0051255 | 2582770.0876 | 136490.8371 | 129967.2991 | 2718775.0074 | 2718775.0074 | 0.056194 | 0.055491 | 0.012188 | 0.010919 | 712 | 3018793.0978 | 3018793.0978 | 0.010511 | 0.0094823 | 56 | 221794.1281 | 221794.1281 | 0.084488 | 0.049692 | 7.0712
|  | 711 | 18 | 7821 | 0.0051255 | 2649605.0136 | 110029.7029 | 127793.4586 | 2789063.5697 | 2789063.5697 | 0.062499 | 0.058394 | 0.012007 | 0.010758 | 677 | 2902117.9 | 2902117.9 | 0.01051 | 0.0096304 | 971 | 3963880.1174 | 3963880.1174 | 0.0094325 | 0.0093039 | 7.2542
|  | 388 | 18 | 7760 | 0.0051255 | 1537619.2091 | 134590.9762 | 117267.054 | 1618588.2521 | 1618588.2521 | 0.056816 | 0.057465 | 0.018809 | 0.015236 | 842 | 3726718.5774 | 3726718.5774 | 0.0083475 | 0.0080459 | 451 | 1890280.6286 | 1890280.6286 | 0.016168 | 0.014275 | 4.2098
|  | 334 | 11 | 5678 | 0.0051255 | 1285771.3838 | 119337.6155 | 59087.9262 | 1353463.5293 | 1353463.5293 | 0.053999 | 0.052888 | 0.020345 | 0.016561 | 408 | 1694358.4431 | 1694358.4431 | 0.0156 | 0.01348 | 760 | 3089133.3367 | 3089133.3367 | 0.01159 | 0.010865 | 3.5203
|  | 595 | 14 | 9520 | 0.0051255 | 2225824.3916 | 140060.9598 | 114976.6054 | 2342981.3628 | 2342981.3628 | 0.055421 | 0.056991 | 0.013807 | 0.012046 | 450 | 1769755.6643 | 1769755.6643 | 0.015974 | 0.013389 | 961 | 3890981.1752 | 3890981.1752 | 0.013795 | 0.010963 | 6.094
|  | 688 | 19 | 9632 | 0.0051255 | 2762131.9 | 131861.0893 | 137947.8138 | 2907596.2429 | 2907596.2429 | 0.060392 | 0.058319 | 0.012331 | 0.010717 | 319 | 1250067.6705 | 1250067.6705 | 0.020318 | 0.016454 | 439 | 1859338.5196 | 1859338.5196 | 0.018188 | 0.015064 | 7.5623
|  | 892 | 16 | 13380 | 0.0051255 | 3523267.8973 | 165182.3777 | 135897.3487 | 3708794.0377 | 3708794.0377 | 0.056366 | 0.057668 | 0.010646 | 0.0092989 | 469 | 1880127.679 | 1880127.679 | 0.015266 | 0.012943 | 505 | 2076242.9397 | 2076242.9397 | 0.015884 | 0.013787 | 9.6462
|  | 927 | 18 | 15759 | 0.0051255 | 3452133.3362 | 251247.5481 | 239397.3778 | 3633830.9275 | 3633830.9275 | 0.050528 | 0.050141 | 0.012105 | 0.0099165 | 990 | 4231560.5397 | 4231560.5397 | 0.0055684 | 0.0065873 | 193 | 820784.39 | 820784.39 | 0.0314 | 0.023609 | 9.4514
|  | 252 | 9 | 4536 | 0.0051255 | 946670.1826 | 63643.0068 | 42850.2469 | 996500.1238 | 996500.1238 | 0.070275 | 0.066015 | 0.025883 | 0.019935 | 699 | 2849490.6846 | 2849490.6846 | 0.010349 | 0.0096269 | 350 | 1459518.4028 | 1459518.4028 | 0.020582 | 0.016974 | 2.5918
|  | 189 | 7 | 3780 | 0.0051255 | 714837.9337 | 62555.0642 | 29121.2794 | 752466.9157 | 752466.9157 | 0.068809 | 0.084607 | 0.032321 | 0.023604 | 157 | 667726.0226 | 667726.0226 | 0.034713 | 0.024578 | 1090 | 4439420.2092 | 4439420.2092 | 0.010258 | 0.0092857 | 1.9571
|  | 808 | 19 | 13736 | 0.0051255 | 3365176.9978 | 216392.4316 | 185969.69 | 3542447.1609 | 3542447.1609 | 0.05256 | 0.053103 | 0.011862 | 0.0098653 | 737 | 3145560.0467 | 3145560.0467 | 0.010643 | 0.0094139 | 237 | 950445.4421 | 950445.4421 | 0.027659 | 0.021337 | 9.2134
|  | 549 | 12 | 9333 | 0.0051255 | 2288554.6842 | 176895.0844 | 115813.4259 | 2409111.514 | 2409111.514 | 0.049375 | 0.053906 | 0.013088 | 0.011675 | 687 | 2902195.9263 | 2902195.9263 | 0.012373 | 0.010265 | 1004 | 4194378.018 | 4194378.018 | 0.010715 | 0.0094675 | 6.2657
|  | 351 | 11 | 5967 | 0.0051255 | 1493546.9534 | 93437.6708 | 82872.3748 | 1570615.6326 | 1572235.6248 | 0.060477 | 0.061003 | 0.017984 | 0.015092 | 315 | 1238656.1284 | 1238656.1284 | 0.021275 | 0.016807 | 912 | 3719376.141 | 3719376.141 | 0.0092584 | 0.009379 | 4.0891
|  | 401 | 20 | 5213 | 0.0051255 | 1541673.7538 | 93278.225 | 122739.1992 | 1622837.5988 | 1622837.5988 | 0.064408 | 0.05753 | 0.018313 | 0.015195 | 191 | 780282.5185 | 780282.5185 | 0.030907 | 0.02226 | 1048 | 4138146.7822 | 4138146.7822 | 0.01122 | 0.010232 | 4.2209
|  | 267 | 18 | 3471 | 0.0051255 | 1095849.096 | 55732.6861 | 68123.7034 | 1153569.97 | 1153569.97 | 0.06377 | 0.069797 | 0.023254 | 0.018296 | 189 | 756820.0435 | 756820.0435 | 0.031138 | 0.022675 | 628 | 2704250.8674 | 2704250.8674 | 0.011271 | 0.011048 | 3.0003
|  | 1071 | 20 | 17136 | 0.0051255 | 4486170.7916 | 280013.5905 | 320063.0959 | 4722502.0724 | 4722502.0724 | 0.050557 | 0.049035 | 0.011096 | 0.0087221 | 606 | 2370891.7248 | 2370891.7248 | 0.012984 | 0.011202 | 461 | 1840011.8958 | 1840011.8958 | 0.01596 | 0.014307 | 12.2825
|  | 646 | 18 | 9044 | 0.0051255 | 2633228.2697 | 149668.7832 | 181406.9553 | 2771919.5079 | 2771919.5079 | 0.055734 | 0.052263 | 0.012471 | 0.010949 | 902 | 3571920.3345 | 3571920.3345 | 0.010338 | 0.008844 | 934 | 3915789.66 | 3915789.66 | 0.013325 | 0.010606 | 7.2094
|  | 909 | 8 | 9090 | 0.0051255 | 3648338.7145 | 174354.1178 | 139207.2536 | 3840473.6621 | 3840473.6621 | 0.047535 | 0.049167 | 0.0078665 | 0.0082374 | 693 | 2935495.7994 | 2935495.7994 | 0.011385 | 0.0098954 | 554 | 2389287.1763 | 2389287.1763 | 0.014406 | 0.01265 | 9.9886
|  | 945 | 19 | 13230 | 0.0051255 | 3670694.8665 | 277561.3504 | 322668.6634 | 3863959.6474 | 3863959.6474 | 0.047675 | 0.04604 | 0.011057 | 0.009383 | 586 | 2512855.6234 | 2512855.6234 | 0.010527 | 0.010066 | 394 | 1668590.7764 | 1668590.7764 | 0.019187 | 0.016046 | 10.0498
|  | 139 | 12 | 2780 | 0.0051255 | 575413.7274 | 45532.3987 | 40984.9043 | 605723.9526 | 605723.9526 | 0.068465 | 0.068853 | 0.038603 | 0.026951 | 993 | 4344161.404 | 4344161.404 | 0.006647 | 0.0069577 | 142 | 557229.7277 | 557229.7277 | 0.042047 | 0.02913 | 1.5754
|  | 576 | 19 | 6912 | 0.0051255 | 2154543.2247 | 131792.6538 | 164096.0411 | 2267948.2038 | 2267948.2038 | 0.05677 | 0.052516 | 0.014171 | 0.012309 | 728 | 3316740.7318 | 3329540.2013 | 0.008556 | 0.0084181 | 70 | 292361.3529 | 292361.3529 | 0.068887 | 0.042497 | 5.8988
|  | 939 | 17 | 15024 | 0.0051255 | 3525897.0098 | 236684.6056 | 283001.8673 | 3711489.2295 | 3711489.2295 | 0.050571 | 0.048464 | 0.011423 | 0.0096083 | 409 | 1721215.0119 | 1721215.0119 | 0.01501 | 0.013129 | 646 | 2525693.3012 | 2525693.3012 | 0.012918 | 0.012094 | 9.6534
|  | 789 | 2 | 11046 | 0.0051255 | 3025009.2786 | 230068.794 | 91955.5728 | 3184262.2652 | 3184262.2652 | 0.041637 | 0.053087 | 0.0086131 | 0.009133 | 655 | 2736101.917 | 2736101.917 | 0.010337 | 0.0097263 | 264 | 1096293.5126 | 1096293.5126 | 0.024988 | 0.019831 | 8.282
|  | 326 | 20 | 4564 | 0.0051255 | 1315695.9656 | 96269.7876 | 122725.1705 | 1384988.188 | 1384988.188 | 0.062115 | 0.055929 | 0.020504 | 0.016547 | 953 | 4104934.1245 | 4104934.1245 | 0.0064763 | 0.0070054 | 135 | 563689.5504 | 563689.5504 | 0.042166 | 0.029234 | 3.6022
|  | 387 | 20 | 3870 | 0.0051255 | 1563356.1157 | 86833.6065 | 145369.6004 | 1645692.1354 | 1645692.1354 | 0.063923 | 0.053014 | 0.017508 | 0.014759 | 279 | 1164910.1422 | 1164910.1422 | 0.021462 | 0.017101 | 679 | 2929005.959 | 2929005.959 | 0.011362 | 0.011012 | 4.2802
|  | 524 | 12 | 6812 | 0.0051255 | 2064099.0053 | 157489.4151 | 135528.8714 | 2172786.8767 | 2172786.8767 | 0.049762 | 0.050488 | 0.013795 | 0.012332 | 662 | 2768613.599 | 2768613.599 | 0.010869 | 0.0098928 | 73 | 301811.8916 | 301811.8916 | 0.066938 | 0.041555 | 5.6512
|  | 1099 | 4 | 17584 | 0.0051255 | 4364652.9519 | 333613.7526 | 171970.5245 | 4594493.6418 | 4594493.6418 | 0.039913 | 0.044648 | 0.0064994 | 0.0072558 | 158 | 627152.6235 | 627152.6235 | 0.03644 | 0.025426 | 100 | 428108.7741 | 428108.7741 | 0.051412 | 0.03388 | 11.9498
|  | 324 | 19 | 3888 | 0.004668 | 1270318.2993 | 48882.7149 | 59107.3883 | 1337206.2329 | 1337206.2329 | 0.073052 | 0.062521 | 0.021211 | 0.017212 | 824 | 3580609.5539 | 3580609.5539 | 0.0092038 | 0.0087671 | 378 | 1596335.8854 | 1596335.8854 | 0.019034 | 0.016186 | 3.4779
|  | 172 | 2 | 2064 | 0.0051255 | 657594.8601 | 28763.895 | 9126.5106 | 692213.4866 | 692213.4866 | 0.089384 | 0.22289 | 0.034137 | 0.024647 | 147 | 597179.506 | 597179.506 | 0.038475 | 0.02651 | 736 | 2987614.6939 | 2987614.6939 | 0.010928 | 0.010685 | 1.8004
|  | 780 | 6 | 8580 | 0.0051255 | 3067230.5212 | 112585.1068 | 62504.7609 | 3228737.5186 | 3228737.5186 | 0.054423 | 0.066103 | 0.008989 | 0.0091936 | 827 | 3587995.7958 | 3587995.7958 | 0.0069917 | 0.0076836 | 214 | 856011.4063 | 856011.4063 | 0.029932 | 0.022565 | 8.3976
|  | 173 | 8 | 2422 | 0.0051255 | 669678.6131 | 33661.3083 | 17048.5245 | 704936.7548 | 704936.7548 | 0.083005 | 0.13159 | 0.033969 | 0.024538 | 224 | 913536.5337 | 913536.5337 | 0.026636 | 0.020116 | 695 | 2944159.4315 | 2944159.4315 | 0.012835 | 0.011486 | 1.8335
|  | 731 | 14 | 10965 | 0.0051255 | 2842368.7631 | 116267.3093 | 96329.8077 | 2992022.7407 | 2992022.7407 | 0.061858 | 0.063567 | 0.011478 | 0.010282 | 573 | 2384496.4997 | 2384496.4997 | 0.012256 | 0.011016 | 394 | 1699342.9933 | 1699342.9933 | 0.018262 | 0.015181 | 7.782
|  | 984 | 14 | 19680 | 0.0051255 | 3829726.6501 | 258237.168 | 153136.1394 | 4031367.6039 | 4031367.6039 | 0.04973 | 0.053995 | 0.011123 | 0.0092519 | 845 | 3585148.0776 | 3585148.0776 | 0.011444 | 0.0091563 | 222 | 883075.7067 | 883075.7067 | 0.030266 | 0.022781 | 10.4852
|  | 538 | 7 | 6994 | 0.0051255 | 2169451.1282 | 114286.5927 | 58372.5276 | 2283706.3601 | 2283706.3601 | 0.053893 | 0.052404 | 0.01263 | 0.011751 | 756 | 3329117.0681 | 3329117.0681 | 0.0078167 | 0.0081495 | 51 | 208500.2039 | 208500.2039 | 0.088609 | 0.05155 | 5.9396
|  | 160 | 6 | 2560 | 0.0051255 | 658569.1543 | 33640.2134 | 16300.5055 | 693258.2109 | 693258.2109 | 0.081924 | 0.13551 | 0.034298 | 0.024692 | 934 | 3774510.2305 | 3774510.2305 | 0.010766 | 0.0088571 | 186 | 738625.3116 | 738625.3116 | 0.033479 | 0.024513 | 1.8031
|  | 958 | 16 | 19160 | 0.0051255 | 3578566.061 | 276082.9491 | 212368.818 | 3766922.8479 | 3766922.8479 | 0.049602 | 0.050959 | 0.012166 | 0.0097829 | 997 | 4064577.5613 | 4064577.5613 | 0.006633 | 0.0071372 | 575 | 2338280.0331 | 2338280.0331 | 0.013069 | 0.012308 | 9.7976
|  | 816 | 7 | 16320 | 0.0051255 | 3181887.2814 | 227125.4141 | 110750.6741 | 3349420.9178 | 3349420.9178 | 0.04557 | 0.053434 | 0.0097666 | 0.0093379 | 114 | 447537.5008 | 447537.5008 | 0.048166 | 0.031557 | 105 | 428294.1753 | 428294.1753 | 0.050981 | 0.033711 | 8.7115
|  | 64 | 15 | 960 | 0.0051255 | 247320.3236 | 11760.7407 | 7308.8848 | 260341.4068 | 260341.4068 | 0.20323 | 0.28403 | 0.074099 | 0.04449 | 1048 | 4143615.1013 | 4143615.1013 | 0.0072553 | 0.0071822 | 534 | 2124028.7274 | 2124028.7274 | 0.015293 | 0.013996 | 0.67713
|  | 904 | 18 | 13560 | 0.0051255 | 3614321.6945 | 162011.8622 | 130652.2469 | 3804659.7528 | 3804659.7528 | 0.058569 | 0.06018 | 0.01096 | 0.0093198 | 935 | 3877932.5846 | 3877932.5846 | 0.0087239 | 0.008056 | 423 | 1730000.8291 | 1730000.8291 | 0.017038 | 0.014958 | 9.8955
|  | 1038 | 6 | 11418 | 0.0051255 | 3990537.0474 | 137717.8915 | 66724.6274 | 4200625.1082 | 4200625.1082 | 0.051453 | 0.064589 | 0.0071282 | 0.0077361 | 76 | 310823.8675 | 310823.8675 | 0.063743 | 0.039145 | 404 | 1676604.967 | 1676604.967 | 0.017473 | 0.015435 | 10.9255
|  | 1084 | 11 | 10840 | 0.0051255 | 4174525.3427 | 122535.7426 | 77017.9799 | 4394302.6569 | 4394302.6569 | 0.057748 | 0.065258 | 0.0077219 | 0.0078308 | 485 | 2054455.1862 | 2054455.1862 | 0.014946 | 0.012362 | 331 | 1330406.9701 | 1330406.9701 | 0.023197 | 0.018591 | 11.4292
|  | 639 | 2 | 12780 | 0.0051255 | 2437395.9119 | 120025.4377 | 25449.4533 | 2565708.6274 | 2565708.6274 | 0.050983 | 0.091904 | 0.010877 | 0.010703 | 570 | 2244742.1102 | 2244742.1102 | 0.011989 | 0.011008 | 661 | 2621150.8086 | 2621150.8086 | 0.012074 | 0.011908 | 6.6732
|  | 1070 | 11 | 19260 | 0.0051255 | 4361102.3694 | 175776.7355 | 95698.6426 | 4590799.9819 | 4590799.9819 | 0.054789 | 0.062657 | 0.0090484 | 0.0081596 | 178 | 741853.3388 | 741853.3388 | 0.031992 | 0.022981 | 834 | 3387194.4702 | 3387194.4702 | 0.011763 | 0.010991 | 11.94
|  | 1087 | 19 | 14131 | 0.0051255 | 4168912.6529 | 170172.8956 | 124976.517 | 4388387.5129 | 4388387.5129 | 0.058636 | 0.061514 | 0.010358 | 0.0087306 | 60 | 237703.5726 | 237703.5726 | 0.078535 | 0.045978 | 363 | 1432199.1429 | 1432199.1429 | 0.020614 | 0.01732 | 11.4139
|  | 329 | 4 | 6580 | 0.0051255 | 1380717.1579 | 73508.3872 | 18124.2223 | 1452112.4117 | 1453454.2513 | 0.063244 | 0.12301 | 0.018557 | 0.015657 | 877 | 3546383.9622 | 3546383.9622 | 0.0082285 | 0.0080654 | 92 | 383496.7489 | 383496.7489 | 0.056428 | 0.036759 | 3.7802
|  | 288 | 6 | 3168 | 0.0051255 | 1081821.7136 | 33831.6872 | 12204.7371 | 1138765.5988 | 1138765.5988 | 0.08258 | 0.17508 | 0.022843 | 0.018304 | 599 | 2514433.2406 | 2514433.2406 | 0.012932 | 0.010881 | 189 | 773324.0924 | 773324.0924 | 0.033148 | 0.024725 | 2.9619
|  | 914 | 7 | 18280 | 0.0051255 | 3821317.6434 | 238828.3454 | 69044.1712 | 4021896.509 | 4022621.7988 | 0.04545 | 0.064009 | 0.0085608 | 0.0084018 | 279 | 1117147.3124 | 1117147.3124 | 0.022935 | 0.017779 | 499 | 1950755.245 | 1950755.245 | 0.01613 | 0.014537 | 10.4622
|  | 382 | 18 | 4584 | 0.0051255 | 1463732.9488 | 52859.1709 | 36049.0386 | 1540791.4892 | 1540791.4892 | 0.069893 | 0.082831 | 0.018631 | 0.015447 | 794 | 3355316.9605 | 3355316.9605 | 0.010085 | 0.0089082 | 801 | 3145893.3175 | 3145893.3175 | 0.014885 | 0.012212 | 4.0075
|  | 277 | 7 | 4709 | 0.0051255 | 1100226.2675 | 55905.3843 | 22584.5412 | 1158163.7451 | 1158163.7451 | 0.058723 | 0.10478 | 0.022696 | 0.018118 | 1057 | 4341708.2621 | 4341708.2621 | 0.0069305 | 0.0070307 | 185 | 764110.3168 | 764110.3168 | 0.03289 | 0.024467 | 3.0123
|  | 1052 | 9 | 13676 | 0.0051255 | 4137862.8807 | 173238.8743 | 100496.8822 | 4355745.1249 | 4355745.1249 | 0.050379 | 0.057137 | 0.0079441 | 0.0080101 | 220 | 882569.2886 | 882569.2886 | 0.028289 | 0.020694 | 96 | 400860.8512 | 400860.8512 | 0.054994 | 0.036355 | 11.3289
|  | 684 | 9 | 12312 | 0.0051255 | 2549307.9635 | 157358.0327 | 77823.8463 | 2683487.6477 | 2683487.6477 | 0.051517 | 0.062515 | 0.012006 | 0.011004 | 630 | 2548023.1892 | 2548023.1892 | 0.010176 | 0.0098345 | 1075 | 4664550.1359 | 4664550.1359 | 0.0079773 | 0.0087763 | 6.9796
|  | 982 | 14 | 14730 | 0.0051255 | 3869138.0151 | 181011.3981 | 145628.128 | 4072872.9756 | 4072872.9756 | 0.053865 | 0.055339 | 0.0099807 | 0.008966 | 622 | 2545432.5725 | 2545432.5725 | 0.013015 | 0.010695 | 490 | 1961946.2249 | 1961946.2249 | 0.016553 | 0.015174 | 10.5931
|  | 654 | 2 | 12426 | 0.0051255 | 2618735.3169 | 136464.0738 | 29219.1065 | 2756645.1693 | 2756645.1693 | 0.048614 | 0.082113 | 0.01007 | 0.010135 | 133 | 543117.606 | 543117.606 | 0.040822 | 0.0278 | 60 | 242898.049 | 242898.049 | 0.079426 | 0.047488 | 7.1697
|  | 759 | 12 | 14421 | 0.0051255 | 3175682.6967 | 181037.1599 | 103892.5373 | 3342976.1827 | 3342976.1827 | 0.052116 | 0.058778 | 0.010872 | 0.0097653 | 133 | 531680.1789 | 531680.1789 | 0.041881 | 0.028312 | 997 | 3985325.4726 | 3985325.4726 | 0.0081929 | 0.0090779 | 8.6945
|  | 145 | 6 | 2900 | 0.0051255 | 571048.0413 | 31024.7552 | 10871.3239 | 601117.2841 | 601117.2841 | 0.088087 | 0.19389 | 0.038622 | 0.027054 | 992 | 4153685.9003 | 4153685.9003 | 0.010519 | 0.008356 | 404 | 1673093.2309 | 1673093.2309 | 0.019105 | 0.016169 | 1.5634
|  | 703 | 7 | 8436 | 0.0051255 | 2701893.5148 | 84977.9721 | 37628.1523 | 2844138.6164 | 2844138.6164 | 0.062627 | 0.0726 | 0.010444 | 0.010218 | 164 | 673685.9256 | 673685.9256 | 0.035008 | 0.024551 | 459 | 1837973.683 | 1837973.683 | 0.016839 | 0.015066 | 7.3974
|  | 790 | 15 | 7900 | 0.0051255 | 3068528.4131 | 93789.4085 | 69971.0163 | 3230088.6498 | 3230088.6498 | 0.065607 | 0.070396 | 0.01018 | 0.0096097 | 291 | 1165952.4597 | 1165952.4597 | 0.022446 | 0.017514 | 896 | 3542738.7582 | 3542738.7582 | 0.0095144 | 0.009791 | 8.4012
|  | 590 | 5 | 10620 | 0.0051255 | 2398700.5469 | 132314.7905 | 53279.3738 | 2525036.891 | 2525036.891 | 0.051165 | 0.055215 | 0.01152 | 0.010959 | 867 | 3641339.9265 | 3641339.9265 | 0.0069643 | 0.0076015 | 148 | 582225.2809 | 582225.2809 | 0.0409 | 0.028716 | 6.5673
|  | 302 | 20 | 3624 | 0.0051255 | 1134568.6628 | 47347.4145 | 55329.5649 | 1194289.0567 | 1194289.0567 | 0.074167 | 0.064432 | 0.022871 | 0.018083 | 486 | 2043542.6029 | 2043542.6029 | 0.0132 | 0.01178 | 314 | 1313269.391 | 1313269.391 | 0.022326 | 0.018421 | 3.1063
|  | 661 | 11 | 11898 | 0.0051255 | 2485008.8099 | 132243.1307 | 103218.2518 | 2615813.1643 | 2615813.1643 | 0.056658 | 0.059216 | 0.01257 | 0.011239 | 1053 | 4487040.325 | 4487040.325 | 0.0062621 | 0.00665 | 436 | 1706916.8787 | 1706916.8787 | 0.019432 | 0.016203 | 6.8036
|  | 765 | 8 | 10710 | 0.0051255 | 3063132.5158 | 137897.8111 | 75960.9996 | 3224445.529 | 3224445.529 | 0.052584 | 0.062316 | 0.0096556 | 0.0094692 | 712 | 2981805.19 | 2981805.19 | 0.010873 | 0.0096144 | 912 | 3716962.6579 | 3716962.6579 | 0.0098823 | 0.0099084 | 8.3864
|  | 91 | 18 | 1274 | 0.0051255 | 369164.8193 | 15414.537 | 12607.9974 | 388607.9268 | 388607.9268 | 0.16409 | 0.17879 | 0.054597 | 0.035184 | 866 | 3567674.9493 | 3567674.9493 | 0.0074969 | 0.0077646 | 966 | 4055472.9669 | 4055472.9669 | 0.012184 | 0.010645 | 1.0107
|  | 218 | 14 | 4360 | 0.0051255 | 843060.6942 | 36489.612 | 24129.8061 | 887446.9617 | 887446.9617 | 0.088464 | 0.10956 | 0.028908 | 0.021618 | 754 | 3115496.8384 | 3115496.8384 | 0.0099819 | 0.0091061 | 603 | 2359546.9868 | 2359546.9868 | 0.014737 | 0.013375 | 2.3082
|  | 617 | 17 | 12340 | 0.0051255 | 2499048.177 | 105143.9313 | 81634.7849 | 2630666.0765 | 2630666.0765 | 0.07005 | 0.073387 | 0.013935 | 0.011712 | 312 | 1306229.0258 | 1306229.0258 | 0.020858 | 0.016321 | 1017 | 4021207.2668 | 4021207.2668 | 0.010385 | 0.010081 | 6.842
|  | 274 | 8 | 4658 | 0.0051255 | 1042217.5986 | 39601.0348 | 17027.9709 | 1097082.2392 | 1097082.2392 | 0.077228 | 0.13515 | 0.023966 | 0.01892 | 607 | 2567599.5668 | 2567599.5668 | 0.0096479 | 0.0095674 | 1087 | 4520941.3147 | 4520941.3147 | 0.011173 | 0.010174 | 2.8534
|  | 448 | 18 | 5824 | 0.0051255 | 1695142.5937 | 49844.5654 | 38018.8344 | 1784374.9879 | 1784374.9879 | 0.077303 | 0.085183 | 0.016854 | 0.014224 | 60 | 248637.9133 | 248637.9133 | 0.075676 | 0.044681 | 658 | 2634473.7847 | 2634473.7847 | 0.014073 | 0.012734 | 4.641
|  | 743 | 15 | 14117 | 0.0051255 | 2910502.9296 | 99703.3934 | 56206.8237 | 3063752.8745 | 3063752.8745 | 0.07233 | 0.06943 | 0.012463 | 0.010693 | 236 | 1000222.9731 | 1000222.9731 | 0.0242 | 0.018665 | 945 | 3994155.1937 | 3994155.1937 | 0.012227 | 0.010882 | 7.9685
|  | 692 | 8 | 12456 | 0.0051255 | 2682237.9455 | 91746.4302 | 38993.6926 | 2823457.4434 | 2823457.4434 | 0.064482 | 0.074508 | 0.011299 | 0.010592 | 652 | 2683749.1324 | 2683749.1324 | 0.0094046 | 0.0093207 | 751 | 3125533.4621 | 3125533.4621 | 0.012855 | 0.011957 | 7.3436
|  | 220 | 20 | 2860 | 0.0051255 | 853244.8631 | 27130.8505 | 20637.1456 | 898168.3058 | 898168.3058 | 0.11205 | 0.12676 | 0.028635 | 0.021522 | 672 | 2734204.044 | 2734204.044 | 0.010278 | 0.0095887 | 629 | 2454879.9045 | 2454879.9045 | 0.013869 | 0.013179 | 2.3361
|  | 606 | 20 | 12120 | 0.0051255 | 2419113.2269 | 118875.4627 | 85983.5776 | 2546507.5328 | 2546507.5328 | 0.068197 | 0.072643 | 0.014918 | 0.012216 | 625 | 2484397.519 | 2484397.519 | 0.010586 | 0.010045 | 819 | 3396407.9823 | 3396407.9823 | 0.012152 | 0.011442 | 6.6232
|  | 657 | 10 | 7884 | 0.0051255 | 2525039.0515 | 69863.4525 | 44667.6734 | 2657973.3694 | 2657973.3694 | 0.071942 | 0.068796 | 0.011568 | 0.01091 | 560 | 2366211.254 | 2366211.254 | 0.012078 | 0.010736 | 410 | 1624449.9938 | 1624449.9938 | 0.020867 | 0.017281 | 6.9132
|  | 987 | 16 | 10857 | 0.0051255 | 3762975.1983 | 122933.6422 | 81963.3774 | 3961070.1154 | 3961070.1154 | 0.061799 | 0.067892 | 0.0095477 | 0.0088392 | 630 | 2634135.1909 | 2634135.1909 | 0.010307 | 0.0097348 | 1055 | 4413993.1976 | 4413993.1976 | 0.0080106 | 0.0091242 | 10.3025
|  | 818 | 2 | 15542 | 0.0051255 | 3366354.9986 | 139196.7622 | 28901.2458 | 3543672.0404 | 3543672.0404 | 0.048712 | 0.083215 | 0.0078945 | 0.0085961 | 226 | 955384.0382 | 955384.0382 | 0.026354 | 0.019661 | 745 | 2972643.1822 | 2972643.1822 | 0.012351 | 0.011946 | 9.2166
|  | 222 | 6 | 2442 | 0.0051255 | 869830.7336 | 18865.2771 | 6782.9804 | 915630.9797 | 915630.9797 | 0.133 | 0.29974 | 0.027436 | 0.021008 | 91 | 374614.3757 | 374614.3757 | 0.054667 | 0.034682 | 1004 | 4201173.2038 | 4201173.2038 | 0.010771 | 0.010249 | 2.3815
|  | 314 | 3 | 5652 | 0.0051255 | 1228170.8071 | 42700.7962 | 9222.9595 | 1292838.3158 | 1292838.3158 | 0.068325 | 0.22312 | 0.020409 | 0.016855 | 248 | 1018545.6529 | 1018545.6529 | 0.02494 | 0.018896 | 983 | 3932486.5848 | 3932486.5848 | 0.011867 | 0.010707 | 3.3625
|  | 1099 | 18 | 15386 | 0.0051255 | 4420320.8625 | 118280.4381 | 106051.2852 | 4653114.891 | 4653114.891 | 0.071089 | 0.071312 | 0.010131 | 0.0085148 | 975 | 4091007.485 | 4091007.485 | 0.0064265 | 0.0069298 | 770 | 3099207.2472 | 3099207.2472 | 0.013735 | 0.012185 | 12.1022
|  | 947 | 13 | 11364 | 0.0051255 | 3675675.4331 | 92740.2478 | 46221.7205 | 3869201.3234 | 3869201.3234 | 0.068953 | 0.071702 | 0.0092738 | 0.0088174 | 323 | 1325604.1013 | 1325604.1013 | 0.019551 | 0.015747 | 479 | 1903603.5379 | 1903603.5379 | 0.018089 | 0.015616 | 10.0635
|  | 848 | 6 | 13568 | 0.0051255 | 3208499.8839 | 98138.6138 | 27239.3444 | 3377395.4172 | 3377395.4172 | 0.060621 | 0.092857 | 0.0092404 | 0.0092379 | 957 | 3855010.5364 | 3855010.5364 | 0.0087631 | 0.0079191 | 652 | 2784641.855 | 2784641.855 | 0.012626 | 0.012196 | 8.7844
|  | 523 | 11 | 8368 | 0.0051255 | 2019469.7699 | 62903.0125 | 21072.9284 | 2125791.4972 | 2125791.4972 | 0.078308 | 0.11886 | 0.014269 | 0.012599 | 376 | 1538748.8031 | 1538748.8031 | 0.017402 | 0.014455 | 69 | 278874.9519 | 278874.9519 | 0.071465 | 0.043948 | 5.529
|  | 86 | 14 | 1720 | 0.0051255 | 332840.283 | 12440.921 | 5636.2089 | 350364.081 | 350364.081 | 0.20025 | 0.36668 | 0.059192 | 0.037438 | 569 | 2348378.3945 | 2348378.3945 | 0.010696 | 0.010295 | 734 | 3032083.3902 | 3032083.3902 | 0.01391 | 0.012335 | 0.91127
|  | 1076 | 6 | 19368 | 0.0051255 | 4069046.8539 | 143756.9026 | 37886.5693 | 4283240.733 | 4283240.733 | 0.053733 | 0.073327 | 0.0079121 | 0.0080202 | 448 | 1802308.7936 | 1802308.7936 | 0.01467 | 0.012736 | 1055 | 4522709.1403 | 4522709.1403 | 0.012697 | 0.010655 | 11.1404
|  | 263 | 2 | 5260 | 0.0051255 | 1031399.2429 | 38942.3662 | 6281.4959 | 1085707.1187 | 1085707.1187 | 0.071805 | 0.317 | 0.023554 | 0.018714 | 529 | 2116251.0435 | 2116251.0435 | 0.012894 | 0.01158 | 66 | 267721.7948 | 267721.7948 | 0.073841 | 0.045064 | 2.8238
|  | 326 | 6 | 6194 | 0.0051255 | 1235329.0061 | 48437.3053 | 13234.51 | 1300357.5362 | 1300357.5362 | 0.066141 | 0.16511 | 0.020954 | 0.017245 | 413 | 1666826.2349 | 1666826.2349 | 0.015868 | 0.013236 | 1041 | 4286417.5215 | 4286417.5215 | 0.0093815 | 0.010371 | 3.3821
|  | 438 | 9 | 7008 | 0.0051255 | 1670000.2163 | 51751.2111 | 19169.3998 | 1757914.3545 | 1757914.3545 | 0.067609 | 0.12548 | 0.016593 | 0.014417 | 1040 | 4263420.3352 | 4263420.3352 | 0.0094185 | 0.0075612 | 567 | 2225383.5105 | 2225383.5105 | 0.015815 | 0.014925 | 4.5722
|  | 426 | 8 | 4260 | 0.0051255 | 1652090.2333 | 32264.7704 | 13801.8557 | 1739072.9378 | 1739072.9378 | 0.090133 | 0.16191 | 0.015938 | 0.013991 | 652 | 2584176.7158 | 2584176.7158 | 0.011308 | 0.01027 | 789 | 3213877.7142 | 3213877.7142 | 0.012804 | 0.011478 | 4.5232
|  | 656 | 15 | 7216 | 0.0051255 | 2569527.3803 | 25276.9262 | 29342.5167 | 2704823.4903 | 2704823.4903 | 0.13789 | 0.12008 | 0.012085 | 0.011176 | 556 | 2217499.9286 | 2217499.9286 | 0.011777 | 0.010663 | 518 | 2100997.8912 | 2100997.8912 | 0.017385 | 0.015691 | 7.035
|  | 223 | 8 | 3791 | 0.0051255 | 828337.4747 | 26774.6786 | 10372.2278 | 871934.8254 | 871934.8254 | 0.10396 | 0.20749 | 0.028743 | 0.021622 | 299 | 1225765.2725 | 1225765.2725 | 0.021 | 0.016726 | 533 | 2135452.6326 | 2135452.6326 | 0.015276 | 0.013821 | 2.2679
|  | 1066 | 11 | 13858 | 0.0051255 | 4001972.7433 | 101810.4621 | 47123.9708 | 4212623.7706 | 4212623.7706 | 0.066129 | 0.070089 | 0.0089198 | 0.0086238 | 399 | 1631785.4785 | 1631785.4785 | 0.016163 | 0.013372 | 172 | 707141.3836 | 707141.3836 | 0.037425 | 0.027885 | 10.9568
|  | 79 | 18 | 1422 | 0.0051255 | 311790.0803 | 10500.8879 | 5680.448 | 328208.0383 | 328208.0383 | 0.23562 | 0.36882 | 0.062571 | 0.039255 | 952 | 3749662.0433 | 3749662.0433 | 0.0096492 | 0.0079931 | 847 | 3400448.7549 | 3400448.7549 | 0.014003 | 0.012936 | 0.85363
|  | 913 | 6 | 9130 | 0.0051255 | 3546839.5588 | 70359.7758 | 23779.402 | 3733583.445 | 3733583.445 | 0.06853 | 0.10245 | 0.0081588 | 0.0087495 | 1060 | 4228254.6675 | 4228254.6675 | 0.0058995 | 0.0063186 | 980 | 4010617.0219 | 4010617.0219 | 0.010849 | 0.011309 | 9.7107
|  | 1041 | 5 | 14574 | 0.0051255 | 4178910.3467 | 101275.4354 | 28531.7119 | 4398987.4532 | 4398987.4532 | 0.059004 | 0.088777 | 0.0071861 | 0.0078925 | 449 | 1953232.841 | 1953232.841 | 0.013147 | 0.011582 | 744 | 3178264.8661 | 3178264.8661 | 0.012558 | 0.012671 | 11.4412
|  | 1088 | 5 | 20672 | 0.0047975 | 4273618.7503 | 262642.1946 | 81384.335 | 4498647.0003 | 4498647.0003 | 0.043662 | 0.058884 | 0.0075802 | 0.0079112 | 664 | 2715774.8644 | 2715774.8644 | 0.011426 | 0.010323 | 75 | 312815.093 | 312815.093 | 0.066164 | 0.04161 | 11.7005
|  | 274 | 15 | 2740 | 0.0051255 | 1053612.928 | 35642.228 | 29711.3752 | 1109082.1227 | 1109082.1227 | 0.084977 | 0.090133 | 0.023744 | 0.018731 | 525 | 2104582.8997 | 2104582.8997 | 0.015407 | 0.012429 | 492 | 2054562.0969 | 2054562.0969 | 0.01617 | 0.014336 | 2.8846
|  | 399 | 12 | 7182 | 0.0051255 | 1544903.53 | 81321.3289 | 43029.7263 | 1626241.8473 | 1626241.8473 | 0.067117 | 0.069741 | 0.017897 | 0.014989 | 971 | 4101083.5212 | 4101083.5212 | 0.007187 | 0.0072148 | 520 | 2060262.2369 | 2060262.2369 | 0.01564 | 0.014198 | 4.2297
|  | 842 | 8 | 16840 | 0.0051255 | 3237433.9899 | 180793.3217 | 67693.1973 | 3407873.9291 | 3407873.9291 | 0.050178 | 0.066494 | 0.010048 | 0.009439 | 521 | 2214090.1953 | 2214090.1953 | 0.014083 | 0.011788 | 955 | 3995580.0307 | 3995580.0307 | 0.0096717 | 0.0096765 | 8.8636
|  | 766 | 3 | 14554 | 0.0051255 | 3199916.4633 | 172511.1231 | 39146.6427 | 3365691.8912 | 3368484.6861 | 0.046111 | 0.066514 | 0.0085397 | 0.0089584 | 347 | 1369188.4042 | 1369188.4042 | 0.01924 | 0.015535 | 662 | 2900432.829 | 2901320.5854 | 0.011467 | 0.011491 | 8.7609
|  | 52 | 6 | 780 | 0.0051255 | 198775.4971 | 10161.183 | 4563.5674 | 209239.8824 | 209239.8824 | 0.22373 | 0.43103 | 0.087221 | 0.050427 | 770 | 3222379.1391 | 3222379.1391 | 0.0078598 | 0.0082498 | 948 | 4176110.7933 | 4180619.9708 | 0.0083736 | 0.0090384 | 0.54422
|  | 972 | 7 | 14580 | 0.0051255 | 3672631.2241 | 130029.0725 | 78060.5916 | 3865956.5667 | 3865956.5667 | 0.055008 | 0.063166 | 0.0083449 | 0.0083919 | 801 | 3135526.299 | 3135526.299 | 0.0085367 | 0.008668 | 884 | 3491419.6245 | 3491419.6245 | 0.010029 | 0.010039 | 10.0551
|  | 189 | 13 | 3591 | 0.0051255 | 740217.4101 | 35221.2695 | 26475.8452 | 779192.8444 | 779192.8444 | 0.087248 | 0.09942 | 0.031728 | 0.023178 | 517 | 2108934.8125 | 2108934.8125 | 0.012745 | 0.011629 | 210 | 874680.9044 | 874680.9044 | 0.029547 | 0.022453 | 2.0266
|  | 291 | 2 | 2910 | 0.0051255 | 1096093.86 | 33004.8868 | 11724.5343 | 1153790.2373 | 1153790.2373 | 0.08047 | 0.17773 | 0.022261 | 0.017971 | 473 | 2003548.5366 | 2003548.5366 | 0.014441 | 0.012339 | 88 | 368481.7566 | 368481.7566 | 0.058206 | 0.037519 | 3.0009
|  | 727 | 15 | 8724 | 0.0051255 | 2827351.2781 | 106215.7398 | 72396.8188 | 2976214.7831 | 2976214.7831 | 0.062754 | 0.069225 | 0.01127 | 0.010348 | 130 | 525356.3395 | 525356.3395 | 0.042079 | 0.02839 | 174 | 722823.8504 | 722823.8504 | 0.034905 | 0.025737 | 7.7409
|  | 1090 | 17 | 21800 | 0.0051255 | 4178405.4518 | 288119.8087 | 193154.6436 | 4398379.2461 | 4398379.2461 | 0.050939 | 0.053492 | 0.012151 | 0.0093433 | 763 | 3018261.6424 | 3018261.6424 | 0.0086649 | 0.0087414 | 84 | 343405.6542 | 343405.6542 | 0.061271 | 0.03914 | 11.4399
|  | 1071 | 13 | 19278 | 0.0051255 | 4067997.2552 | 250040.7145 | 143254.5453 | 4282143.2589 | 4282143.2589 | 0.049403 | 0.054252 | 0.010264 | 0.0088066 | 57 | 234157.0517 | 234157.0517 | 0.07936 | 0.046318 | 867 | 3571305.4105 | 3571305.4105 | 0.010744 | 0.010562 | 11.1376
|  | 356 | 11 | 4272 | 0.0051255 | 1376019.1135 | 50474.8662 | 32910.8592 | 1448464.795 | 1448464.795 | 0.065874 | 0.081924 | 0.018967 | 0.015812 | 393 | 1604440.4342 | 1604440.4342 | 0.017288 | 0.014251 | 248 | 988543.7584 | 988543.7584 | 0.028013 | 0.02152 | 3.7673
|  | 465 | 10 | 5115 | 0.0051255 | 1789172.8974 | 66536.7409 | 45805.648 | 1883367.3126 | 1883367.3126 | 0.070059 | 0.06439 | 0.015153 | 0.013414 | 92 | 368924.2445 | 368924.2445 | 0.055825 | 0.035289 | 885 | 3639329.5377 | 3639329.5377 | 0.0098467 | 0.010074 | 4.8985
|  | 408 | 9 | 4896 | 0.0051255 | 1553859.8096 | 53490.7041 | 21058.6266 | 1635659.2267 | 1635659.2267 | 0.062585 | 0.11299 | 0.017072 | 0.014686 | 334 | 1307596.6077 | 1307596.6077 | 0.020229 | 0.016094 | 69 | 278013.8089 | 278013.8089 | 0.071911 | 0.044315 | 4.2542
|  | 789 | 4 | 11835 | 0.0035905 | 3113912.5025 | 136248.4456 | 38000.3661 | 3277882.054 | 3277882.054 | 0.051721 | 0.070372 | 0.010389 | 0.010705 | 383 | 1587465.0825 | 1587465.0825 | 0.018475 | 0.015611 | 200 | 828150.0855 | 828150.0855 | 0.032919 | 0.025472 | 8.5254
|  | 627 | 15 | 9405 | 0.0051255 | 2372008.2927 | 79602.2895 | 50864.6581 | 2496870.7531 | 2496870.7531 | 0.074289 | 0.069652 | 0.013273 | 0.011665 | 81 | 339288.1588 | 339288.1588 | 0.059595 | 0.037113 | 819 | 3518546.1617 | 3518546.1617 | 0.014517 | 0.011876 | 6.4942
|  | 587 | 2 | 7631 | 0.0051255 | 2201945.6038 | 72967.712 | 21254.1405 | 2317848.2326 | 2317848.2326 | 0.062073 | 0.10641 | 0.011881 | 0.011464 | 260 | 1101109.7245 | 1101109.7245 | 0.023076 | 0.017868 | 241 | 1024101.2387 | 1024101.2387 | 0.027603 | 0.021571 | 6.0286
|  | 300 | 10 | 5700 | 0.0051255 | 1174221.4998 | 64325.2652 | 22634.3513 | 1236048.7113 | 1236048.7113 | 0.072221 | 0.10737 | 0.021954 | 0.017605 | 988 | 4020465.719 | 4020465.719 | 0.011005 | 0.0086046 | 263 | 1056719.6546 | 1056719.6546 | 0.026598 | 0.020954 | 3.2148
|  | 360 | 13 | 4320 | 0.0051255 | 1412566.5045 | 46134.1189 | 25571.3424 | 1486944.8805 | 1486944.8805 | 0.072388 | 0.10093 | 0.018704 | 0.015607 | 1058 | 4240980.8272 | 4240980.8272 | 0.0089748 | 0.0077949 | 1055 | 4117485.3724 | 4117485.3724 | 0.0098446 | 0.0095966 | 3.8674
|  | 592 | 19 | 5920 | 0.0051255 | 2291186.1148 | 52908.3352 | 38242.2795 | 2411815.3938 | 2411815.3938 | 0.075111 | 0.085103 | 0.013138 | 0.011733 | 669 | 2833164.3413 | 2833164.3413 | 0.012108 | 0.010194 | 909 | 3796640.4262 | 3796640.4262 | 0.013736 | 0.011286 | 6.2729
|  | 415 | 6 | 7055 | 0.0051255 | 1568161.8423 | 55972.135 | 26981.8069 | 1650709.09 | 1650709.09 | 0.060231 | 0.092814 | 0.01684 | 0.014515 | 1000 | 3971258.1941 | 3971258.1941 | 0.0087507 | 0.0079215 | 737 | 3054697.8563 | 3054697.8563 | 0.01239 | 0.011477 | 4.2934
|  | 429 | 17 | 8580 | 0.0051255 | 1653422.2566 | 88215.7038 | 45871.4533 | 1740470.9434 | 1740470.9434 | 0.070637 | 0.072551 | 0.017894 | 0.014653 | 162 | 684174.881 | 684174.881 | 0.034719 | 0.024419 | 646 | 2595943.7672 | 2595943.7672 | 0.013538 | 0.012457 | 4.5268
|  | 1077 | 9 | 14001 | 0.0051255 | 4120142.9974 | 131757.9639 | 50314.7561 | 4337046.1082 | 4337046.1082 | 0.0564 | 0.062458 | 0.0078982 | 0.0078969 | 457 | 1825609.2672 | 1825609.2672 | 0.015602 | 0.013119 | 720 | 2963535.4007 | 2963535.4007 | 0.010806 | 0.011011 | 11.2803
|  | 553 | 9 | 11060 | 0.0051255 | 2091668.1424 | 119159.2441 | 36944.6215 | 2201773.3427 | 2201773.3427 | 0.056933 | 0.074815 | 0.013949 | 0.012334 | 914 | 3574377.4767 | 3574377.4767 | 0.0069428 | 0.007629 | 1002 | 4010410.3945 | 4010410.3945 | 0.011115 | 0.010088 | 5.7267
|  | 981 | 4 | 16677 | 0.0051255 | 3792733.1752 | 131678.0047 | 28338.8173 | 3992416.2068 | 3992416.2068 | 0.052198 | 0.087138 | 0.0075497 | 0.0081011 | 66 | 264700.4676 | 264700.4676 | 0.071857 | 0.042858 | 829 | 3269269.5511 | 3269269.5511 | 0.014817 | 0.012521 | 10.3839
|  | 736 | 13 | 11776 | 0.0051255 | 2776683.6741 | 128656.8134 | 37536.8666 | 2922845.065 | 2922845.065 | 0.058961 | 0.077325 | 0.011838 | 0.010604 | 577 | 2385062.6869 | 2385062.6869 | 0.011014 | 0.010421 | 196 | 770654.6096 | 770654.6096 | 0.034138 | 0.025184 | 7.6021
|  | 976 | 15 | 15616 | 0.0051255 | 3757774.5553 | 154348.5925 | 90468.7368 | 3955610.743 | 3955610.743 | 0.059322 | 0.066688 | 0.010538 | 0.0091067 | 228 | 940723.7139 | 940723.7139 | 0.026216 | 0.019798 | 142 | 558026.177 | 558026.177 | 0.042194 | 0.029591 | 10.2882
|  | 306 | 10 | 5202 | 0.0051255 | 1149213.2904 | 63038.9994 | 26591.486 | 1209704.3758 | 1209704.3758 | 0.072308 | 0.094482 | 0.022253 | 0.017798 | 457 | 1951772.2702 | 1951772.2702 | 0.013085 | 0.011912 | 175 | 733070.5835 | 733070.5835 | 0.03438 | 0.025468 | 3.1464
|  | 237 | 19 | 4740 | 0.0051255 | 888207.4607 | 38771.9374 | 28341.5739 | 934959.2172 | 934959.2172 | 0.091178 | 0.10406 | 0.028225 | 0.021116 | 242 | 1006133.8918 | 1006133.8918 | 0.024451 | 0.018825 | 868 | 3484396.8893 | 3484396.8893 | 0.01016 | 0.010401 | 2.4318
|  | 200 | 6 | 2400 | 0.0051255 | 760663.7542 | 21631.0061 | 9575.3354 | 800706.745 | 800706.745 | 0.11796 | 0.21819 | 0.030592 | 0.022745 | 647 | 2601921.2272 | 2601921.2272 | 0.011087 | 0.010115 | 923 | 3976545.3698 | 3976545.3698 | 0.012091 | 0.010688 | 2.0826
|  | 583 | 10 | 10494 | 0.0051255 | 2212753.4645 | 78486.6419 | 25233.0912 | 2329235.7276 | 2329235.7276 | 0.070619 | 0.10304 | 0.013459 | 0.01202 | 1057 | 4195850.1515 | 4195850.1515 | 0.0090834 | 0.007771 | 931 | 3860614.0768 | 3860614.0768 | 0.013672 | 0.011402 | 6.0582
|  | 1011 | 14 | 17187 | 0.0051255 | 3876432.8445 | 128544.8747 | 55967.0652 | 4080509.5253 | 4080509.5253 | 0.065331 | 0.067232 | 0.010498 | 0.0090728 | 880 | 3439766.1283 | 3439766.1283 | 0.010141 | 0.0087363 | 207 | 828888.1343 | 828888.1343 | 0.031883 | 0.02425 | 10.6131
|  | 148 | 4 | 2072 | 0.0051255 | 593844.7996 | 20244.0786 | 5446.1921 | 625118.7891 | 625118.7891 | 0.12207 | 0.36402 | 0.037228 | 0.026327 | 1007 | 3930149.545 | 3930149.545 | 0.0089931 | 0.0080005 | 817 | 3237463.0226 | 3237463.0226 | 0.010502 | 0.01074 | 1.6259
|  | 300 | 11 | 5400 | 0.0051255 | 1178753.3433 | 46931.5301 | 22306.5972 | 1240820.9818 | 1240820.9818 | 0.072086 | 0.11212 | 0.021922 | 0.017572 | 786 | 3417930.8657 | 3418811.9305 | 0.010693 | 0.009032 | 80 | 337105.3339 | 337105.3339 | 0.06238 | 0.039733 | 3.2273
|  | 101 | 3 | 1717 | 0.0051255 | 389104.503 | 11833.9921 | 4125.6791 | 409589.849 | 409589.849 | 0.19475 | 0.47429 | 0.051991 | 0.033882 | 564 | 2383915.2849 | 2383915.2849 | 0.011893 | 0.010779 | 223 | 923792.629 | 923792.629 | 0.029092 | 0.022333 | 1.0653
|  | 674 | 18 | 12132 | 0.0051255 | 2645361.1178 | 110722.9156 | 70326.17 | 2784652.3083 | 2784652.3083 | 0.068838 | 0.076867 | 0.013458 | 0.011314 | 900 | 3524878.7272 | 3524878.7272 | 0.0080725 | 0.0080468 | 857 | 3480941.2184 | 3480941.2184 | 0.011185 | 0.010703 | 7.2426
|  | 571 | 13 | 9136 | 0.0051255 | 2207015.6616 | 57778.3998 | 29214.1221 | 2323212.2592 | 2323212.2592 | 0.071174 | 0.099604 | 0.013721 | 0.012109 | 75 | 324113.7074 | 324131.7468 | 0.061848 | 0.038158 | 1071 | 4419761.3248 | 4419761.3248 | 0.013395 | 0.010826 | 6.0425
|  | 179 | 20 | 2685 | 0.0051255 | 682979.6134 | 18200.5477 | 10117.2976 | 718934.0398 | 718934.0398 | 0.1572 | 0.22896 | 0.034112 | 0.024539 | 319 | 1302768.6827 | 1302768.6827 | 0.019529 | 0.015871 | 674 | 2711185.0487 | 2711185.0487 | 0.012684 | 0.012222 | 1.8699
|  | 153 | 8 | 2448 | 0.0051255 | 575427.7476 | 21322.0145 | 3948.1253 | 605716.8521 | 605716.8521 | 0.12167 | 0.49923 | 0.038345 | 0.026851 | 166 | 709220.7939 | 709220.7939 | 0.033796 | 0.023961 | 1033 | 4193898.1451 | 4193898.1451 | 0.0091618 | 0.0091358 | 1.5754
|  | 965 | 5 | 14475 | 0.0051255 | 3764420.5644 | 103328.9771 | 23319.2628 | 3962626.5209 | 3962626.5209 | 0.058361 | 0.10322 | 0.0077288 | 0.0081923 | 803 | 3154230.2621 | 3154230.2621 | 0.009769 | 0.0089361 | 882 | 3590947.3698 | 3590947.3698 | 0.01256 | 0.011287 | 10.3064
|  | 824 | 10 | 16480 | 0.0051255 | 3310844.2979 | 119512.8718 | 38848.3222 | 3485206.9711 | 3485206.9711 | 0.061945 | 0.077391 | 0.010377 | 0.0094729 | 953 | 3991795.2517 | 3991795.2517 | 0.0076268 | 0.0074907 | 881 | 3732053.3638 | 3732053.3638 | 0.0091594 | 0.0097373 | 9.0646
|  | 478 | 12 | 6692 | 0.0051255 | 1890050.3067 | 49924.2677 | 19482.4131 | 1989576.2481 | 1989576.2481 | 0.072648 | 0.12749 | 0.014994 | 0.013184 | 376 | 1546387.5817 | 1546387.5817 | 0.017877 | 0.014496 | 624 | 2522685.4841 | 2522685.4841 | 0.01302 | 0.012689 | 5.1747
|  | 156 | 5 | 1560 | 0.0051255 | 591693.4308 | 17161.6243 | 5652.6444 | 622840.79 | 622840.79 | 0.14085 | 0.35193 | 0.037393 | 0.02645 | 240 | 949776.2428 | 949776.2428 | 0.025789 | 0.019563 | 112 | 469442.5284 | 469442.5284 | 0.049009 | 0.033101 | 1.62
|  | 1086 | 18 | 14118 | 0.0051255 | 4277386.7921 | 153174.544 | 119109.2657 | 4502618.0707 | 4502618.0707 | 0.060732 | 0.063 | 0.0098659 | 0.00844 | 603 | 2497633.1111 | 2497633.1111 | 0.011883 | 0.010632 | 962 | 3995317.3512 | 3995317.3512 | 0.0086458 | 0.0092055 | 11.7108
|  | 376 | 6 | 4136 | 0.0051255 | 1449140.9555 | 42681.2405 | 17416.8929 | 1525434.7204 | 1525434.7204 | 0.070099 | 0.12933 | 0.017758 | 0.015183 | 878 | 3521679.4868 | 3521679.4868 | 0.012125 | 0.0094588 | 984 | 3950719.4852 | 3950719.4852 | 0.012192 | 0.010589 | 3.9675
|  | 723 | 18 | 13737 | 0.0051255 | 2760023.741 | 131612.9998 | 97438.8355 | 2905321.5786 | 2905321.5786 | 0.064988 | 0.068551 | 0.013482 | 0.011122 | 637 | 2486102.5424 | 2486102.5424 | 0.013688 | 0.011283 | 993 | 3875509.9287 | 3875509.9287 | 0.010818 | 0.010012 | 7.5565
|  | 169 | 12 | 3380 | 0.0051255 | 658953.8249 | 34047.7616 | 16452.3877 | 693649.2335 | 693649.2335 | 0.088036 | 0.1413 | 0.034799 | 0.024918 | 530 | 2300281.866 | 2300281.866 | 0.01258 | 0.011157 | 1039 | 4476120.7432 | 4476120.7432 | 0.011578 | 0.0099402 | 1.8041
|  | 496 | 3 | 6944 | 0.0051255 | 2004375.6424 | 51672.6781 | 16574.7792 | 2109938.7513 | 2109938.7513 | 0.059969 | 0.13308 | 0.013006 | 0.01212 | 415 | 1668751.4945 | 1668751.4945 | 0.016605 | 0.013901 | 999 | 3967490.2671 | 3967490.2671 | 0.013545 | 0.010811 | 5.4877
|  | 239 | 12 | 3346 | 0.0051255 | 960213.8627 | 19513.5855 | 16206.0412 | 1010782.6369 | 1010782.6369 | 0.14125 | 0.15108 | 0.025575 | 0.019764 | 325 | 1271202.988 | 1271202.988 | 0.020963 | 0.016573 | 944 | 4031904.101 | 4031904.101 | 0.0096718 | 0.0095402 | 2.6289
|  | 790 | 4 | 15800 | 0.0051255 | 2969434.5394 | 144498.3801 | 28289.7035 | 3125737.5686 | 3125737.5686 | 0.050152 | 0.086602 | 0.0095601 | 0.0095623 | 651 | 2560005.2834 | 2560005.2834 | 0.012062 | 0.010501 | 370 | 1517201.6843 | 1517201.6843 | 0.020245 | 0.017151 | 8.1299
|  | 324 | 7 | 5832 | 0.0051255 | 1211004.2314 | 47041.9792 | 17616.1208 | 1274745.3876 | 1274745.3876 | 0.06827 | 0.13077 | 0.021041 | 0.017093 | 129 | 520918.5192 | 520918.5192 | 0.042667 | 0.028726 | 861 | 3552547.9599 | 3552547.9599 | 0.009783 | 0.0099885 | 3.3155
|  | 441 | 17 | 4410 | 0.0051255 | 1669276.7553 | 36824.5051 | 17430.2807 | 1757147.8266 | 1757147.8266 | 0.091328 | 0.14278 | 0.016552 | 0.014192 | 560 | 2256115.0938 | 2256115.0938 | 0.012314 | 0.011083 | 173 | 691168.048 | 691168.048 | 0.03593 | 0.026345 | 4.5702
|  | 460 | 16 | 4600 | 0.0051255 | 1774606.0695 | 38324.1035 | 23738.8633 | 1868035.4825 | 1868035.4825 | 0.088044 | 0.11312 | 0.015598 | 0.013548 | 264 | 1115572.0942 | 1115572.0942 | 0.023468 | 0.018058 | 868 | 3431498.532 | 3431498.532 | 0.0094584 | 0.0099457 | 4.8586
|  | 636 | 15 | 8904 | 0.0051255 | 2410963.9802 | 67774.5046 | 35811.3207 | 2537879.093 | 2537879.093 | 0.08066 | 0.086981 | 0.012918 | 0.011446 | 862 | 3714818.9354 | 3714818.9354 | 0.0069422 | 0.0074892 | 628 | 2661679.6025 | 2661679.6025 | 0.012305 | 0.01193 | 6.6009
|  | 904 | 9 | 9944 | 0.0051255 | 3554651.169 | 96026.3189 | 40257.8793 | 3741823.5388 | 3741823.5388 | 0.062009 | 0.071529 | 0.0083699 | 0.0084885 | 737 | 2878520.6834 | 2878520.6834 | 0.011231 | 0.0099218 | 323 | 1286815.4349 | 1286815.4349 | 0.0219 | 0.018056 | 9.7321
|  | 574 | 19 | 6314 | 0.0051255 | 2222206.4825 | 54157.8637 | 25257.4577 | 2339204.3105 | 2339204.3105 | 0.075055 | 0.11114 | 0.013693 | 0.012099 | 453 | 1864482.4829 | 1864482.4829 | 0.014494 | 0.012541 | 962 | 3781791.2059 | 3781791.2059 | 0.0091658 | 0.0099461 | 6.0841
|  | 1011 | 4 | 18198 | 0.0051255 | 3876799.7745 | 148166.8696 | 25292.6113 | 4080895.9219 | 4080895.9219 | 0.0503 | 0.094954 | 0.0074444 | 0.0079601 | 363 | 1517772.6503 | 1517772.6503 | 0.018373 | 0.014771 | 488 | 2006875.6024 | 2006875.6024 | 0.016338 | 0.014682 | 10.6141
|  | 918 | 6 | 11934 | 0.0051255 | 3643881.4521 | 96035.6886 | 21851.1568 | 3835765.8737 | 3835765.8737 | 0.060293 | 0.10903 | 0.0079372 | 0.008334 | 397 | 1630656.9535 | 1630656.9535 | 0.016009 | 0.013685 | 786 | 3243075.2436 | 3243075.2436 | 0.010907 | 0.010908 | 9.9764
|  | 389 | 6 | 5057 | 0.0051255 | 1536312.2269 | 38301.1606 | 9447.3225 | 1617210.369 | 1617210.369 | 0.07761 | 0.22202 | 0.017032 | 0.014747 | 439 | 1811898.9348 | 1811898.9348 | 0.015042 | 0.012848 | 1099 | 4403967.3016 | 4403967.3016 | 0.013681 | 0.011048 | 4.2062
|  | 535 | 12 | 7490 | 0.0051255 | 2072234.166 | 43113.6822 | 27366.223 | 2181336.4511 | 2181336.4511 | 0.083595 | 0.1042 | 0.013919 | 0.012383 | 113 | 469421.2456 | 469421.2456 | 0.04593 | 0.030397 | 662 | 2627474.4298 | 2627474.4298 | 0.0135 | 0.012451 | 5.6735
|  | 504 | 11 | 9072 | 0.0051255 | 1891032.2599 | 66649.1927 | 26236.3232 | 1990569.691 | 1990569.691 | 0.076788 | 0.10169 | 0.015302 | 0.013263 | 1046 | 4350854.7457 | 4350854.7457 | 0.0082547 | 0.0073852 | 254 | 1029431.1444 | 1029431.1444 | 0.027186 | 0.021356 | 5.1774
|  | 419 | 14 | 7123 | 0.0051255 | 1712592.7702 | 61501.9253 | 43221.6677 | 1802796.236 | 1802796.236 | 0.064952 | 0.074752 | 0.016547 | 0.014017 | 794 | 3473689.6622 | 3475795.581 | 0.010581 | 0.0090217 | 360 | 1543756.4063 | 1543756.4063 | 0.019522 | 0.016513 | 4.6888
|  | 967 | 6 | 15472 | 0.0051255 | 3605911.0575 | 113960.4607 | 47729.4664 | 3795704.5172 | 3795704.5172 | 0.057534 | 0.063157 | 0.0083518 | 0.0084707 | 513 | 2073996.0639 | 2073996.0639 | 0.013628 | 0.01193 | 152 | 666560.4266 | 667565.1351 | 0.036748 | 0.026629 | 9.8724
|  | 884 | 14 | 15912 | 0.0051255 | 3570976.2599 | 107861.1228 | 68978.1311 | 3759045.9566 | 3759045.9566 | 0.070178 | 0.078232 | 0.010666 | 0.0092437 | 398 | 1575993.5536 | 1575993.5536 | 0.017316 | 0.014418 | 218 | 950625.4499 | 951384.5981 | 0.028631 | 0.021756 | 9.7768
|  | 549 | 17 | 8235 | 0.0051255 | 2121998.8452 | 59096.783 | 42583.7547 | 2233719.4213 | 2233719.4213 | 0.073259 | 0.082342 | 0.014423 | 0.012385 | 1042 | 4210081.5883 | 4210081.5883 | 0.0071868 | 0.0072944 | 529 | 2103405.969 | 2103405.969 | 0.01488 | 0.013452 | 5.8097
|  | 565 | 6 | 5650 | 0.0051255 | 2216712.5682 | 34448.1072 | 18470.6625 | 2333432.9844 | 2333432.9844 | 0.085399 | 0.12693 | 0.012085 | 0.011459 | 333 | 1401495.2998 | 1401495.2998 | 0.018274 | 0.01518 | 977 | 4196373.9757 | 4196373.9757 | 0.012199 | 0.010293 | 6.069
|  | 599 | 16 | 11381 | 0.0051255 | 2294135.3275 | 89862.4753 | 63563.6344 | 2414910.1382 | 2414910.1382 | 0.07368 | 0.08021 | 0.014353 | 0.012145 | 816 | 3556792.1114 | 3560683.4174 | 0.006877 | 0.0075754 | 89 | 367528.7009 | 367528.7009 | 0.058435 | 0.037771 | 6.281
|  | 214 | 8 | 2354 | 0.0051255 | 795199.4681 | 14486.0675 | 9589.3028 | 837052.8106 | 837052.8106 | 0.1709 | 0.22378 | 0.029475 | 0.02205 | 109 | 443655.9552 | 443655.9552 | 0.048293 | 0.03164 | 924 | 3642469.055 | 3642469.055 | 0.010555 | 0.010135 | 2.1771
|  | 989 | 9 | 14835 | 0.0051255 | 3739568.7595 | 85673.831 | 45204.1824 | 3936418.776 | 3936418.776 | 0.070447 | 0.072268 | 0.0087715 | 0.0084942 | 781 | 3164723.4295 | 3164723.4295 | 0.0092158 | 0.0088493 | 1070 | 4460409.2413 | 4460409.2413 | 0.0072535 | 0.0084192 | 10.2384
|  | 407 | 16 | 7733 | 0.0051255 | 1640240.921 | 50515.8533 | 33261.0383 | 1726624.6597 | 1726624.6597 | 0.079961 | 0.095445 | 0.017615 | 0.014588 | 390 | 1642812.2861 | 1642812.2861 | 0.015871 | 0.01366 | 931 | 3633534.485 | 3633534.485 | 0.011748 | 0.010673 | 4.4907
|  | 632 | 5 | 12640 | 0.0051255 | 2530577.1344 | 68210.7553 | 19189.7997 | 2663844.307 | 2663844.307 | 0.070765 | 0.12261 | 0.011196 | 0.010713 | 277 | 1176184.908 | 1176184.908 | 0.021261 | 0.016965 | 61 | 261688.2235 | 261688.2235 | 0.075431 | 0.045909 | 6.9283
|  | 820 | 5 | 15580 | 0.0051255 | 3077456.1288 | 89681.0639 | 29955.8179 | 3239443.1531 | 3239443.1531 | 0.062957 | 0.086965 | 0.0094838 | 0.0094015 | 398 | 1639942.0703 | 1639942.0703 | 0.015844 | 0.013644 | 877 | 3608747.3613 | 3608747.3613 | 0.0094309 | 0.0099411 | 8.4256
|  | 647 | 4 | 9058 | 0.0051255 | 2466401.3778 | 53168.3275 | 14767.8458 | 2596240.4205 | 2596240.4205 | 0.061437 | 0.1495 | 0.010897 | 0.010632 | 344 | 1503479.7517 | 1504607.1837 | 0.016922 | 0.01438 | 124 | 524714.4663 | 524714.4663 | 0.044376 | 0.030651 | 6.7526
|  | 173 | 6 | 2768 | 0.0051255 | 697344.2039 | 11373.4023 | 5785.8265 | 734070.0826 | 734070.0826 | 0.21139 | 0.35366 | 0.032857 | 0.023965 | 968 | 4031711.453 | 4031711.453 | 0.0068191 | 0.0071764 | 426 | 1681218.9297 | 1681218.9297 | 0.018861 | 0.016127 | 1.9092
|  | 881 | 7 | 10572 | 0.0051255 | 3278370.3062 | 55448.8226 | 15466.3813 | 3450921.1231 | 3450921.1231 | 0.06598 | 0.14991 | 0.0089307 | 0.0090695 | 948 | 4094198.5677 | 4094198.5677 | 0.0096126 | 0.008003 | 135 | 592005.6001 | 593513.2237 | 0.04081 | 0.02905 | 8.9757
|  | 318 | 12 | 3816 | 0.0051255 | 1226187.5796 | 18208.347 | 5745.6543 | 1290743.6255 | 1290743.6255 | 0.15309 | 0.36573 | 0.020971 | 0.017066 | 620 | 2680280.15 | 2680280.15 | 0.011161 | 0.010043 | 139 | 558632.4369 | 558632.4369 | 0.0429 | 0.029983 | 3.3571
|  | 85 | 13 | 1615 | 0.0051255 | 356161.3813 | 7400.2273 | 2952.3778 | 373763.7629 | 374923.9905 | 0.3216 | 0.67703 | 0.056285 | 0.035983 | 690 | 2757845.2721 | 2757845.2721 | 0.01214 | 0.0102 | 347 | 1374225.207 | 1374225.207 | 0.02206 | 0.018407 | 0.97512
|  | 1000 | 19 | 11000 | 0.0051255 | 3724435.4706 | 56653.0129 | 29348.2642 | 3920465.4444 | 3920465.4444 | 0.087068 | 0.11449 | 0.010175 | 0.0090205 | 649 | 2697336.5649 | 2697336.5649 | 0.011005 | 0.0099872 | 572 | 2307250.4437 | 2307250.4437 | 0.015312 | 0.013626 | 10.1969
|  | 734 | 11 | 12478 | 0.0051255 | 2732510.3134 | 64737.4127 | 14129.8404 | 2876331.3074 | 2876331.3074 | 0.083499 | 0.16867 | 0.01174 | 0.010646 | 420 | 1732680.5144 | 1732680.5144 | 0.014536 | 0.012853 | 559 | 2351363.7773 | 2351363.7773 | 0.015829 | 0.013896 | 7.4812
|  | 97 | 9 | 1649 | 0.0051255 | 360107.3296 | 8399.1395 | 1790.8472 | 379060.5414 | 379060.5414 | 0.27851 | 1.0783 | 0.055635 | 0.035791 | 486 | 1935739.9791 | 1935739.9791 | 0.014164 | 0.012185 | 426 | 1686714.3622 | 1686714.3622 | 0.019914 | 0.016991 | 0.98592
|  | 126 | 4 | 1386 | 0.0051255 | 498744.2171 | 7610.5565 | 3161.5761 | 525007.213 | 525007.213 | 0.29422 | 0.61539 | 0.042717 | 0.029178 | 384 | 1615934.1469 | 1615934.1469 | 0.0171 | 0.014171 | 224 | 927863.7488 | 927863.7488 | 0.028565 | 0.02211 | 1.3655
|  | 579 | 6 | 5790 | 0.0051255 | 2196588.9316 | 36946.0302 | 18355.4087 | 2312219.868 | 2312219.868 | 0.080938 | 0.12715 | 0.012201 | 0.01153 | 261 | 1029875.846 | 1029875.846 | 0.025353 | 0.019099 | 758 | 3101101.3339 | 3101101.3339 | 0.012701 | 0.011487 | 6.0139
|  | 237 | 5 | 2607 | 0.0051255 | 898698.0565 | 16437.6833 | 6564.761 | 946006.3685 | 946006.3685 | 0.14926 | 0.30903 | 0.026463 | 0.02034 | 1006 | 4127644.7858 | 4127644.7858 | 0.0073 | 0.0074083 | 131 | 546866.9237 | 546866.9237 | 0.042443 | 0.029475 | 2.4605
|  | 694 | 6 | 6940 | 0.0051255 | 2708316.7898 | 48752.0925 | 20592.0444 | 2850916.7199 | 2850916.7199 | 0.066587 | 0.11525 | 0.00998 | 0.0099388 | 401 | 1601078.1259 | 1601078.1259 | 0.016944 | 0.014241 | 237 | 944088.2392 | 944088.2392 | 0.028158 | 0.02162 | 7.415
|  | 257 | 14 | 2827 | 0.0051255 | 1004935.743 | 14131.5422 | 8759.9412 | 1057849.0266 | 1057849.0266 | 0.18841 | 0.25621 | 0.024511 | 0.019092 | 420 | 1707308.0426 | 1707308.0426 | 0.015533 | 0.013492 | 909 | 3786044.3898 | 3786044.3898 | 0.010967 | 0.0099039 | 2.7514
|  | 178 | 15 | 2314 | 0.0051255 | 689510.3788 | 11523.3213 | 6303.3834 | 725812.8424 | 725812.8424 | 0.22344 | 0.3415 | 0.033386 | 0.024131 | 629 | 2545174.9586 | 2545174.9586 | 0.010356 | 0.010059 | 620 | 2460441.5564 | 2460441.5564 | 0.013178 | 0.012368 | 1.8878
|  | 1091 | 17 | 18547 | 0.0051255 | 4222168.644 | 91307.4069 | 39549.6549 | 4444462.6365 | 4444462.6365 | 0.086564 | 0.095805 | 0.010999 | 0.008832 | 654 | 2567846.8281 | 2567846.8281 | 0.011479 | 0.010445 | 364 | 1454370.965 | 1454370.965 | 0.019685 | 0.01671 | 11.5597
|  | 741 | 13 | 14079 | 0.0051255 | 2816249.7333 | 79708.4876 | 32385.3556 | 2964502.4057 | 2964502.4057 | 0.0791 | 0.095528 | 0.012099 | 0.010535 | 78 | 309776.625 | 309776.625 | 0.064092 | 0.039386 | 844 | 3302681.3445 | 3302681.3445 | 0.012383 | 0.010966 | 7.7105
|  | 577 | 3 | 9232 | 0.0051255 | 2139336.1202 | 67649.2809 | 17097.4961 | 2251932.7582 | 2251932.7582 | 0.066146 | 0.12968 | 0.012306 | 0.011604 | 850 | 3482283.8046 | 3482283.8046 | 0.0072705 | 0.0079118 | 370 | 1481330.459 | 1481330.459 | 0.020879 | 0.017032 | 5.8572
|  | 933 | 2 | 9330 | 0.0051255 | 3681852.2417 | 51761.622 | 15085.1112 | 3875727.6937 | 3875727.6937 | 0.059504 | 0.14385 | 0.0067912 | 0.0078072 | 530 | 2228818.6499 | 2228818.6499 | 0.014949 | 0.012152 | 149 | 620481.1204 | 620481.1204 | 0.039004 | 0.027743 | 10.0804
|  | 799 | 13 | 9588 | 0.0051255 | 2994225.3638 | 67353.7555 | 40825.9744 | 3151829.5598 | 3151829.5598 | 0.079721 | 0.079422 | 0.010498 | 0.0097878 | 810 | 3336795.7887 | 3336795.7887 | 0.0081396 | 0.008358 | 625 | 2506900.4302 | 2506900.4302 | 0.012501 | 0.012044 | 8.1977
|  | 400 | 9 | 8000 | 0.0051255 | 1586868.2738 | 46503.3369 | 19714.6343 | 1670431.3764 | 1670431.3764 | 0.075109 | 0.12578 | 0.017181 | 0.014576 | 1085 | 4333022.2882 | 4333022.2882 | 0.01013 | 0.0081298 | 78 | 314554.6375 | 314554.6375 | 0.065552 | 0.041154 | 4.3446
|  | 602 | 20 | 12040 | 0.0051255 | 2235072.1676 | 58361.2492 | 33442.3338 | 2352708.827 | 2352708.827 | 0.090055 | 0.11073 | 0.015657 | 0.012663 | 171 | 701982.2316 | 701982.2316 | 0.033605 | 0.023912 | 155 | 668774.9014 | 668774.9014 | 0.036949 | 0.026745 | 6.1193
|  | 364 | 2 | 6916 | 0.0051255 | 1355146.026 | 30774.0165 | 5888.045 | 1426471.8378 | 1426471.8378 | 0.087551 | 0.3386 | 0.018645 | 0.015787 | 82 | 323333.6148 | 323333.6148 | 0.061533 | 0.038044 | 126 | 501193.3226 | 501193.3226 | 0.046288 | 0.031856 | 3.7102
|  | 297 | 4 | 4158 | 0.0051255 | 1163673.709 | 21808.3918 | 3650.8121 | 1224946.0159 | 1224946.0159 | 0.11803 | 0.53636 | 0.021305 | 0.017347 | 109 | 456035.8616 | 456035.8616 | 0.047148 | 0.031053 | 837 | 3332901.3828 | 3332901.3828 | 0.010637 | 0.010583 | 3.186
|  | 71 | 12 | 1207 | 0.0051255 | 267061.5746 | 6604.908 | 2121.2782 | 281119.0542 | 281119.0542 | 0.34914 | 0.91942 | 0.069738 | 0.042368 | 1043 | 4158613.3462 | 4158613.3462 | 0.0094669 | 0.0080848 | 432 | 1774827.732 | 1774827.732 | 0.018336 | 0.015471 | 0.73117
|  | 192 | 7 | 2880 | 0.0051255 | 780101.7078 | 14451.0509 | 3026.2223 | 821188.4304 | 821188.4304 | 0.17213 | 0.64812 | 0.02999 | 0.022345 | 240 | 1039108.9278 | 1039108.9278 | 0.023982 | 0.018569 | 784 | 3196487.7465 | 3196487.7465 | 0.010372 | 0.010627 | 2.1358
|  | 537 | 11 | 10203 | 0.0051255 | 2007757.1182 | 55059.6785 | 16601.431 | 2113435.5918 | 2113435.5918 | 0.072766 | 0.14816 | 0.014688 | 0.012757 | 154 | 634183.3005 | 634183.3005 | 0.035932 | 0.025232 | 446 | 1849238.0925 | 1849238.0925 | 0.01637 | 0.014779 | 5.4969
|  | 651 | 13 | 13020 | 0.0051255 | 2626798.4069 | 69768.5853 | 19537.7467 | 2765140.714 | 2765140.714 | 0.084012 | 0.13479 | 0.012587 | 0.010977 | 676 | 2769384.4085 | 2769384.4085 | 0.01026 | 0.0097281 | 590 | 2530756.85 | 2530756.85 | 0.013055 | 0.012259 | 7.1918
|  | 471 | 14 | 6594 | 0.0051255 | 1790289.49 | 23722.5589 | 12973.5358 | 1884533.773 | 1884533.773 | 0.13952 | 0.19693 | 0.01577 | 0.013539 | 472 | 1921791.5263 | 1921791.5263 | 0.013698 | 0.012305 | 895 | 3577547.0242 | 3577547.0242 | 0.010802 | 0.010221 | 4.9015
|  | 432 | 6 | 6048 | 0.0051255 | 1662803.3111 | 33210.2828 | 6509.0898 | 1750345.0039 | 1750345.0039 | 0.088641 | 0.31427 | 0.015844 | 0.013898 | 438 | 1806427.2128 | 1806427.2128 | 0.01614 | 0.013385 | 167 | 652546.7645 | 652546.7645 | 0.037849 | 0.027127 | 4.5525
|  | 363 | 3 | 5082 | 0.0051255 | 1432307.625 | 28194.2725 | 3722.1449 | 1507728.6374 | 1507728.6374 | 0.094522 | 0.52446 | 0.01764 | 0.015088 | 345 | 1435401.5431 | 1435401.5431 | 0.01802 | 0.015063 | 850 | 3667265.3227 | 3667265.3227 | 0.0096401 | 0.0096611 | 3.9214
|  | 475 | 7 | 6650 | 0.0051255 | 1815100.0154 | 32738.1385 | 7086.6803 | 1910654.3192 | 1910654.3192 | 0.092588 | 0.29387 | 0.014758 | 0.01312 | 798 | 3206380.6894 | 3206380.6894 | 0.0083772 | 0.0085768 | 555 | 2356946.1426 | 2356946.1426 | 0.015029 | 0.013098 | 4.9695
|  | 420 | 8 | 5040 | 0.0051255 | 1558492.1865 | 23953.4989 | 6169.0997 | 1640518.6231 | 1640518.6231 | 0.11815 | 0.33561 | 0.016862 | 0.014519 | 108 | 434046.8712 | 434046.8712 | 0.049268 | 0.032107 | 936 | 4115450.7678 | 4147098.2559 | 0.010076 | 0.0095762 | 4.2669
|  | 799 | 14 | 10387 | 0.0051255 | 3192559.8582 | 41302.2459 | 4538.6782 | 3360686.2545 | 3360686.2545 | 0.099059 | 0.46175 | 0.010385 | 0.0096219 | 365 | 1530974.4788 | 1530974.4788 | 0.0172 | 0.014357 | 617 | 2495927.5912 | 2495927.5912 | 0.013594 | 0.012872 | 8.7408
|  | 394 | 14 | 5516 | 0.0051255 | 1545968.9747 | 25171.0691 | 903.8734 | 1627371.6255 | 1627371.6255 | 0.12687 | 2.116 | 0.017681 | 0.014873 | 844 | 3550753.8665 | 3550753.8665 | 0.0088619 | 0.0083137 | 821 | 3370399.7721 | 3370399.7721 | 0.011065 | 0.010776 | 4.2326
|  | 801 | 9 | 11214 | 0.0051255 | 3213029.7479 | 50536.247 | 5113.8371 | 3382239.0057 | 3382239.0057 | 0.075754 | 0.40118 | 0.0095496 | 0.0093198 | 517 | 2176431.9463 | 2176431.9463 | 0.011875 | 0.011025 | 296 | 1202281.4837 | 1202281.4837 | 0.023738 | 0.019473 | 8.7968
|  | 639 | 5 | 12141 | 0.0051255 | 2687087.4207 | 54483.1564 | 867.6277 | 2820676.9016 | 2828646.9699 | 0.064564 | 2.1844 | 0.010493 | 0.01019 | 231 | 962532.3732 | 962532.3732 | 0.02619 | 0.019714 | 495 | 1958034.45 | 1958034.45 | 0.016523 | 0.01456 | 7.3568
|  | 539 | 3 | 8085 | 0.0051255 | 2142092.7138 | 33985.2133 | 830.7777 | 2254894.9435 | 2254894.9435 | 0.083664 | 2.2763 | 0.012307 | 0.011665 | 932 | 3717478.9723 | 3717478.9723 | 0.011358 | 0.0090209 | 999 | 4180827.1473 | 4180827.1473 | 0.008019 | 0.0089972 | 5.8647
|  | 269 | 19 | 4573 | 0.0051255 | 1099901.7706 | 19828.9193 | 2676.8523 | 1157834.5268 | 1157834.5268 | 0.16119 | 0.75664 | 0.023713 | 0.018517 | 1071 | 4425024.2354 | 4425024.2354 | 0.0057692 | 0.0065052 | 89 | 373268.9082 | 373268.9082 | 0.057877 | 0.037607 | 3.0114
|  | 513 | 9 | 9747 | 0.0051255 | 2086448.8631 | 43555.3014 | 1438.1223 | 2196339.6364 | 2196339.6364 | 0.082457 | 1.337 | 0.01382 | 0.012341 | 580 | 2321417.5012 | 2321417.5012 | 0.012435 | 0.011026 | 128 | 529120.4653 | 529120.4653 | 0.044186 | 0.030733 | 5.7124
|  | 600 | 10 | 9000 | 0.0051255 | 2297618.0767 | 26073.5051 | 11003.356 | 2418576.0951 | 2418576.0951 | 0.12762 | 0.21872 | 0.012752 | 0.011626 | 477 | 1863625.3226 | 1863625.3226 | 0.014357 | 0.012528 | 1050 | 4318666.1683 | 4318666.1683 | 0.009655 | 0.0096936 | 6.2905
|  | 774 | 14 | 13932 | 0.0051255 | 2940180.0835 | 56980.3594 | 11013.8156 | 3094956.07 | 3094956.07 | 0.084389 | 0.21828 | 0.012019 | 0.010461 | 545 | 2273717.1481 | 2273717.1481 | 0.011923 | 0.010922 | 915 | 3639552.7955 | 3639552.7955 | 0.011862 | 0.010925 | 8.0498
|  | 568 | 3 | 7952 | 0.0051255 | 2159162.8575 | 34480.1699 | 3372.1266 | 2272825.4151 | 2272825.4151 | 0.082588 | 0.57808 | 0.012202 | 0.011595 | 168 | 660747.4594 | 660747.4594 | 0.035438 | 0.024853 | 773 | 3264848.6504 | 3264848.6504 | 0.012381 | 0.011323 | 5.9115
|  | 790 | 19 | 12640 | 0.0051255 | 3161107.1959 | 57200.8628 | 15291.795 | 3327578.9963 | 3327578.9963 | 0.091452 | 0.17791 | 0.012105 | 0.010208 | 489 | 2068131.8072 | 2068131.8072 | 0.013662 | 0.011939 | 383 | 1499171.2042 | 1499171.2042 | 0.019691 | 0.016873 | 8.6546
|  | 766 | 13 | 9958 | 0.0051255 | 3074088.3879 | 36578.7021 | 12262.5253 | 3235981.0789 | 3235981.0789 | 0.10566 | 0.20202 | 0.01032 | 0.0096212 | 1009 | 4418499.7514 | 4432321.3619 | 0.0094936 | 0.0079198 | 246 | 1037297.8961 | 1037297.8961 | 0.02669 | 0.020688 | 8.4164
|  | 506 | 15 | 5060 | 0.0051255 | 1957394.2801 | 20886.6132 | 4651.4134 | 2060449.2787 | 2060449.2787 | 0.14896 | 0.45279 | 0.014388 | 0.012772 | 431 | 1812399.5564 | 1812399.5564 | 0.015466 | 0.01308 | 536 | 2091916.7389 | 2091916.7389 | 0.01614 | 0.014309 | 5.3591
|  | 155 | 18 | 1705 | 0.0051255 | 605671.2895 | 7586.7117 | 1427.945 | 637561.7751 | 637561.7751 | 0.32598 | 1.3651 | 0.037131 | 0.026253 | 484 | 2151239.3801 | 2174535.2934 | 0.013795 | 0.011657 | 588 | 2551011.4807 | 2551969.7515 | 0.014902 | 0.013324 | 1.6582
|  | 653 | 14 | 12407 | 0.0051255 | 2567248.4787 | 40641.6411 | 9048.8982 | 2702428.3719 | 2702428.3719 | 0.10684 | 0.26309 | 0.012861 | 0.011119 | 514 | 2228503.5318 | 2230365.4735 | 0.013664 | 0.011758 | 694 | 2939164.4476 | 2939164.4476 | 0.013031 | 0.011551 | 7.0287
|  | 280 | 7 | 2800 | 0.0051255 | 1068556.0524 | 12565.0966 | 2345.4577 | 1124808.6512 | 1124808.6512 | 0.1951 | 0.8292 | 0.023049 | 0.018395 | 300 | 1203617.5092 | 1203617.5092 | 0.021008 | 0.016814 | 176 | 725028.7544 | 725028.7544 | 0.035492 | 0.025874 | 2.9255
|  | 80 | 20 | 1040 | 0.0051255 | 303804.147 | 4470.1147 | 1167.5723 | 319796.8671 | 319796.8671 | 0.5212 | 1.6631 | 0.063425 | 0.039472 | 731 | 2923917.5997 | 2923917.5997 | 0.0091422 | 0.0089965 | 1015 | 4232284.0428 | 4232284.0428 | 0.0087689 | 0.0094901 | 0.83177
|  | 1057 | 2 | 13741 | 0.0051255 | 4164937.3505 | 61143.7727 | 6692.2902 | 4384248.1623 | 4384248.1623 | 0.054202 | 0.30036 | 0.0059519 | 0.0070956 | 773 | 3107879.0711 | 3107879.0711 | 0.008475 | 0.0087358 | 543 | 2333030.6772 | 2333030.6772 | 0.015256 | 0.013166 | 11.403
|  | 150 | 12 | 3000 | 0.0051255 | 578716.0961 | 11303.9872 | 248.5746 | 609184.342 | 609184.342 | 0.22852 | 7.5757 | 0.038433 | 0.026826 | 217 | 851210.6315 | 851210.6315 | 0.029086 | 0.021399 | 633 | 2518431.2392 | 2518431.2392 | 0.015612 | 0.013076 | 1.5844
|  | 147 | 2 | 1911 | 0.0051255 | 558989.2551 | 9661.1143 | 152.7374 | 588415.622 | 588415.622 | 0.23359 | 12.2738 | 0.038995 | 0.027268 | 868 | 3507837.9714 | 3507837.9714 | 0.0090419 | 0.0084042 | 442 | 1929663.2968 | 1932697.6618 | 0.017645 | 0.015136 | 1.5304
|  | 84 | 12 | 924 | 0.0051255 | 324306.4612 | 3079.2317 | 70.9253 | 341380.6395 | 341380.6395 | 0.71981 | 26.437 | 0.060065 | 0.037831 | 831 | 3357885.4246 | 3357885.4246 | 0.010507 | 0.0090739 | 735 | 3173597.8006 | 3173597.8006 | 0.012067 | 0.011305 | 0.8879
|  | 742 | 19 | 11872 | 0.0051255 | 3020828.5815 | 35966.8878 | 2033.8099 | 3179933.1729 | 3179933.1729 | 0.13204 | 0.99531 | 0.012232 | 0.010381 | 184 | 745147.7427 | 745147.7427 | 0.032354 | 0.023173 | 702 | 3032515.0329 | 3032724.4063 | 0.011074 | 0.010984 | 8.2706
|  | 190 | 2 | 3800 | 0.0051255 | 734296.5866 | 11944.1704 | 138.4787 | 772956.3428 | 772956.3428 | 0.19499 | 13.5377 | 0.031149 | 0.022949 | 577 | 2526310.0921 | 2533238.399 | 0.011678 | 0.01062 | 152 | 605364.2358 | 605364.2358 | 0.039178 | 0.027666 | 2.0104
|  | 777 | 8 | 10101 | 0.0051255 | 3109003.4884 | 49918.9148 | 1687.0864 | 3272731.344 | 3272731.344 | 0.07273 | 1.1412 | 0.0094437 | 0.0093547 | 431 | 1745284.8395 | 1745284.8395 | 0.015106 | 0.013123 | 112 | 452415.22 | 452415.22 | 0.049897 | 0.033559 | 8.512
|  | 422 | 12 | 5908 | 0.0051255 | 1572945.0245 | 19464.8021 | 722.3955 | 1655735.1011 | 1655735.1011 | 0.15625 | 2.6416 | 0.017305 | 0.014666 | 435 | 1883598.9677 | 1883598.9677 | 0.014291 | 0.012533 | 991 | 4357550.6496 | 4369143.1618 | 0.010354 | 0.0096705 | 4.3065
|  | 489 | 10 | 9291 | 0.0051255 | 1847195.3584 | 39582.7915 | 2595.7273 | 1944430.5455 | 1944430.5455 | 0.090309 | 0.75957 | 0.015443 | 0.013368 | 338 | 1336357.9892 | 1336357.9892 | 0.018858 | 0.015545 | 753 | 3096599.9501 | 3096599.9501 | 0.010537 | 0.010892 | 5.0573
|  | 929 | 19 | 11148 | 0.0051255 | 3661354.9156 | 42428.1068 | 5645.505 | 3854149.1741 | 3854149.1741 | 0.11141 | 0.39455 | 0.010374 | 0.0091534 | 344 | 1362480.6597 | 1362480.6597 | 0.018872 | 0.015468 | 291 | 1135723.4534 | 1135723.4534 | 0.024682 | 0.019987 | 10.0242
|  | 1041 | 3 | 15615 | 0.0051255 | 4251055.8401 | 62089.8016 | 2779.2536 | 4474960.4671 | 4474960.4671 | 0.072104 | 0.69709 | 0.0062431 | 0.00722 | 108 | 475053.7121 | 477322.5732 | 0.046029 | 0.030292 | 1068 | 4354069.8799 | 4354069.8799 | 0.011601 | 0.010181 | 11.6388
|  | 760 | 19 | 7600 | 0.0051255 | 2852548.5298 | 30939.157 | 7225.7495 | 3002697.2816 | 3002697.2816 | 0.12645 | 0.31898 | 0.011376 | 0.010313 | 996 | 3977687.4841 | 3977687.4841 | 0.0076552 | 0.0075332 | 697 | 2791775.5885 | 2791775.5885 | 0.012491 | 0.011911 | 7.8099
|  | 787 | 4 | 9444 | 0.0051255 | 2927802.1829 | 36658.6865 | 3814.7837 | 3081901.1843 | 3081901.1843 | 0.082179 | 0.51681 | 0.0091955 | 0.0094434 | 994 | 4060941.7089 | 4060941.7089 | 0.011724 | 0.0088663 | 615 | 2410373.8993 | 2410373.8993 | 0.013483 | 0.012795 | 8.0159
|  | 638 | 6 | 10846 | 0.0051255 | 2544646.841 | 42921.8636 | 2493.457 | 2678651.0803 | 2678651.0803 | 0.078523 | 0.78143 | 0.011149 | 0.010659 | 402 | 1667284.4905 | 1667284.4905 | 0.015653 | 0.013491 | 895 | 3803858.9568 | 3803858.9568 | 0.012785 | 0.011017 | 6.9669
|  | 980 | 18 | 19600 | 0.0051255 | 4005023.0602 | 78678.1326 | 1558.7252 | 4215970.2264 | 4215970.2264 | 0.099806 | 1.2592 | 0.012129 | 0.009446 | 748 | 2984462.9331 | 2984462.9331 | 0.0086678 | 0.0088157 | 985 | 4065905.1566 | 4065905.1566 | 0.012128 | 0.01052 | 10.9652
|  | 265 | 7 | 2650 | 0.0051255 | 1000702.6824 | 10637.6047 | 209.2596 | 1053378.8962 | 1053378.8962 | 0.22656 | 8.9768 | 0.024326 | 0.019131 | 990 | 3997794.7822 | 3997794.7822 | 0.008191 | 0.0077323 | 712 | 3023311.4389 | 3023311.4389 | 0.010825 | 0.010934 | 2.7398
|  | 747 | 11 | 7470 | 0.0051255 | 2931768.0529 | 33097.5915 | 1163.7905 | 3086139.9251 | 3086139.9251 | 0.10178 | 1.6481 | 0.009964 | 0.0096919 | 82 | 343446.1426 | 343446.1426 | 0.059127 | 0.036969 | 614 | 2451011.1311 | 2451011.1311 | 0.012487 | 0.012189 | 8.0267
|  | 340 | 2 | 6120 | 0.0051255 | 1418940.5423 | 23176.1027 | 230.2466 | 1491541.9557 | 1493688.314 | 0.11027 | 8.1503 | 0.017845 | 0.015264 | 488 | 1954398.7922 | 1954398.7922 | 0.014053 | 0.012299 | 250 | 1066866.1804 | 1066866.1804 | 0.026076 | 0.020653 | 3.8848
|  | 77 | 12 | 1232 | 0.0051255 | 313124.0898 | 5971.8488 | 257.639 | 329615.9443 | 329615.9443 | 0.38488 | 7.3042 | 0.061717 | 0.038575 | 1026 | 4391441.5205 | 4391441.5205 | 0.0061172 | 0.0067371 | 1074 | 4347504.4988 | 4347504.4988 | 0.010805 | 0.0096436 | 0.85729
|  | 155 | 3 | 2015 | 0.0051255 | 576490.9763 | 7249.0623 | 116.3858 | 606833.3646 | 606833.3646 | 0.3087 | 16.1048 | 0.037913 | 0.026588 | 248 | 1036112.9673 | 1036112.9673 | 0.025068 | 0.019109 | 842 | 3481349.9619 | 3481349.9619 | 0.012297 | 0.010527 | 1.5783
|  | 157 | 3 | 2041 | 0.0051255 | 633795.8481 | 7110.9399 | 154.8904 | 667175.2968 | 667175.2968 | 0.31449 | 12.1078 | 0.035209 | 0.025214 | 787 | 3200686.07 | 3200686.07 | 0.011752 | 0.0097158 | 395 | 1581207.7315 | 1581207.7315 | 0.019812 | 0.016522 | 1.7352
|  | 124 | 6 | 1364 | 0.0051255 | 477892.4671 | 4468.1894 | 156.8807 | 503052.3428 | 503052.3428 | 0.49513 | 11.9636 | 0.044267 | 0.029978 | 112 | 455731.1524 | 455731.1524 | 0.04745 | 0.031182 | 386 | 1571460.7958 | 1571460.7958 | 0.018353 | 0.016044 | 1.3084
|  | 1064 | 2 | 21280 | 0.0051255 | 4198183.7309 | 83003.5681 | 730.9128 | 4419247.424 | 4419247.424 | 0.061453 | 2.5822 | 0.0061979 | 0.0071891 | 983 | 3942514.1274 | 3942514.1274 | 0.010128 | 0.0084782 | 390 | 1651281.5697 | 1651281.5697 | 0.019731 | 0.016267 | 11.494
|  | 972 | 19 | 15552 | 0.0051255 | 3889703.1146 | 51239.1707 | 3819.6684 | 4094544.7289 | 4094544.7289 | 0.11023 | 0.56026 | 0.011304 | 0.0092224 | 583 | 2370563.191 | 2370563.191 | 0.010921 | 0.010484 | 302 | 1288827.3919 | 1288827.3919 | 0.021818 | 0.018123 | 10.6494
|  | 998 | 20 | 11976 | 0.0051255 | 3852064.043 | 46486.5513 | 3961.2693 | 4054868.1934 | 4054868.1934 | 0.10864 | 0.53703 | 0.010385 | 0.0089319 | 445 | 1770879.3713 | 1770879.3713 | 0.015636 | 0.013303 | 252 | 1028597.6811 | 1028597.6811 | 0.026543 | 0.020827 | 10.5464
|  | 425 | 18 | 5525 | 0.0051255 | 1670891.3163 | 26885.6494 | 1275.8522 | 1758873.0327 | 1758873.0327 | 0.12748 | 1.5181 | 0.016795 | 0.014124 | 112 | 454688.4193 | 454688.4193 | 0.047764 | 0.031412 | 339 | 1426397.4168 | 1426397.4168 | 0.020764 | 0.016982 | 4.5747
|  | 272 | 16 | 4080 | 0.0051255 | 1081538.4043 | 14987.2523 | 1155.6544 | 1138492.2472 | 1138492.2472 | 0.19455 | 1.6768 | 0.02357 | 0.018476 | 825 | 3416422.2611 | 3416422.2611 | 0.0078126 | 0.0081434 | 154 | 635151.3114 | 635151.3114 | 0.038673 | 0.027523 | 2.9611
|  | 832 | 8 | 9984 | 0.0051255 | 3278096.4502 | 45181.441 | 1474.1487 | 3450709.2643 | 3450709.2643 | 0.078427 | 1.3028 | 0.0088319 | 0.0088638 | 421 | 1702244.3595 | 1702244.3595 | 0.015339 | 0.013434 | 668 | 2607090.2642 | 2607090.2642 | 0.012143 | 0.011592 | 8.9749
|  | 782 | 13 | 13294 | 0.0051255 | 2973204.7938 | 161603.4851 | 79724.7159 | 3129720.3396 | 3129720.3396 | 0.054546 | 0.065314 | 0.011469 | 0.01019 | 144 | 605187.9196 | 605187.9196 | 0.037633 | 0.026115 | 1056 | 4379404.6434 | 4379404.6434 | 0.008187 | 0.008787 | 8.1402
|  | 705 | 15 | 9165 | 0.0051255 | 2743894.871 | 117484.4234 | 64018.3964 | 2888365.1386 | 2888365.1386 | 0.060296 | 0.072032 | 0.011624 | 0.010526 | 673 | 2644942.3255 | 2644942.3255 | 0.010737 | 0.010007 | 877 | 3766523.7443 | 3766523.7443 | 0.011565 | 0.010427 | 7.5124
|  | 590 | 5 | 6490 | 0.0051255 | 2327090.7693 | 79752.8429 | 31779.6508 | 2449628.0142 | 2449628.0142 | 0.061536 | 0.079081 | 0.011538 | 0.011116 | 718 | 2884502.5218 | 2884502.5218 | 0.010114 | 0.0094553 | 1013 | 4242366.7748 | 4242366.7748 | 0.0090682 | 0.0092613 | 6.3712
|  | 854 | 12 | 16226 | 0.0051255 | 3541015.696 | 155153.9837 | 104343.0059 | 3727542.7536 | 3727542.7536 | 0.056813 | 0.061487 | 0.010339 | 0.0092427 | 700 | 2905881.9435 | 2905881.9435 | 0.0092744 | 0.0091201 | 526 | 2285321.8345 | 2285321.8345 | 0.014183 | 0.013235 | 9.6948
|  | 923 | 20 | 13845 | 0.0051255 | 3474166.5387 | 143659.1567 | 131134.9562 | 3657039.3001 | 3657039.3001 | 0.064127 | 0.064052 | 0.011917 | 0.0098179 | 226 | 960845.5846 | 960845.5846 | 0.026584 | 0.019842 | 842 | 3615685.7823 | 3615685.7823 | 0.011429 | 0.010514 | 9.5117
|  | 400 | 4 | 4800 | 0.0051255 | 1483075.3 | 52078.043 | 21571.8323 | 1561131.8947 | 1561131.8947 | 0.059342 | 0.10658 | 0.017229 | 0.014853 | 1042 | 4129301.0517 | 4129301.0517 | 0.0075 | 0.0073811 | 1018 | 4439623.3721 | 4439623.3721 | 0.0080148 | 0.0086432 | 4.0604
|  | 198 | 8 | 2970 | 0.0051255 | 744713.5602 | 31098.4236 | 18205.1322 | 783913.472 | 783913.472 | 0.089811 | 0.12636 | 0.031225 | 0.023018 | 556 | 2182179.7297 | 2182179.7297 | 0.011886 | 0.011109 | 809 | 3309056.6736 | 3309056.6736 | 0.011914 | 0.010963 | 2.0389
|  | 645 | 9 | 6450 | 0.0051255 | 2481256.7663 | 79139.3881 | 55354.8464 | 2611887.0525 | 2611887.0525 | 0.064777 | 0.056997 | 0.011294 | 0.010802 | 584 | 2345607.1452 | 2345607.1452 | 0.01222 | 0.010932 | 149 | 584882.327 | 584882.327 | 0.040948 | 0.028918 | 6.7933
|  | 625 | 14 | 6875 | 0.0051255 | 2364796.0642 | 81751.1356 | 73916.9215 | 2489279.0191 | 2489279.0191 | 0.068079 | 0.068186 | 0.012541 | 0.011447 | 823 | 3378159.8966 | 3378159.8966 | 0.0083381 | 0.0082293 | 217 | 847900.6224 | 847900.6224 | 0.030962 | 0.023623 | 6.4745
|  | 777 | 6 | 14763 | 0.0051255 | 2987528.1729 | 193996.2778 | 76952.1493 | 3144811.4228 | 3144811.4228 | 0.046709 | 0.060467 | 0.0099457 | 0.0096597 | 127 | 510820.9702 | 510820.9702 | 0.043367 | 0.029053 | 731 | 3053600.9903 | 3053600.9903 | 0.012427 | 0.011477 | 8.1794
|  | 513 | 10 | 6156 | 0.0051255 | 1964081.8307 | 74949.4416 | 54042.4738 | 2067480.6902 | 2067480.6902 | 0.067046 | 0.058628 | 0.014054 | 0.012613 | 698 | 2843104.3279 | 2843104.3279 | 0.010929 | 0.0098241 | 459 | 1925352.0245 | 1925352.0245 | 0.016197 | 0.014433 | 5.3774
|  | 351 | 17 | 7020 | 0.0051255 | 1376787.3778 | 84538.1753 | 74937.5923 | 1449281.6267 | 1449281.6267 | 0.069416 | 0.070011 | 0.020276 | 0.016292 | 531 | 2179860.8281 | 2179860.8281 | 0.014014 | 0.01182 | 268 | 1093812.819 | 1093812.819 | 0.025715 | 0.020409 | 3.7694
|  | 727 | 19 | 11632 | 0.0051255 | 2911547.6711 | 122899.0065 | 131133.5992 | 3064878.0306 | 3064878.0306 | 0.065369 | 0.062859 | 0.012557 | 0.010668 | 686 | 2832869.1147 | 2832869.1147 | 0.011014 | 0.0098084 | 988 | 4114250.5368 | 4114250.5368 | 0.010135 | 0.0097882 | 7.9714
|  | 249 | 9 | 4731 | 0.0051255 | 938330.5573 | 58764.781 | 33088.861 | 987722.7434 | 987722.7434 | 0.0582 | 0.079717 | 0.026215 | 0.020183 | 138 | 570164.3392 | 570164.3392 | 0.039017 | 0.0268 | 446 | 1873672.6257 | 1873672.6257 | 0.017494 | 0.01534 | 2.569
|  | 233 | 14 | 3262 | 0.0051255 | 959659.7139 | 32920.9241 | 35535.0012 | 1010208.4595 | 1010208.4595 | 0.091933 | 0.081962 | 0.025705 | 0.019828 | 179 | 709674.5759 | 709674.5759 | 0.032688 | 0.023492 | 595 | 2322183.6934 | 2322183.6934 | 0.013336 | 0.012746 | 2.6274
|  | 645 | 18 | 9675 | 0.0051255 | 2554880.5673 | 127685.8874 | 145508.7887 | 2689416.8023 | 2689416.8023 | 0.060694 | 0.057399 | 0.013026 | 0.011282 | 547 | 2137981.135 | 2137981.135 | 0.014504 | 0.012088 | 1056 | 4278658.826 | 4278658.826 | 0.010874 | 0.0098569 | 6.9949
|  | 301 | 10 | 4816 | 0.0051255 | 1174756.1283 | 72039.81 | 39648.9143 | 1236610.1415 | 1236610.1415 | 0.066742 | 0.069803 | 0.021735 | 0.017483 | 476 | 1932903.3206 | 1932903.3206 | 0.013527 | 0.012153 | 584 | 2391952.0281 | 2391952.0281 | 0.013254 | 0.012603 | 3.2163
|  | 529 | 12 | 6877 | 0.0051255 | 2135680.9128 | 92451.6802 | 68190.1843 | 2248158.5961 | 2248158.5961 | 0.062474 | 0.067645 | 0.013351 | 0.012009 | 974 | 4067383.4243 | 4067383.4243 | 0.010205 | 0.0084145 | 933 | 3891535.878 | 3891535.878 | 0.011485 | 0.009885 | 5.8472
|  | 1034 | 13 | 14476 | 0.0051255 | 4245272.5579 | 207218.7584 | 143331.0262 | 4468881.2978 | 4468881.2978 | 0.050213 | 0.053342 | 0.0087218 | 0.0080414 | 821 | 3442318.3156 | 3442318.3156 | 0.0089402 | 0.008524 | 712 | 3076996.0434 | 3076996.0434 | 0.012325 | 0.010961 | 11.6229
|  | 1060 | 19 | 19080 | 0.0051255 | 4374832.7742 | 247834.1524 | 235425.0269 | 4605274.4407 | 4605274.4407 | 0.05374 | 0.053372 | 0.011624 | 0.0089797 | 1067 | 4218633.2569 | 4218633.2569 | 0.0093672 | 0.007964 | 587 | 2351610.9415 | 2351610.9415 | 0.012936 | 0.012295 | 11.9776
|  | 493 | 14 | 5916 | 0.0051255 | 1857914.2534 | 79532.9436 | 67416.1741 | 1955711.8608 | 1955711.8608 | 0.067515 | 0.069366 | 0.015212 | 0.013285 | 481 | 1908108.3267 | 1908108.3267 | 0.014271 | 0.012429 | 798 | 3233870.8738 | 3233870.8738 | 0.011655 | 0.010921 | 5.0867
|  | 125 | 10 | 2125 | 0.0051255 | 477236.0787 | 27561.9094 | 15059.6415 | 502359.5694 | 502359.5694 | 0.098383 | 0.14791 | 0.044517 | 0.030048 | 1073 | 4337716.2558 | 4337716.2558 | 0.0069286 | 0.007088 | 413 | 1792301.005 | 1792301.005 | 0.017387 | 0.014761 | 1.3066
|  | 909 | 10 | 14544 | 0.0051255 | 3383600.4949 | 224991.6479 | 140141.4938 | 3561690.3387 | 3561690.3387 | 0.046997 | 0.051215 | 0.0098072 | 0.0091711 | 859 | 3478377.5755 | 3478377.5755 | 0.01076 | 0.0090673 | 913 | 3621949.3572 | 3621949.3572 | 0.010963 | 0.010082 | 9.2638
|  | 560 | 17 | 11200 | 0.0051255 | 2097144.3198 | 170080.6693 | 174493.8268 | 2207529.1144 | 2207529.1144 | 0.054367 | 0.052968 | 0.015503 | 0.012841 | 1079 | 4830305.6743 | 4839045.0776 | 0.0059093 | 0.0063687 | 613 | 2501731.7638 | 2501731.7638 | 0.013421 | 0.012175 | 5.7417
|  | 310 | 3 | 4960 | 0.0051255 | 1206500.3712 | 70155.45 | 22829.8215 | 1270024.4496 | 1270024.4496 | 0.06323 | 0.10034 | 0.020645 | 0.016979 | 242 | 994452.3577 | 994452.3577 | 0.025301 | 0.019197 | 324 | 1442597.4087 | 1446099.0707 | 0.019524 | 0.016666 | 3.3032
|  | 520 | 8 | 7280 | 0.0051255 | 1978895.1097 | 86842.5703 | 57398.3568 | 2083068.9229 | 2083068.9229 | 0.061877 | 0.05521 | 0.013956 | 0.012596 | 911 | 3565940.8801 | 3565940.8801 | 0.0078307 | 0.0079094 | 769 | 3060156.7055 | 3060156.7055 | 0.01252 | 0.011394 | 5.4179
|  | 747 | 17 | 10458 | 0.0051255 | 3040290.7041 | 144950.9676 | 128787.3312 | 3200420.0067 | 3200420.0067 | 0.057479 | 0.057794 | 0.011344 | 0.010068 | 551 | 2369595.2918 | 2369595.2918 | 0.011818 | 0.010793 | 823 | 3362868.5266 | 3362868.5266 | 0.010667 | 0.010257 | 8.3239
|  | 1066 | 20 | 15990 | 0.0051255 | 4187176.0177 | 214661.8051 | 215220.7509 | 4407652.5972 | 4407652.5972 | 0.055282 | 0.054372 | 0.01118 | 0.0089537 | 974 | 4031684.1974 | 4031684.1974 | 0.0063694 | 0.0070603 | 804 | 3232938.6295 | 3232938.6295 | 0.010725 | 0.01035 | 11.4639
|  | 306 | 4 | 3672 | 0.0051255 | 1148110.3588 | 46584.3196 | 17607.264 | 1208542.9306 | 1208542.9306 | 0.063521 | 0.12564 | 0.021507 | 0.017468 | 129 | 514332.2207 | 514332.2207 | 0.043582 | 0.029127 | 447 | 1763392.9216 | 1763392.9216 | 0.017969 | 0.015137 | 3.1434
|  | 711 | 12 | 12798 | 0.0051255 | 2982003.1088 | 173021.3179 | 116695.752 | 3139096.3146 | 3139096.3146 | 0.052014 | 0.05616 | 0.011118 | 0.010074 | 649 | 2633881.845 | 2633881.845 | 0.010241 | 0.0098304 | 477 | 1997695.0683 | 1997695.0683 | 0.015431 | 0.013898 | 8.1643
|  | 444 | 5 | 8880 | 0.0051255 | 1900891.0267 | 123919.0558 | 42082.4447 | 1990844.8234 | 2001045.1984 | 0.051832 | 0.064186 | 0.014257 | 0.012807 | 804 | 3558336.6655 | 3561570.5065 | 0.011066 | 0.0090674 | 430 | 1806492.7844 | 1806492.7844 | 0.017256 | 0.014904 | 5.2044
|  | 398 | 6 | 4776 | 0.0051255 | 1581863.1094 | 64839.7121 | 33844.8683 | 1665163.7976 | 1665163.7976 | 0.067816 | 0.075796 | 0.016424 | 0.014297 | 1065 | 4165646.134 | 4165646.134 | 0.0084856 | 0.0077324 | 817 | 3440822.26 | 3440822.26 | 0.011747 | 0.010426 | 4.3309
|  | 95 | 9 | 1900 | 0.0051255 | 407789.2522 | 24499.6674 | 13471.4012 | 428273.3842 | 429275.247 | 0.10707 | 0.1619 | 0.050396 | 0.032992 | 690 | 2921973.5572 | 2921973.5572 | 0.0091704 | 0.0091369 | 621 | 2561338.2739 | 2561338.2739 | 0.013529 | 0.012057 | 1.1165
|  | 230 | 15 | 2760 | 0.0051255 | 921198.1527 | 40396.7099 | 32588.0434 | 969711.0901 | 969711.0901 | 0.076964 | 0.083371 | 0.026552 | 0.020356 | 585 | 2390070.8766 | 2390070.8766 | 0.01166 | 0.01065 | 669 | 2711762.9679 | 2711762.9679 | 0.014909 | 0.012644 | 2.5221
|  | 912 | 2 | 10032 | 0.0051255 | 3384469.3899 | 140755.9155 | 54277.3608 | 3562600.6458 | 3562600.6458 | 0.047786 | 0.052128 | 0.0075798 | 0.008406 | 1075 | 4822964.1811 | 4838002.5356 | 0.0080442 | 0.0070361 | 193 | 831298.5265 | 831298.5265 | 0.030904 | 0.023303 | 9.2662
|  | 808 | 14 | 14544 | 0.0051255 | 3370854.3631 | 207366.0641 | 150887.9446 | 3548425.7264 | 3548425.7264 | 0.050904 | 0.053383 | 0.010885 | 0.0095679 | 154 | 611133.3883 | 611133.3883 | 0.037831 | 0.02612 | 959 | 4062932.9539 | 4062932.9539 | 0.012089 | 0.010159 | 9.2289
|  | 257 | 5 | 5140 | 0.0051255 | 986273.911 | 66083.4974 | 27017.4823 | 1038197.1322 | 1038197.1322 | 0.066717 | 0.089292 | 0.024707 | 0.019294 | 69 | 276849.2515 | 276849.2515 | 0.069733 | 0.042018 | 629 | 2654087.3217 | 2654087.3217 | 0.011445 | 0.011157 | 2.7003
|  | 327 | 7 | 5886 | 0.0051255 | 1241838.0423 | 85147.4116 | 40026.7337 | 1307210.3333 | 1307210.3333 | 0.060617 | 0.067653 | 0.020671 | 0.01691 | 360 | 1481296.7863 | 1481296.7863 | 0.017853 | 0.014729 | 404 | 1581528.3604 | 1581528.3604 | 0.018263 | 0.016024 | 3.4
|  | 96 | 14 | 1056 | 0.0051255 | 367990.4076 | 14436.5211 | 12008.6974 | 387363.4005 | 387363.4005 | 0.16885 | 0.1819 | 0.054631 | 0.035249 | 1019 | 4043661.9066 | 4043661.9066 | 0.007449 | 0.0072958 | 949 | 4129283.0748 | 4129283.0748 | 0.011111 | 0.010199 | 1.0075
|  | 1054 | 8 | 13702 | 0.0051255 | 4133852.5757 | 204182.1745 | 123173.475 | 4351518.9384 | 4351518.9384 | 0.046932 | 0.052059 | 0.0076294 | 0.0078334 | 681 | 2916853.6763 | 2916853.6763 | 0.008563 | 0.0088085 | 996 | 3908837.9488 | 3908837.9488 | 0.010837 | 0.010094 | 11.3179
|  | 909 | 16 | 10908 | 0.0051255 | 3658832.629 | 149947.9163 | 152566.9222 | 3851524.3082 | 3851524.3082 | 0.056443 | 0.054958 | 0.0097688 | 0.0089887 | 272 | 1214595.2203 | 1217670.0837 | 0.021701 | 0.016884 | 325 | 1356769.8301 | 1356769.8301 | 0.021873 | 0.018119 | 10.0173
|  | 920 | 19 | 18400 | 0.0051255 | 3470360.7143 | 253286.1103 | 247758.1434 | 3653036.2513 | 3653036.2513 | 0.052818 | 0.052233 | 0.013315 | 0.01039 | 244 | 1028458.5858 | 1028458.5858 | 0.023887 | 0.018452 | 175 | 701937.1402 | 701937.1402 | 0.035425 | 0.026084 | 9.5013
|  | 215 | 2 | 2795 | 0.0051255 | 874154.5686 | 34717.3035 | 10759.8058 | 920195.1385 | 920195.1385 | 0.077249 | 0.19192 | 0.027066 | 0.020786 | 686 | 2847927.9834 | 2847927.9834 | 0.011174 | 0.0098072 | 491 | 1971787.7515 | 1971787.7515 | 0.015349 | 0.014139 | 2.3933
|  | 1003 | 17 | 20060 | 0.0051255 | 4122027.5032 | 188395.7708 | 140519.4797 | 4339146.1623 | 4339146.1623 | 0.059635 | 0.062026 | 0.011791 | 0.009314 | 333 | 1334363.0676 | 1334363.0676 | 0.019583 | 0.015737 | 933 | 4240480.9387 | 4322305.0635 | 0.012493 | 0.010478 | 11.2855
|  | 633 | 17 | 7596 | 0.0051255 | 2346966.6623 | 81694.5449 | 77814.3396 | 2470491.2234 | 2470491.2234 | 0.071852 | 0.070669 | 0.013228 | 0.011729 | 217 | 861356.0734 | 861356.0734 | 0.027559 | 0.020589 | 354 | 1580050.277 | 1586156.1725 | 0.019596 | 0.016625 | 6.4256
|  | 146 | 19 | 1460 | 0.0051255 | 553950.9511 | 17526.7524 | 19932.2247 | 583111.5837 | 583111.5837 | 0.14885 | 0.12508 | 0.039839 | 0.027713 | 302 | 1244990.5448 | 1244990.5448 | 0.020798 | 0.01647 | 1081 | 4300759.0781 | 4300759.0781 | 0.010831 | 0.0099859 | 1.5166
|  | 460 | 19 | 8280 | 0.0051255 | 1884447.057 | 88267.6254 | 79995.8539 | 1983703.842 | 1983703.842 | 0.071834 | 0.071878 | 0.016354 | 0.01363 | 56 | 236779.7759 | 236779.7759 | 0.078587 | 0.045994 | 450 | 1854911.4705 | 1854911.4705 | 0.016784 | 0.014889 | 5.1593
|  | 223 | 10 | 3122 | 0.0051255 | 861654.7165 | 31685.1864 | 19037.6828 | 907019.6402 | 907019.6402 | 0.090657 | 0.12394 | 0.027906 | 0.021186 | 384 | 1665122.9716 | 1665122.9716 | 0.016691 | 0.013799 | 58 | 235264.9524 | 235264.9524 | 0.081273 | 0.048506 | 2.3591
|  | 1051 | 8 | 13663 | 0.0051255 | 3957313.2656 | 171004.9517 | 97122.528 | 4165618.4089 | 4165618.4089 | 0.049864 | 0.057115 | 0.0080047 | 0.0081411 | 250 | 1029001.4894 | 1029001.4894 | 0.024601 | 0.018694 | 828 | 3695850.5127 | 3711447.9139 | 0.01232 | 0.010949 | 10.8345
|  | 801 | 20 | 11214 | 0.0051255 | 3314575.8788 | 100646.4238 | 82958.2034 | 3489172.4432 | 3489172.4432 | 0.073086 | 0.075176 | 0.011396 | 0.0098 | 730 | 3068211.9727 | 3068211.9727 | 0.011016 | 0.0095641 | 725 | 3001656.1574 | 3001656.1574 | 0.012776 | 0.011472 | 9.0748
|  | 603 | 19 | 7236 | 0.0051255 | 2348514.0844 | 52749.6654 | 54708.8368 | 2472167.5934 | 2472167.5934 | 0.079699 | 0.074817 | 0.013314 | 0.011711 | 993 | 3946133.1612 | 3946133.1612 | 0.0059417 | 0.0069029 | 325 | 1318204.4205 | 1318204.4205 | 0.021245 | 0.017807 | 6.4299
|  | 311 | 11 | 3110 | 0.0051255 | 1183625.5819 | 21317.3308 | 9810.76 | 1245934.527 | 1245934.527 | 0.12809 | 0.22222 | 0.02137 | 0.017338 | 130 | 521096.6614 | 521096.6614 | 0.042577 | 0.028658 | 220 | 885430.2495 | 885430.2495 | 0.029461 | 0.022507 | 3.2406
|  | 761 | 8 | 9893 | 0.0051255 | 3070429.1348 | 67435.6424 | 39319.1407 | 3232135.5011 | 3232135.5011 | 0.073404 | 0.074902 | 0.009529 | 0.0094268 | 425 | 1741162.6188 | 1741162.6188 | 0.015477 | 0.013261 | 131 | 540109.3014 | 540109.3014 | 0.043129 | 0.029921 | 8.4064
|  | 882 | 15 | 15876 | 0.0051255 | 3693503.2012 | 105512.763 | 90301.3907 | 3886299.738 | 3888076.4187 | 0.072406 | 0.073602 | 0.010747 | 0.009231 | 444 | 1946200.6641 | 1946200.6641 | 0.013148 | 0.011969 | 781 | 3238372.64 | 3238372.64 | 0.0097141 | 0.010174 | 10.1123
|  | 1048 | 8 | 13624 | 0.0051255 | 4186993.6183 | 80744.1623 | 44576.5995 | 4407488.6327 | 4407488.6327 | 0.06999 | 0.070921 | 0.007505 | 0.0077355 | 837 | 3464261.5286 | 3464261.5286 | 0.0073633 | 0.0078265 | 677 | 2978753.5354 | 2978963.1017 | 0.012157 | 0.011394 | 11.4634
|  | 965 | 18 | 10615 | 0.0051255 | 3610492.551 | 71954.8654 | 84525.609 | 3800532.1954 | 3800532.1954 | 0.085262 | 0.078734 | 0.010115 | 0.0091039 | 331 | 1415910.1585 | 1415910.1585 | 0.018596 | 0.015208 | 127 | 497095.7418 | 497095.7418 | 0.046226 | 0.031549 | 9.885
|  | 537 | 18 | 7518 | 0.0051255 | 2210692.6162 | 43132.7567 | 49712.2594 | 2327137.3862 | 2327137.3862 | 0.093363 | 0.083196 | 0.013947 | 0.01214 | 147 | 624004.3016 | 624004.3016 | 0.03694 | 0.025679 | 908 | 3662505.163 | 3662505.163 | 0.010359 | 0.010017 | 6.0525
|  | 175 | 14 | 2625 | 0.0051255 | 718785.3719 | 24951.3089 | 25328.5532 | 756645.6411 | 756645.6411 | 0.11275 | 0.104 | 0.032322 | 0.023545 | 425 | 1865307.1175 | 1866341.9763 | 0.014064 | 0.012539 | 67 | 297027.6935 | 297983.0028 | 0.068119 | 0.042045 | 1.9679
|  | 1048 | 2 | 17816 | 0.0051255 | 4024646.038 | 199369.6748 | 58142.7161 | 4236528.0586 | 4236528.0586 | 0.043785 | 0.050157 | 0.0063772 | 0.0073691 | 455 | 1928467.5347 | 1928467.5347 | 0.014283 | 0.012519 | 875 | 3649425.9758 | 3649425.9758 | 0.010555 | 0.0099545 | 11.0189
|  | 1068 | 2 | 10680 | 0.0051255 | 4062809.4974 | 122951.1888 | 42307.8883 | 4276684.9613 | 4276684.9613 | 0.0502 | 0.062185 | 0.0060821 | 0.0072634 | 285 | 1157122.5659 | 1157122.5659 | 0.022326 | 0.017499 | 57 | 244365.1594 | 244365.1594 | 0.078905 | 0.04721 | 11.1234
|  | 592 | 18 | 10656 | 0.0051255 | 2352541.5572 | 95435.9006 | 90773.8389 | 2476425.9142 | 2476425.9142 | 0.072175 | 0.071192 | 0.014216 | 0.011982 | 120 | 535458.175 | 538694.9304 | 0.041581 | 0.02807 | 849 | 3348501.4909 | 3348501.4909 | 0.013649 | 0.01153 | 6.4409
|  | 348 | 8 | 4524 | 0.0051255 | 1315359.257 | 35549.2965 | 18549.1873 | 1384599.2573 | 1384599.2573 | 0.083852 | 0.12681 | 0.019479 | 0.016149 | 201 | 854513.5055 | 854513.5055 | 0.028971 | 0.021317 | 598 | 2675605.9723 | 2694075.5045 | 0.012566 | 0.011719 | 3.6013
|  | 168 | 18 | 1848 | 0.0051255 | 627264.3707 | 15221.2907 | 11708.6469 | 660280.1269 | 660280.1269 | 0.17226 | 0.19667 | 0.036073 | 0.02563 | 985 | 4033273.1291 | 4033273.1291 | 0.0088504 | 0.0079023 | 1082 | 4557847.2406 | 4557847.2406 | 0.0074543 | 0.0084085 | 1.7174
|  | 53 | 3 | 583 | 0.0051255 | 197187.9219 | 4205.8182 | 1351.2866 | 207566.5202 | 207566.5202 | 0.51073 | 1.4057 | 0.087681 | 0.05063 | 268 | 1138187.312 | 1138187.312 | 0.022403 | 0.01751 | 479 | 2039743.146 | 2039743.146 | 0.015432 | 0.014162 | 0.53987
|  | 195 | 15 | 3900 | 0.0051255 | 730965.5755 | 36258.1601 | 25373.5829 | 769440.8035 | 769440.8035 | 0.088251 | 0.10517 | 0.032267 | 0.023434 | 732 | 3151762.4028 | 3151762.4028 | 0.0081708 | 0.0085381 | 851 | 3588041.5851 | 3588041.5851 | 0.0087347 | 0.0093862 | 2.0013
|  | 229 | 17 | 2290 | 0.0051255 | 915607.0954 | 19945.7286 | 16925.7613 | 963824.9733 | 963824.9733 | 0.13797 | 0.14518 | 0.026569 | 0.020332 | 574 | 2330428.5962 | 2330428.5962 | 0.011681 | 0.010836 | 155 | 636806.9882 | 636806.9882 | 0.038403 | 0.027346 | 2.5068
|  | 65 | 12 | 1170 | 0.0051255 | 243852.8064 | 8883.6215 | 5558.1441 | 256688.3664 | 256688.3664 | 0.26334 | 0.36802 | 0.074795 | 0.044747 | 410 | 1731238.2328 | 1731238.2328 | 0.014766 | 0.013038 | 994 | 3971302.2012 | 3971302.2012 | 0.0089351 | 0.0093264 | 0.66763
|  | 730 | 6 | 11680 | 0.0051255 | 2999049.9598 | 86694.1089 | 35686.3692 | 3157017.8754 | 3157017.8754 | 0.063196 | 0.076362 | 0.0096054 | 0.009549 | 665 | 2783388.7588 | 2783388.7588 | 0.010838 | 0.0098129 | 805 | 3167093.8401 | 3167093.8401 | 0.010612 | 0.010799 | 8.211
|  | 901 | 18 | 12614 | 0.0051255 | 3495504.3338 | 108434.6681 | 98719.0266 | 3679543.4836 | 3679543.4836 | 0.070339 | 0.070289 | 0.010905 | 0.0093837 | 924 | 3780823.8624 | 3780823.8624 | 0.0084714 | 0.0080905 | 643 | 2540216.3646 | 2540216.3646 | 0.012924 | 0.011958 | 9.5702
|  | 907 | 5 | 18140 | 0.0051255 | 3826876.3957 | 154907.8932 | 49379.8188 | 4018651.3515 | 4028486.3908 | 0.050604 | 0.059718 | 0.0078716 | 0.0081228 | 947 | 4093649.6858 | 4093649.6858 | 0.0081621 | 0.0076079 | 58 | 239343.1534 | 239343.1534 | 0.080294 | 0.047994 | 10.4774
|  | 375 | 7 | 7125 | 0.0051255 | 1585957.666 | 49106.9337 | 21238.1437 | 1664633.057 | 1669511.5022 | 0.067803 | 0.11401 | 0.016852 | 0.014459 | 1050 | 4195392.8322 | 4195392.8322 | 0.010329 | 0.0082859 | 981 | 3910593.6272 | 3910593.6272 | 0.014109 | 0.011206 | 4.3421
|  | 472 | 18 | 9440 | 0.0051255 | 1943306.3787 | 58091.5076 | 37351.8717 | 2045667.0744 | 2045667.0744 | 0.079044 | 0.093688 | 0.01608 | 0.013331 | 596 | 2622557.1332 | 2623380.7033 | 0.012211 | 0.010586 | 1087 | 4574456.3808 | 4574456.3808 | 0.010238 | 0.0092145 | 5.3205
|  | 233 | 7 | 3029 | 0.0051255 | 894549.1098 | 17894.1652 | 8592.3106 | 941643.5556 | 941643.5556 | 0.14271 | 0.24538 | 0.026807 | 0.020559 | 854 | 3769228.5274 | 3774889.6916 | 0.0064907 | 0.0072747 | 913 | 3939257.8329 | 3939257.8329 | 0.013279 | 0.010886 | 2.4491
|  | 820 | 13 | 8200 | 0.0051255 | 3141460.2514 | 46424.4334 | 29274.8615 | 3306842.8737 | 3306842.8737 | 0.082145 | 0.1017 | 0.0098087 | 0.0094478 | 396 | 1676105.5563 | 1676105.5563 | 0.016811 | 0.013876 | 918 | 3946061.3715 | 3946061.3715 | 0.0094062 | 0.0095997 | 8.6008
|  | 460 | 11 | 5520 | 0.0051255 | 1845597.3564 | 37836.0176 | 21239.6967 | 1942793.0559 | 1942793.0559 | 0.085814 | 0.11948 | 0.014886 | 0.013181 | 260 | 1020988.0834 | 1020988.0834 | 0.024835 | 0.018907 | 173 | 753655.8922 | 753655.8922 | 0.033782 | 0.025023 | 5.053
|  | 304 | 12 | 3952 | 0.0051255 | 1149068.7737 | 25217.9295 | 10327.5197 | 1209555.3157 | 1209555.3157 | 0.11566 | 0.21521 | 0.022053 | 0.017631 | 314 | 1242818.9346 | 1242818.9346 | 0.021218 | 0.016841 | 123 | 489552.1799 | 489552.1799 | 0.046647 | 0.031508 | 3.146
|  | 135 | 12 | 2565 | 0.0051255 | 502910.3932 | 15687.4355 | 5340.9759 | 529380.3607 | 529380.3607 | 0.16618 | 0.3853 | 0.043064 | 0.029389 | 708 | 3158824.9195 | 3186848.9407 | 0.009896 | 0.0088854 | 271 | 1159906.5219 | 1159906.5219 | 0.024374 | 0.019936 | 1.3769
|  | 981 | 15 | 15696 | 0.0051255 | 3746540.9101 | 87079.3589 | 26051.9804 | 3943773.3128 | 3943773.3128 | 0.080733 | 0.11343 | 0.010666 | 0.0092305 | 1005 | 4290152.6056 | 4290152.6056 | 0.0059461 | 0.0065565 | 749 | 2993122.0953 | 2993122.0953 | 0.012852 | 0.012027 | 10.2575
|  | 110 | 20 | 1320 | 0.0051255 | 436301.8643 | 7073.3128 | 3286.0168 | 459277.1066 | 459277.1066 | 0.34281 | 0.62097 | 0.04802 | 0.031912 | 314 | 1319739.6663 | 1319739.6663 | 0.019913 | 0.015921 | 423 | 1849578.443 | 1851086.3537 | 0.018802 | 0.015832 | 1.1945
|  | 641 | 5 | 8974 | 0.0051255 | 2447245.045 | 51655.8323 | 13840.8144 | 2576077.1611 | 2576077.1611 | 0.064381 | 0.1598 | 0.011281 | 0.010907 | 721 | 2872969.1547 | 2872969.1547 | 0.011147 | 0.0097274 | 372 | 1606475.2918 | 1606475.2918 | 0.019234 | 0.016632 | 6.7002
|  | 815 | 15 | 15485 | 0.0051255 | 3430518.9304 | 457105.8814 | 406073.4777 | 3611244.7337 | 3611244.7337 | 0.041017 | 0.041119 | 0.011177 | 0.0095561 | 272 | 1123647.9861 | 1123647.9861 | 0.023094 | 0.017943 | 804 | 3386359.471 | 3386359.471 | 0.0097205 | 0.0096037 | 9.3922
|  | 732 | 11 | 7320 | 0.0051255 | 2748541.4713 | 204300.392 | 184630.2646 | 2893216.0866 | 2893216.0866 | 0.045565 | 0.045615 | 0.010506 | 0.010056 | 718 | 3261654.259 | 3268418.8496 | 0.0094488 | 0.0089235 | 836 | 3352168.475 | 3352168.475 | 0.013174 | 0.010694 | 7.5251
|  | 774 | 9 | 8514 | 0.0051255 | 3043501.7903 | 214571.3669 | 183840.864 | 3203759.2827 | 3203759.2827 | 0.044735 | 0.045315 | 0.0094549 | 0.0093376 | 261 | 1019917.8043 | 1019917.8043 | 0.024364 | 0.018873 | 541 | 2228917.6454 | 2228917.6454 | 0.014993 | 0.012801 | 8.3327
|  | 374 | 9 | 5610 | 0.0051255 | 1559652.2978 | 164679.5432 | 108433.1309 | 1641812.1223 | 1641812.1223 | 0.047193 | 0.05196 | 0.016968 | 0.014501 | 710 | 3200789.1083 | 3200789.1083 | 0.011053 | 0.009545 | 641 | 2612716.2012 | 2612716.2012 | 0.0127 | 0.011436 | 4.2701
|  | 754 | 9 | 7540 | 0.0051255 | 2926526.7547 | 212153.6366 | 160935.7674 | 3080609.629 | 3080609.629 | 0.044501 | 0.046426 | 0.0096759 | 0.009555 | 386 | 1531404.1861 | 1531404.1861 | 0.018332 | 0.01492 | 802 | 3130069.4489 | 3130069.4489 | 0.0092353 | 0.0095774 | 8.0124
|  | 483 | 17 | 7728 | 0.0051255 | 1807173.3902 | 180568.6432 | 228331.874 | 1902294.6703 | 1902294.6703 | 0.050001 | 0.046766 | 0.016301 | 0.013656 | 216 | 926475.6193 | 926475.6193 | 0.02654 | 0.020115 | 312 | 1230202.5373 | 1230202.5373 | 0.022106 | 0.017811 | 4.9478
|  | 176 | 2 | 2816 | 0.0051255 | 736005.2543 | 77420.853 | 25972.5855 | 774777.5248 | 774777.5248 | 0.059153 | 0.089102 | 0.031087 | 0.022943 | 1085 | 4851133.9293 | 4851133.9293 | 0.0060305 | 0.0064765 | 373 | 1573241.1863 | 1573241.1863 | 0.017897 | 0.015281 | 2.0151
|  | 744 | 4 | 11904 | 0.0051255 | 2979361.385 | 318939.2417 | 138877.9309 | 3136262.902 | 3136262.902 | 0.03962 | 0.046675 | 0.0092035 | 0.0093854 | 589 | 2701135.5651 | 2717194.175 | 0.01305 | 0.010668 | 831 | 3395855.7001 | 3395855.7001 | 0.010686 | 0.010188 | 8.157
|  | 415 | 7 | 6640 | 0.0051255 | 1565916.973 | 198648.3003 | 95535.5398 | 1648345.1241 | 1648345.1241 | 0.044376 | 0.053634 | 0.01688 | 0.014489 | 302 | 1381261.8181 | 1385121.6421 | 0.020007 | 0.015876 | 867 | 3724421.8744 | 3724421.8744 | 0.0098468 | 0.0093777 | 4.2872
|  | 475 | 12 | 9025 | 0.0051255 | 1796264.4211 | 187974.9109 | 175199.8953 | 1890819.4439 | 1890819.4439 | 0.048161 | 0.047878 | 0.016067 | 0.013677 | 538 | 2433200.6632 | 2435158.4694 | 0.011626 | 0.010615 | 949 | 3835978.8431 | 3835978.8431 | 0.0085997 | 0.0090313 | 4.9179
|  | 700 | 20 | 7000 | 0.0051255 | 2597687.8643 | 176282.6211 | 255605.2021 | 2734409.2496 | 2734409.2496 | 0.05092 | 0.046526 | 0.012231 | 0.010934 | 389 | 1530481.3575 | 1530481.3575 | 0.017107 | 0.014393 | 225 | 883756.7805 | 883756.7805 | 0.029704 | 0.022385 | 7.1121
|  | 184 | 15 | 3680 | 0.0051255 | 773022.1919 | 91489.8952 | 83144.7868 | 813745.8205 | 813745.8205 | 0.060022 | 0.060003 | 0.030805 | 0.022648 | 991 | 4206762.1173 | 4206762.1173 | 0.0075398 | 0.0073759 | 355 | 1526181.3637 | 1526181.3637 | 0.02022 | 0.016378 | 2.1164
|  | 350 | 15 | 6300 | 0.0051255 | 1413529.1413 | 103304.312 | 125510.617 | 1487974.2054 | 1487974.2054 | 0.060321 | 0.055259 | 0.019282 | 0.01573 | 753 | 3165630.2968 | 3165630.2968 | 0.010947 | 0.009539 | 640 | 2721555.5631 | 2721555.5631 | 0.012782 | 0.011338 | 3.87
|  | 745 | 12 | 14900 | 0.0051255 | 3132471.996 | 252222.0336 | 240333.9868 | 3297494.8979 | 3297494.8979 | 0.046575 | 0.04619 | 0.011044 | 0.009825 | 755 | 2996316.9962 | 2996316.9962 | 0.011741 | 0.0099614 | 229 | 997730.635 | 997730.635 | 0.027224 | 0.020733 | 8.5762
|  | 165 | 2 | 2970 | 0.0051255 | 709960.0504 | 53143.3586 | 20185.0583 | 745521.4669 | 747367.7292 | 0.056146 | 0.11015 | 0.032083 | 0.023445 | 793 | 3144526.3561 | 3144526.3561 | 0.010538 | 0.0094376 | 607 | 2532904.366 | 2532904.366 | 0.013944 | 0.011954 | 1.9438
|  | 517 | 20 | 7238 | 0.0051255 | 2090849.0702 | 160622.2644 | 203817.5539 | 2200967.0398 | 2200967.0398 | 0.053054 | 0.049386 | 0.014728 | 0.012582 | 579 | 2356463.4822 | 2356463.4822 | 0.012564 | 0.011103 | 383 | 1519988.9023 | 1519988.9023 | 0.019382 | 0.016134 | 5.7244
|  | 603 | 18 | 9648 | 0.0051255 | 2351354.3597 | 252102.3935 | 273657.8386 | 2475158.5532 | 2475158.5532 | 0.046399 | 0.045055 | 0.01388 | 0.01185 | 728 | 2940479.0233 | 2940479.0233 | 0.011729 | 0.0099895 | 260 | 1017173.0836 | 1017173.0836 | 0.02598 | 0.020314 | 6.4377
|  | 153 | 19 | 1836 | 0.0051255 | 598677.2083 | 34486.0055 | 52977.5464 | 630199.7618 | 630199.7618 | 0.08558 | 0.061085 | 0.037403 | 0.026294 | 686 | 2823584.3989 | 2823584.3989 | 0.013401 | 0.010748 | 217 | 895407.9273 | 895407.9273 | 0.028712 | 0.021775 | 1.6391
|  | 313 | 5 | 4069 | 0.0051255 | 1243594.6739 | 75966.5234 | 43953.7775 | 1309082.0237 | 1309082.0237 | 0.061526 | 0.061441 | 0.020193 | 0.01667 | 356 | 1495558.4015 | 1495558.4015 | 0.018323 | 0.014944 | 570 | 2264447.5348 | 2264447.5348 | 0.013658 | 0.012549 | 3.4048
|  | 191 | 2 | 2483 | 0.0051255 | 790663.0946 | 42266.4974 | 19830.7765 | 832311.6902 | 832311.6902 | 0.066205 | 0.11186 | 0.029293 | 0.021961 | 70 | 298038.4197 | 298038.4197 | 0.065889 | 0.040222 | 936 | 3913690.1114 | 3913690.1114 | 0.0083776 | 0.0086453 | 2.1647
|  | 285 | 7 | 3705 | 0.0051255 | 1091238.1676 | 66996.3512 | 49225.0014 | 1148686.3073 | 1148686.3073 | 0.066283 | 0.057984 | 0.022717 | 0.018154 | 447 | 1853805.8536 | 1853805.8536 | 0.014703 | 0.012777 | 497 | 1939706.3792 | 1939706.3792 | 0.014888 | 0.013577 | 2.9876
|  | 572 | 17 | 6864 | 0.0051255 | 2139563.601 | 106313.5838 | 160601.2786 | 2252180.1161 | 2252180.1161 | 0.061461 | 0.053692 | 0.013934 | 0.012203 | 895 | 3547787.7361 | 3547787.7361 | 0.0077515 | 0.0080142 | 536 | 2121236.5501 | 2121236.5501 | 0.016145 | 0.013565 | 5.8578
|  | 310 | 19 | 5890 | 0.0051255 | 1237665.5636 | 87659.2908 | 115809.5395 | 1302843.0427 | 1302843.0427 | 0.067279 | 0.059896 | 0.021916 | 0.0173 | 602 | 2628510.0252 | 2628510.0252 | 0.011649 | 0.01035 | 472 | 1850770.7389 | 1850770.7389 | 0.01599 | 0.014224 | 3.3885
|  | 297 | 18 | 5940 | 0.0051255 | 1105138.6406 | 110898.4514 | 115445.0828 | 1163305.4983 | 1163305.4983 | 0.059431 | 0.057047 | 0.023947 | 0.018551 | 511 | 2111870.9879 | 2111870.9879 | 0.0145 | 0.012134 | 429 | 1712667.2772 | 1712667.2772 | 0.018337 | 0.015452 | 3.0257
|  | 115 | 19 | 1495 | 0.0051255 | 464797.0331 | 23636.7977 | 31633.3068 | 489276.2152 | 489276.2152 | 0.11483 | 0.086733 | 0.045595 | 0.030588 | 405 | 1665221.1951 | 1665221.1951 | 0.016892 | 0.014002 | 606 | 2569443.8913 | 2569443.8913 | 0.013145 | 0.011843 | 1.2725
|  | 866 | 11 | 17320 | 0.0051255 | 3624043.1616 | 235140.6556 | 209851.427 | 3814956.3177 | 3814956.3177 | 0.048117 | 0.048272 | 0.010001 | 0.00899 | 241 | 1043424.3558 | 1043424.3558 | 0.024317 | 0.018698 | 590 | 2444958.1739 | 2444958.1739 | 0.013015 | 0.011984 | 9.9221
|  | 894 | 7 | 13410 | 0.0051255 | 3586784.9755 | 208718.878 | 129458.426 | 3775677.7513 | 3775677.7513 | 0.045876 | 0.050483 | 0.0083575 | 0.0084422 | 111 | 460567.1586 | 460567.1586 | 0.046981 | 0.030995 | 459 | 1858631.2282 | 1858631.2282 | 0.017713 | 0.014607 | 9.8201
|  | 1069 | 4 | 14966 | 0.0051255 | 4180422.9711 | 193830.0707 | 107990.5813 | 4400536.5974 | 4400536.5974 | 0.045294 | 0.052024 | 0.0065351 | 0.007318 | 267 | 1162674.451 | 1162674.451 | 0.022832 | 0.01767 | 280 | 1111595.1529 | 1111595.1529 | 0.024114 | 0.019159 | 11.4454
|  | 757 | 4 | 10598 | 0.0051255 | 3098264.8547 | 139868.2064 | 62857.9458 | 3261454.2309 | 3261454.2309 | 0.049365 | 0.064463 | 0.0087079 | 0.0090464 | 792 | 3248176.4051 | 3248176.4051 | 0.0078803 | 0.0083094 | 303 | 1278090.0177 | 1278090.0177 | 0.021402 | 0.017605 | 8.4826
|  | 674 | 6 | 10784 | 0.0051255 | 2605636.8283 | 159678.5086 | 71493.8994 | 2742820.5341 | 2742820.5341 | 0.048514 | 0.06184 | 0.01082 | 0.010397 | 866 | 3425913.017 | 3425913.017 | 0.0097268 | 0.0088055 | 360 | 1432870.878 | 1432870.878 | 0.020979 | 0.016891 | 7.1338
|  | 81 | 12 | 1458 | 0.0051255 | 315213.3528 | 20456.6808 | 14613.1782 | 331809.8015 | 331809.8015 | 0.12518 | 0.15249 | 0.061429 | 0.038418 | 1072 | 4461255.2136 | 4461255.2136 | 0.0063655 | 0.0068203 | 402 | 1607443.3308 | 1607443.3308 | 0.01842 | 0.015447 | 0.86301
|  | 927 | 17 | 12051 | 0.0051255 | 3712732.7762 | 178210.6003 | 193411.8545 | 3908255.8975 | 3908255.8975 | 0.054082 | 0.052183 | 0.010027 | 0.0088948 | 1069 | 4565849.0472 | 4565849.0472 | 0.0091248 | 0.0077084 | 498 | 1994558.8455 | 1994558.8455 | 0.014914 | 0.013312 | 10.1649
|  | 901 | 5 | 17119 | 0.0051255 | 3794291.6304 | 192217.8647 | 88726.4752 | 3990979.7541 | 3994182.2829 | 0.046691 | 0.05711 | 0.0077776 | 0.0080724 | 174 | 725734.8766 | 725734.8766 | 0.032411 | 0.02336 | 399 | 1564129.4575 | 1564129.4575 | 0.018211 | 0.015688 | 10.3882
|  | 184 | 3 | 2576 | 0.0051255 | 709240.9753 | 34435.8493 | 15842.2729 | 746580.8318 | 746580.8318 | 0.078306 | 0.13664 | 0.032083 | 0.023477 | 365 | 1489054.3351 | 1489054.3351 | 0.018383 | 0.015062 | 463 | 1989700.0275 | 1989700.0275 | 0.016026 | 0.013752 | 1.9418
|  | 504 | 18 | 5544 | 0.0051255 | 1987967.0931 | 53536.7973 | 71604.6303 | 2092647.1885 | 2092647.1885 | 0.072206 | 0.075372 | 0.014568 | 0.012735 | 1040 | 4261693.1494 | 4261693.1494 | 0.0075111 | 0.0073037 | 539 | 2110538.3336 | 2110538.3336 | 0.014531 | 0.013264 | 5.4428
|  | 392 | 7 | 6664 | 0.0051255 | 1587759.9382 | 80755.8423 | 46601.9213 | 1671382.8402 | 1671382.8402 | 0.062784 | 0.06189 | 0.016661 | 0.014342 | 867 | 3652264.4686 | 3652264.4686 | 0.009554 | 0.0085531 | 404 | 1619122.3494 | 1619122.3494 | 0.018311 | 0.015498 | 4.347
|  | 203 | 2 | 3248 | 0.0051255 | 852857.2804 | 27060.1496 | 12121.4522 | 897424.6201 | 897786.7105 | 0.094793 | 0.17308 | 0.027504 | 0.020932 | 952 | 4011500.018 | 4011500.018 | 0.0068395 | 0.0073499 | 665 | 2721631.4871 | 2721631.4871 | 0.012512 | 0.011345 | 2.335
|  | 1007 | 2 | 12084 | 0.0051255 | 4149183.3285 | 111658.151 | 51761.9765 | 4367736.4332 | 4367736.4332 | 0.052299 | 0.054487 | 0.0059671 | 0.0071525 | 597 | 2691702.3875 | 2720519.215 | 0.0098352 | 0.0095704 | 420 | 1775252.495 | 1775252.495 | 0.016681 | 0.014653 | 11.3598
|  | 204 | 4 | 3264 | 0.0051255 | 801971.7443 | 35289.5261 | 15402.5954 | 844199.9926 | 844199.9926 | 0.078213 | 0.14137 | 0.029104 | 0.021833 | 239 | 1041197.7144 | 1041197.7144 | 0.024065 | 0.01864 | 458 | 1808834.5491 | 1808834.5491 | 0.015813 | 0.01418 | 2.1957
|  | 713 | 18 | 11408 | 0.0051255 | 2827187.5961 | 105411.7996 | 122107.1958 | 2976064.2819 | 2976064.2819 | 0.069554 | 0.06531 | 0.012558 | 0.010766 | 995 | 3950769.9872 | 3950769.9872 | 0.0088938 | 0.0079587 | 933 | 3686406.6319 | 3686406.6319 | 0.012239 | 0.010642 | 7.7404
|  | 104 | 17 | 1664 | 0.0051255 | 434647.4241 | 15155.0745 | 15298.1973 | 457544.2643 | 457544.2643 | 0.1699 | 0.15618 | 0.04814 | 0.031932 | 880 | 3832152.3815 | 3832152.3815 | 0.010214 | 0.0085021 | 445 | 2013355.917 | 2037049.672 | 0.016125 | 0.014108 | 1.19
|  | 781 | 6 | 10153 | 0.0051255 | 3014748.211 | 65940.2197 | 42987.7174 | 3173469.3132 | 3173469.3132 | 0.07179 | 0.068523 | 0.0094354 | 0.0095069 | 849 | 3523154.8372 | 3523154.8372 | 0.0090912 | 0.0083437 | 404 | 1615651.1414 | 1615651.1414 | 0.018201 | 0.01595 | 8.2539
|  | 717 | 10 | 10038 | 0.0051255 | 2993962.1939 | 61391.5165 | 21213.7742 | 3151680.4921 | 3151680.4921 | 0.065161 | 0.11989 | 0.010198 | 0.009793 | 895 | 3951070.4166 | 3951070.4166 | 0.008978 | 0.00793 | 490 | 2185208.4099 | 2187038.661 | 0.016704 | 0.014221 | 8.197
|  | 499 | 10 | 6487 | 0.0051255 | 1959307.1322 | 38445.6203 | 30368.8819 | 2062474.5453 | 2062474.5453 | 0.085727 | 0.093742 | 0.014232 | 0.012758 | 73 | 292021.9471 | 292021.9471 | 0.0668 | 0.040529 | 92 | 366397.2369 | 366397.2369 | 0.058414 | 0.037723 | 5.3643
|  | 376 | 7 | 4512 | 0.0051255 | 1446175.3421 | 59632.6535 | 33639.5309 | 1522311.7729 | 1522311.7729 | 0.055848 | 0.07695 | 0.017851 | 0.015175 | 83 | 362458.281 | 362458.281 | 0.056705 | 0.035796 | 511 | 2289474.9514 | 2294766.7305 | 0.013063 | 0.012329 | 3.9594
|  | 633 | 4 | 6963 | 0.0051255 | 2547054.2096 | 101914.2084 | 53981.4283 | 2681193.9754 | 2681193.9754 | 0.054599 | 0.053524 | 0.010366 | 0.010297 | 830 | 3578264.4969 | 3578264.4969 | 0.0084161 | 0.0082128 | 740 | 3280711.6629 | 3282528.4312 | 0.0091902 | 0.0096683 | 6.9735
|  | 931 | 12 | 14896 | 0.0051255 | 3821907.3141 | 218026.5742 | 154260.2453 | 4023216.2033 | 4023216.2033 | 0.048891 | 0.051586 | 0.0093333 | 0.0085627 | 438 | 1953639.7324 | 1957099.1384 | 0.013784 | 0.012294 | 757 | 3069866.7087 | 3069866.7087 | 0.011109 | 0.010504 | 10.4638
|  | 911 | 6 | 14576 | 0.0051255 | 3513518.2144 | 206443.4039 | 99426.8854 | 3698497.4335 | 3698497.4335 | 0.045741 | 0.054624 | 0.008409 | 0.0085214 | 422 | 1743116.5927 | 1743116.5927 | 0.016528 | 0.013716 | 1002 | 4013867.3265 | 4013867.3265 | 0.0087197 | 0.0088094 | 9.6195
|  | 563 | 15 | 11260 | 0.0051255 | 2430706.23 | 161182.8695 | 127860.1579 | 2543187.0879 | 2558782.7327 | 0.054374 | 0.056234 | 0.013491 | 0.011566 | 629 | 2699833.8383 | 2699833.8383 | 0.0095446 | 0.0095237 | 1072 | 4241067.7013 | 4241067.7013 | 0.012247 | 0.010001 | 6.6549
|  | 525 | 8 | 9450 | 0.0051255 | 2086824.5958 | 145652.1262 | 92026.7361 | 2196716.5616 | 2196716.5616 | 0.050831 | 0.057045 | 0.013553 | 0.012206 | 786 | 3158902.4706 | 3158902.4706 | 0.0078708 | 0.0083673 | 146 | 647648.7759 | 648066.9961 | 0.037529 | 0.026829 | 5.7134
|  | 946 | 13 | 10406 | 0.0051255 | 3812998.7398 | 132604.8321 | 113509.4694 | 4013811.5779 | 4013811.5779 | 0.056884 | 0.057834 | 0.0086202 | 0.0083566 | 275 | 1111850.5003 | 1111850.5003 | 0.023054 | 0.017948 | 557 | 2226380.5225 | 2226380.5225 | 0.014031 | 0.012834 | 10.4394
|  | 916 | 14 | 17404 | 0.0051255 | 3869861.2939 | 305483.6118 | 244853.8059 | 4072448.7234 | 4073737.7024 | 0.045983 | 0.046887 | 0.010479 | 0.0089958 | 950 | 3919075.4436 | 3919075.4436 | 0.0083135 | 0.00779 | 463 | 1893175.2294 | 1893175.2294 | 0.016699 | 0.014612 | 10.5951
|  | 818 | 15 | 16360 | 0.0051255 | 3088907.9096 | 249676.1486 | 235191.4779 | 3251505.6064 | 3251505.6064 | 0.049214 | 0.048916 | 0.012382 | 0.01036 | 512 | 2161080.9666 | 2161080.9666 | 0.014108 | 0.011951 | 81 | 325533.8552 | 325533.8552 | 0.063379 | 0.039839 | 8.457
|  | 401 | 6 | 6817 | 0.0051255 | 1611675.8346 | 86998.6487 | 43607.284 | 1696553.486 | 1696553.486 | 0.059949 | 0.063656 | 0.016355 | 0.014186 | 328 | 1406688.6753 | 1406688.6753 | 0.01867 | 0.015363 | 488 | 1939886.6668 | 1939886.6668 | 0.015655 | 0.013885 | 4.4125
|  | 209 | 4 | 4180 | 0.0051255 | 809922.8314 | 68541.3901 | 23314.2288 | 852565.0983 | 852565.0983 | 0.064213 | 0.098926 | 0.028945 | 0.021739 | 464 | 1909830.917 | 1909830.917 | 0.016139 | 0.013172 | 734 | 3020075.7839 | 3020075.7839 | 0.010042 | 0.010288 | 2.2174
|  | 246 | 14 | 3198 | 0.0051255 | 1001757.6223 | 44506.7147 | 55163.2617 | 1054519.477 | 1054519.477 | 0.072061 | 0.059645 | 0.024795 | 0.019308 | 395 | 1758721.2341 | 1760292.8626 | 0.015522 | 0.013233 | 684 | 2679101.8843 | 2679101.8843 | 0.012706 | 0.011672 | 2.7427
|  | 459 | 4 | 6885 | 0.0051255 | 1784841.6565 | 104031.8635 | 52522.4514 | 1878815.6578 | 1878815.6578 | 0.054113 | 0.054417 | 0.014692 | 0.01321 | 90 | 355539.814 | 355539.814 | 0.057554 | 0.036154 | 152 | 671029.1751 | 671029.1751 | 0.036064 | 0.026032 | 4.8866
|  | 123 | 7 | 1230 | 0.0051255 | 464651.9145 | 19423.69 | 15006.9836 | 489110.9036 | 489110.9036 | 0.12672 | 0.1453 | 0.045278 | 0.030497 | 956 | 3901569.2557 | 3901569.2557 | 0.0081923 | 0.0078181 | 365 | 1499969.9942 | 1499969.9942 | 0.019354 | 0.016176 | 1.2721
|  | 766 | 11 | 10724 | 0.0051255 | 3183834.217 | 192090.3427 | 157026.8376 | 3351549.2317 | 3351549.2317 | 0.048257 | 0.049453 | 0.0097781 | 0.0092986 | 351 | 1477476.4998 | 1477476.4998 | 0.017831 | 0.014908 | 603 | 2432482.2987 | 2432482.2987 | 0.011726 | 0.011293 | 8.7169
|  | 164 | 17 | 2132 | 0.0051255 | 681025.6233 | 32456.5618 | 48241.6739 | 716899.8114 | 716899.8114 | 0.090311 | 0.065547 | 0.033795 | 0.024377 | 971 | 4346046.4327 | 4350349.1744 | 0.0062033 | 0.0067774 | 739 | 3160206.155 | 3160206.155 | 0.0096422 | 0.0099205 | 1.8645
|  | 736 | 18 | 7360 | 0.0051255 | 2728858.552 | 105634.697 | 183198.555 | 2872482.6863 | 2872482.6863 | 0.063056 | 0.053717 | 0.011604 | 0.010548 | 236 | 1070642.4135 | 1075302.6022 | 0.023567 | 0.018204 | 200 | 823503.6585 | 823503.6585 | 0.030609 | 0.023025 | 7.4712
|  | 1060 | 15 | 20140 | 0.0051255 | 4028385.438 | 435116.3037 | 495409.0949 | 4240447.1032 | 4240447.1032 | 0.042992 | 0.042026 | 0.011178 | 0.0090917 | 798 | 3228640.8386 | 3228640.8386 | 0.0079486 | 0.0083088 | 718 | 2872302.8492 | 2872302.8492 | 0.012948 | 0.011469 | 11.0291
|  | 215 | 8 | 3440 | 0.0051255 | 843473.1645 | 53541.4409 | 45281.4209 | 887886 | 887886 | 0.059643 | 0.062476 | 0.028211 | 0.021301 | 1024 | 4165386.3819 | 4165386.3819 | 0.0088414 | 0.0078584 | 110 | 469864.7463 | 469864.7463 | 0.047667 | 0.031886 | 2.3093
|  | 757 | 2 | 9084 | 0.0051255 | 2850416.8673 | 126593.7108 | 67358.8544 | 3000457.2138 | 3000457.2138 | 0.049439 | 0.060988 | 0.0091072 | 0.0095069 | 169 | 740476.9708 | 740476.9708 | 0.032368 | 0.023174 | 453 | 2008849.3433 | 2008922.907 | 0.016601 | 0.014115 | 7.804
|  | 673 | 17 | 7403 | 0.0051255 | 2646720.0694 | 103308.4564 | 146085.9832 | 2786084.9179 | 2786084.9179 | 0.063165 | 0.055994 | 0.011807 | 0.010737 | 171 | 721932.4518 | 721932.4518 | 0.03253 | 0.023355 | 555 | 2350011.9005 | 2350011.9005 | 0.013502 | 0.012473 | 7.2463
|  | 1025 | 12 | 20500 | 0.0051255 | 4542991.2248 | 256575.2792 | 243484.1361 | 4700831.0077 | 4782408.8294 | 0.048748 | 0.048401 | 0.0093324 | 0.0079634 | 933 | 3694526.5704 | 3694526.5704 | 0.0073325 | 0.0077767 | 282 | 1218083.1141 | 1218083.1141 | 0.022061 | 0.017756 | 12.438
|  | 481 | 18 | 9620 | 0.0051255 | 2020550.5946 | 124409.8032 | 164807.8823 | 2126995.2564 | 2126995.2564 | 0.061353 | 0.056117 | 0.015575 | 0.012945 | 76 | 319402.6525 | 319402.6525 | 0.062516 | 0.038659 | 511 | 2003189.6651 | 2003189.6651 | 0.013962 | 0.012769 | 5.532
|  | 635 | 5 | 10160 | 0.0051255 | 2423316.1796 | 111193.4974 | 58122.1562 | 2550888.173 | 2550888.173 | 0.05466 | 0.052805 | 0.011395 | 0.010901 | 52 | 204758.3562 | 204758.3562 | 0.087957 | 0.050265 | 867 | 3579656.0894 | 3579656.0894 | 0.010198 | 0.0097653 | 6.6347
|  | 262 | 12 | 3930 | 0.0051255 | 994397.8175 | 41002.066 | 39229.1954 | 1046744.2259 | 1046744.2259 | 0.077359 | 0.074782 | 0.024945 | 0.019359 | 916 | 3924744.5575 | 3924744.5575 | 0.0080228 | 0.0077545 | 915 | 4044430.1476 | 4044430.1476 | 0.0079975 | 0.0084915 | 2.7225
|  | 708 | 15 | 12744 | 0.0051255 | 2889452.4496 | 153469.3029 | 214120.7684 | 3041640.2691 | 3041640.2691 | 0.056852 | 0.052139 | 0.012014 | 0.010433 | 551 | 2230330.0238 | 2230330.0238 | 0.014331 | 0.01195 | 495 | 2053153.3882 | 2053153.3882 | 0.013834 | 0.012814 | 7.9109
|  | 107 | 6 | 1712 | 0.0051255 | 457181.0402 | 18509.7848 | 14977.2566 | 480507.702 | 481268.6666 | 0.133 | 0.14659 | 0.045926 | 0.03078 | 123 | 524991.5056 | 524991.5056 | 0.042429 | 0.028629 | 892 | 3485181.301 | 3485181.301 | 0.011023 | 0.0099876 | 1.2517
|  | 648 | 9 | 9720 | 0.0051255 | 2629471.7395 | 123494.6852 | 117771.779 | 2767960.5597 | 2767960.5597 | 0.055131 | 0.054329 | 0.011116 | 0.010456 | 737 | 3221217.3352 | 3221217.3352 | 0.0084663 | 0.0085964 | 1010 | 4008633.472 | 4008633.472 | 0.0082623 | 0.0085103 | 7.1991
|  | 1091 | 11 | 15274 | 0.0051255 | 4302734.3639 | 155305.2963 | 171040.3934 | 4529302.5934 | 4529302.5934 | 0.055184 | 0.052844 | 0.0083258 | 0.0079142 | 718 | 2832841.3237 | 2832841.3237 | 0.010278 | 0.0095865 | 800 | 3311619.6646 | 3311619.6646 | 0.009657 | 0.0098729 | 11.7802
|  | 330 | 19 | 3300 | 0.0051255 | 1350306.5537 | 33866.7433 | 82381.9804 | 1421428.7177 | 1421428.7177 | 0.094494 | 0.071823 | 0.019539 | 0.016079 | 790 | 3465293.6363 | 3465293.6363 | 0.0095013 | 0.0086526 | 353 | 1550662.2951 | 1550662.2951 | 0.018919 | 0.015896 | 3.6969
|  | 217 | 15 | 2604 | 0.0051255 | 828121.4284 | 21645.4315 | 40310.7359 | 871716.6878 | 871716.6878 | 0.12848 | 0.079594 | 0.028901 | 0.021676 | 344 | 1414345.2264 | 1414345.2264 | 0.018353 | 0.015162 | 85 | 368442.8393 | 368442.8393 | 0.057466 | 0.036941 | 2.2673
|  | 291 | 16 | 3492 | 0.0051255 | 1098051.4698 | 29622.021 | 43410.1537 | 1155851.7037 | 1155851.7037 | 0.10357 | 0.077042 | 0.0232 | 0.01835 | 575 | 2562305.6255 | 2562305.6255 | 0.0098807 | 0.0097376 | 424 | 1688404.5333 | 1688404.5333 | 0.017702 | 0.015354 | 3.0063
|  | 620 | 15 | 10540 | 0.0051255 | 2410561.061 | 80028.5223 | 140516.4337 | 2537479.7859 | 2537479.7859 | 0.076048 | 0.063559 | 0.013427 | 0.011683 | 991 | 4216373.4684 | 4216373.4684 | 0.01123 | 0.0084966 | 584 | 2505652.3371 | 2505652.3371 | 0.013994 | 0.012607 | 6.5998
|  | 438 | 7 | 6570 | 0.0051255 | 1730397.1973 | 50382.3035 | 41046.0073 | 1821515.5645 | 1821515.5645 | 0.065778 | 0.070465 | 0.015469 | 0.013617 | 764 | 3294551.5839 | 3294551.5839 | 0.0106 | 0.0091914 | 384 | 1584779.8102 | 1584779.8102 | 0.01755 | 0.015333 | 4.7376
|  | 149 | 13 | 2533 | 0.0051255 | 589478.8125 | 49544.2577 | 55808.9718 | 620519.6124 | 620519.6124 | 0.064164 | 0.056073 | 0.037885 | 0.026588 | 704 | 2880366.9446 | 2880366.9446 | 0.010391 | 0.0095853 | 508 | 2109731.2048 | 2109731.2048 | 0.014654 | 0.013189 | 1.6139
|  | 169 | 14 | 1690 | 0.0051255 | 629724.4379 | 32351.7865 | 56645.0701 | 662869.1457 | 662869.1457 | 0.086938 | 0.056201 | 0.035792 | 0.025514 | 556 | 2457536.666 | 2457536.666 | 0.010548 | 0.010172 | 297 | 1181695.8925 | 1181695.8925 | 0.023133 | 0.018682 | 1.7241
|  | 329 | 5 | 5264 | 0.0051255 | 1366319.7425 | 104556.5137 | 71586.6963 | 1438293.0128 | 1438293.0128 | 0.053936 | 0.060391 | 0.018727 | 0.015769 | 421 | 1887463.2365 | 1888506.456 | 0.015295 | 0.012867 | 956 | 4136953.8895 | 4136953.8895 | 0.0090305 | 0.0089255 | 3.7408
|  | 576 | 18 | 5760 | 0.0051255 | 2295082.3916 | 110591.2413 | 214173.127 | 2415943.3671 | 2415943.3671 | 0.059233 | 0.049286 | 0.012947 | 0.011647 | 550 | 2297148.5544 | 2297148.5544 | 0.012122 | 0.010999 | 467 | 1938252.7533 | 1938252.7533 | 0.014898 | 0.013646 | 6.2836
|  | 936 | 16 | 10296 | 0.0051255 | 3752821.3727 | 235892.3217 | 325558.4517 | 3950457.2505 | 3950457.2505 | 0.04704 | 0.044034 | 0.0092271 | 0.0085817 | 1057 | 4526689.4457 | 4526689.4457 | 0.0085873 | 0.0075551 | 633 | 2516812.5577 | 2516812.5577 | 0.014028 | 0.012041 | 10.2747
|  | 984 | 11 | 10824 | 0.0051255 | 3882718.3877 | 289774.6904 | 291807.4857 | 4087170.7016 | 4087170.7016 | 0.042732 | 0.04203 | 0.0081508 | 0.0081033 | 446 | 1836681.8336 | 1836681.8336 | 0.015863 | 0.013281 | 603 | 2448067.078 | 2448067.078 | 0.0133 | 0.011895 | 10.6303
|  | 374 | 2 | 5984 | 0.0051255 | 1572877.6619 | 147750.5752 | 61300.632 | 1655739.129 | 1655739.129 | 0.046505 | 0.047585 | 0.01614 | 0.01417 | 678 | 2884487.1959 | 2884487.1959 | 0.011137 | 0.0099205 | 264 | 1094463.4391 | 1094463.4391 | 0.024477 | 0.019192 | 4.3063
|  | 877 | 10 | 9647 | 0.0051255 | 3280821.7219 | 182298.1456 | 199904.2447 | 3453508.8403 | 3453508.8403 | 0.04806 | 0.046106 | 0.0091895 | 0.0090443 | 75 | 327350.758 | 327350.758 | 0.061414 | 0.038059 | 288 | 1205886.1105 | 1205886.1105 | 0.022111 | 0.018047 | 8.9824
|  | 652 | 10 | 6520 | 0.0051255 | 2599937.2522 | 92220.7842 | 166480.3757 | 2736852.9381 | 2736852.9381 | 0.060814 | 0.049656 | 0.01089 | 0.010462 | 526 | 2359709.6611 | 2360919.9265 | 0.011325 | 0.010639 | 918 | 4178362.6576 | 4201575.992 | 0.0075396 | 0.0082613 | 7.1182
|  | 434 | 13 | 6076 | 0.0051255 | 1633777.5087 | 103542.9393 | 182589.0063 | 1719776.1779 | 1719776.1779 | 0.058879 | 0.049178 | 0.016871 | 0.014341 | 563 | 2391826.0357 | 2391826.0357 | 0.012363 | 0.010949 | 215 | 887354.3525 | 887354.3525 | 0.029832 | 0.022332 | 4.473
|  | 541 | 12 | 10279 | 0.0051255 | 2024098.7971 | 106462.6772 | 197784.7124 | 2130637.9956 | 2130637.9956 | 0.062008 | 0.052064 | 0.01476 | 0.01273 | 490 | 1951299.6972 | 1951299.6972 | 0.015813 | 0.01295 | 622 | 2496714.2806 | 2496714.2806 | 0.011758 | 0.011467 | 5.5417
|  | 84 | 15 | 840 | 0.0051255 | 313207.9329 | 9956.6678 | 20129.9517 | 329693.3032 | 329693.3032 | 0.23537 | 0.12118 | 0.061679 | 0.03857 | 527 | 2357863.6129 | 2358544.5084 | 0.011878 | 0.010867 | 894 | 3927556.307 | 3927556.307 | 0.0089474 | 0.0089008 | 0.85752
|  | 697 | 5 | 13940 | 0.0051255 | 3000393.9823 | 116401.5065 | 130066.6266 | 3150513 | 3158484.7401 | 0.055142 | 0.051809 | 0.0095645 | 0.0094799 | 244 | 1100509.3605 | 1102446.1137 | 0.023186 | 0.018006 | 543 | 2334486.2971 | 2334486.2971 | 0.01261 | 0.012014 | 8.2146
|  | 812 | 10 | 8120 | 0.0051255 | 3085882.9858 | 85946.5024 | 161598.0082 | 3248329.5726 | 3248329.5726 | 0.064655 | 0.052201 | 0.0094629 | 0.0093392 | 978 | 4464014.426 | 4504059.635 | 0.0097708 | 0.0079129 | 517 | 2166810.5289 | 2166810.5289 | 0.013292 | 0.012462 | 8.4487
|  | 756 | 3 | 9828 | 0.0051255 | 3101912.1428 | 105327.1125 | 106485.199 | 3265296.5796 | 3265296.5796 | 0.054001 | 0.051999 | 0.0084441 | 0.0089303 | 803 | 3702423.8234 | 3763166.6099 | 0.011434 | 0.009053 | 722 | 2936626.6107 | 2936626.6107 | 0.012381 | 0.010965 | 8.4926
|  | 963 | 15 | 12519 | 0.0051255 | 4144794.0643 | 131559.6185 | 343810.6522 | 4355722.1089 | 4363183.0235 | 0.060798 | 0.050518 | 0.0089339 | 0.0082092 | 407 | 1753036.8642 | 1753036.8642 | 0.016204 | 0.013526 | 896 | 4078312.7377 | 4098885.1386 | 0.011042 | 0.0095257 | 11.3478
|  | 401 | 12 | 8020 | 0.0051255 | 1726604.8581 | 114045.1111 | 213246.9777 | 1815746.4192 | 1817579.8161 | 0.057795 | 0.048453 | 0.016422 | 0.013965 | 250 | 1041239.4557 | 1041239.4557 | 0.023616 | 0.01838 | 877 | 3893003.7206 | 3893003.7206 | 0.0089834 | 0.0091084 | 4.7272
|  | 576 | 19 | 9216 | 0.0051255 | 2254639.8281 | 123373.2555 | 324429.6043 | 2373355.2124 | 2373355.2124 | 0.061774 | 0.050778 | 0.014413 | 0.012219 | 350 | 1372745.873 | 1372745.873 | 0.018994 | 0.015515 | 220 | 947408.6556 | 947408.6556 | 0.027175 | 0.021123 | 6.1729
|  | 587 | 18 | 7044 | 0.0051255 | 2176413.0027 | 120305.1959 | 328048.9724 | 2290961.0555 | 2290961.0555 | 0.058804 | 0.047315 | 0.013971 | 0.012202 | 1050 | 4452350.1522 | 4452350.1522 | 0.0050817 | 0.0062663 | 64 | 287300.7632 | 287375.8056 | 0.069525 | 0.04269 | 5.9587
|  | 79 | 9 | 1580 | 0.0051255 | 312416.2443 | 18668.1387 | 31204.3603 | 328867.4221 | 328867.4221 | 0.13398 | 0.083457 | 0.061827 | 0.038638 | 270 | 1146736.0386 | 1146736.0386 | 0.022377 | 0.017568 | 861 | 3906272.9031 | 3916231.5444 | 0.0091513 | 0.0089745 | 0.85535
|  | 377 | 13 | 4524 | 0.0051255 | 1553316.0033 | 58334.5623 | 154562.8722 | 1635134.9845 | 1635134.9845 | 0.061082 | 0.053333 | 0.017285 | 0.014718 | 558 | 2523724.1617 | 2525358.5858 | 0.011487 | 0.010412 | 979 | 4203359.374 | 4203359.374 | 0.011715 | 0.0098244 | 4.2527
|  | 1036 | 12 | 12432 | 0.0051255 | 4067833.2124 | 161246.2995 | 403444.2361 | 4282025.1746 | 4282025.1746 | 0.053256 | 0.045064 | 0.0084953 | 0.0082198 | 787 | 3349838.5157 | 3349838.5157 | 0.011534 | 0.0093237 | 809 | 3594112.2731 | 3594112.2731 | 0.012199 | 0.010804 | 11.1371
|  | 457 | 6 | 6855 | 0.0051255 | 2013735.62 | 74374.2848 | 119392.7956 | 2094495.7154 | 2119856.2104 | 0.064769 | 0.052683 | 0.013551 | 0.012308 | 181 | 831515.0871 | 843398.1057 | 0.029297 | 0.021309 | 195 | 794433.3329 | 794433.3329 | 0.031466 | 0.023509 | 5.5133
|  | 629 | 20 | 11951 | 0.0051255 | 2724839.8894 | 145957.1973 | 455234.0332 | 2861406.8484 | 2868417.9304 | 0.061207 | 0.051137 | 0.013526 | 0.011206 | 63 | 286812.3206 | 287635.5641 | 0.067931 | 0.041039 | 155 | 645202.1313 | 645202.1313 | 0.037641 | 0.026793 | 7.4602
|  | 792 | 8 | 11088 | 0.0051255 | 3099632.9551 | 140665.8437 | 257781.2176 | 3262840.2513 | 3262840.2513 | 0.052359 | 0.044927 | 0.0095284 | 0.0093244 | 1059 | 4139573.6524 | 4139573.6524 | 0.010481 | 0.0084742 | 802 | 3210840.4362 | 3210840.4362 | 0.0096641 | 0.0096728 | 8.4863
|  | 1082 | 12 | 12984 | 0.0051255 | 4400971.6373 | 148738.6318 | 195452.7431 | 4632765.6851 | 4632765.6851 | 0.055443 | 0.05114 | 0.0079006 | 0.0076592 | 582 | 2569201.4681 | 2569201.4681 | 0.012426 | 0.01074 | 973 | 4402656.8271 | 4418536.6908 | 0.0095557 | 0.0087155 | 12.0492
|  | 678 | 5 | 11526 | 0.0089755 | 2863614.6446 | 141421.3548 | 115413.8341 | 3014478.5488 | 3014478.5488 | 0.046364 | 0.048014 | 0.0059163 | 0.0058647 | 838 | 3556986.5321 | 3556986.5321 | 0.0046671 | 0.0043893 | 481 | 1934907.2363 | 1934907.2363 | 0.011074 | 0.0097029 | 7.8401
|  | 564 | 11 | 11280 | 0.0051255 | 2130795.5083 | 141606.4758 | 165033.7762 | 2242959.3456 | 2242959.3456 | 0.054551 | 0.051321 | 0.014124 | 0.012292 | 625 | 2597200.2278 | 2597200.2278 | 0.012577 | 0.010755 | 344 | 1376006.3433 | 1376006.3433 | 0.020124 | 0.016751 | 5.8338
|  | 580 | 14 | 7540 | 0.0051255 | 2420583.5161 | 76808.5081 | 171599.8078 | 2548096.4306 | 2548096.4306 | 0.071531 | 0.055534 | 0.012408 | 0.011281 | 317 | 1354489.083 | 1354489.083 | 0.018925 | 0.015525 | 961 | 4224721.0225 | 4224721.0225 | 0.010007 | 0.0092834 | 6.6272
|  | 782 | 5 | 13294 | 0.0051255 | 3159890.9269 | 102951.9235 | 117342.3266 | 3326310.6948 | 3326310.6948 | 0.057913 | 0.053825 | 0.0090603 | 0.0091827 | 909 | 4049249.0944 | 4050147.4182 | 0.011127 | 0.0086397 | 840 | 3549238.1911 | 3549238.1911 | 0.0092911 | 0.009605 | 8.6513
|  | 947 | 17 | 17046 | 0.0051255 | 4149012.8104 | 102959.793 | 213742.4888 | 4328908.7934 | 4367650.574 | 0.078091 | 0.066774 | 0.010878 | 0.0089358 | 473 | 1860193.7725 | 1860193.7725 | 0.013873 | 0.012328 | 645 | 2867669.0284 | 2867669.0284 | 0.01159 | 0.011287 | 11.3594
|  | 182 | 10 | 2730 | 0.0051255 | 791389.7759 | 27655.3087 | 43949.7651 | 827590.2796 | 833090.9797 | 0.10016 | 0.068148 | 0.029972 | 0.022245 | 770 | 3120133.2926 | 3120133.2926 | 0.0098844 | 0.0090818 | 426 | 1688676.7575 | 1688676.7575 | 0.017802 | 0.015329 | 2.1667
|  | 343 | 5 | 6860 | 0.0051255 | 1519933.8909 | 60140.0601 | 59825.3105 | 1574555.0957 | 1600034.9572 | 0.05595 | 0.052949 | 0.017446 | 0.014796 | 585 | 2453661.3495 | 2453661.3495 | 0.011571 | 0.010531 | 308 | 1280254.1726 | 1280254.1726 | 0.022145 | 0.01805 | 4.1614
|  | 776 | 9 | 8536 | 0.0051255 | 3125541.4009 | 123644.7132 | 145901.7231 | 3290148.2008 | 3290148.2008 | 0.054322 | 0.050462 | 0.0093425 | 0.0093168 | 437 | 1904715.1558 | 1904715.1558 | 0.014123 | 0.012401 | 345 | 1583756.7111 | 1604882.7659 | 0.018544 | 0.015737 | 8.5573
|  | 1000 | 3 | 16000 | 0.0051255 | 3787165.3757 | 129058.9278 | 52956.4007 | 3986523.3466 | 3986523.3466 | 0.051244 | 0.055115 | 0.007084 | 0.0078177 | 857 | 3692518.6748 | 3692518.6748 | 0.0097377 | 0.008555 | 699 | 3057150.798 | 3057150.798 | 0.010846 | 0.010365 | 10.3687
|  | 671 | 9 | 11407 | 0.0051255 | 2605958.7761 | 74948.0302 | 28710.028 | 2743164.2473 | 2743164.2473 | 0.072133 | 0.094321 | 0.011463 | 0.010595 | 1026 | 4111689.1581 | 4111689.1581 | 0.0098467 | 0.0082849 | 623 | 2655880.3344 | 2655880.3344 | 0.01248 | 0.011316 | 7.1347
|  | 523 | 8 | 9414 | 0.0051255 | 2167068.3016 | 77540.0798 | 29508.1096 | 2281220.5443 | 2281220.5443 | 0.06753 | 0.088874 | 0.013139 | 0.011956 | 1044 | 4614943.9066 | 4614943.9066 | 0.0095193 | 0.0076773 | 921 | 3960854.9457 | 3960854.9457 | 0.0084852 | 0.0089531 | 5.9331
|  | 457 | 19 | 6855 | 0.0051255 | 1776463.6564 | 47895.1919 | 31135.0101 | 1869996.3048 | 1869996.3048 | 0.084698 | 0.10179 | 0.016551 | 0.013843 | 63 | 282641.2854 | 283086.442 | 0.068891 | 0.04157 | 1031 | 4204821.0459 | 4204821.0459 | 0.0087931 | 0.0085651 | 4.8637
|  | 807 | 9 | 13719 | 0.0051255 | 3121062.7237 | 116895.1278 | 82090.5524 | 3285383.5028 | 3285383.5028 | 0.059354 | 0.064541 | 0.010271 | 0.0097171 | 542 | 2447341.1578 | 2459430.5143 | 0.012814 | 0.010818 | 249 | 1098852.2823 | 1098852.2823 | 0.025843 | 0.02039 | 8.545
|  | 440 | 6 | 8800 | 0.0051255 | 1802834.8903 | 59818.0312 | 22956.7843 | 1897793.1564 | 1897793.1564 | 0.059016 | 0.10615 | 0.01496 | 0.013218 | 268 | 1091022.2406 | 1091022.2406 | 0.023143 | 0.018118 | 620 | 2504372.9651 | 2504372.9651 | 0.013536 | 0.011896 | 4.9359
|  | 142 | 4 | 2556 | 0.0051255 | 593949.0166 | 22165.8235 | 9427.226 | 625237.9056 | 625237.9056 | 0.1137 | 0.2193 | 0.037191 | 0.02626 | 335 | 1534769.4805 | 1560199.2982 | 0.016899 | 0.014159 | 191 | 800002.3476 | 800002.3476 | 0.03158 | 0.023391 | 1.6261
|  | 816 | 14 | 8976 | 0.0051255 | 3088207.5797 | 68322.9781 | 61023.1197 | 3250771.2456 | 3250771.2456 | 0.079179 | 0.064113 | 0.010221 | 0.0095798 | 1086 | 4595652.1161 | 4595652.1161 | 0.0061112 | 0.0066415 | 385 | 1599284.322 | 1599284.322 | 0.018276 | 0.015373 | 8.4551
|  | 960 | 2 | 9600 | 0.0051255 | 3567870.6772 | 65620.7812 | 25438.3917 | 3755656.9205 | 3755656.9205 | 0.066006 | 0.092665 | 0.0070457 | 0.0079854 | 208 | 938307.1253 | 940410.7537 | 0.026585 | 0.02 | 68 | 314549.2276 | 323653.8538 | 0.064575 | 0.039485 | 9.7683
|  | 495 | 12 | 7920 | 0.0051255 | 2071943.653 | 54586.6146 | 30792.964 | 2181092.9958 | 2181092.9958 | 0.070311 | 0.093361 | 0.013928 | 0.012316 | 874 | 3779323.998 | 3779323.998 | 0.0085184 | 0.008084 | 756 | 3376283.7922 | 3376283.7922 | 0.0090608 | 0.0093373 | 5.6727
|  | 272 | 7 | 2992 | 0.0051255 | 1127964.1478 | 22321.1908 | 13457.5223 | 1187381.0064 | 1187381.0064 | 0.11753 | 0.16428 | 0.021974 | 0.017725 | 793 | 3657044.6922 | 3739109.6269 | 0.0094544 | 0.0083485 | 865 | 3590876.6649 | 3590876.6649 | 0.0091634 | 0.0092514 | 3.0882
|  | 956 | 11 | 11472 | 0.0051255 | 3559315.6169 | 100789.8 | 94941.6877 | 3746654.2374 | 3746654.2374 | 0.063971 | 0.063231 | 0.00903 | 0.00873 | 639 | 2719381.0303 | 2719381.0303 | 0.0094319 | 0.0094539 | 69 | 290025.9084 | 290025.9084 | 0.068829 | 0.042277 | 9.7449
|  | 719 | 3 | 7909 | 0.0051255 | 2742030.0732 | 70833.9519 | 38551.5333 | 2886379.5435 | 2886379.5435 | 0.064097 | 0.068015 | 0.0096493 | 0.0098832 | 558 | 2456539.7576 | 2456539.7576 | 0.011366 | 0.010401 | 116 | 518527.725 | 518636.8697 | 0.044319 | 0.030561 | 7.5073
|  | 433 | 4 | 7794 | 0.0051255 | 1826680.1785 | 61687.0623 | 27362.1175 | 1922914.4362 | 1922914.4362 | 0.054436 | 0.089473 | 0.014443 | 0.013029 | 841 | 3450963.4438 | 3450963.4438 | 0.0080852 | 0.0081463 | 879 | 3689959.8352 | 3689959.8352 | 0.010967 | 0.0099648 | 5.0012
|  | 290 | 14 | 4640 | 0.0051255 | 1218711.0564 | 26269.4355 | 30260.8385 | 1282914.181 | 1282914.181 | 0.11791 | 0.10125 | 0.021379 | 0.017201 | 912 | 4163218.273 | 4197659.6279 | 0.0098294 | 0.0080887 | 122 | 559008.4539 | 566272.5737 | 0.041723 | 0.028793 | 3.3366
|  | 730 | 14 | 13140 | 0.0051255 | 3017704.6569 | 76134.003 | 11675.5894 | 3176662.2565 | 3176662.2565 | 0.081471 | 0.19929 | 0.011613 | 0.010261 | 602 | 2682001.9163 | 2682001.9163 | 0.011151 | 0.009992 | 148 | 600325.4111 | 600325.4111 | 0.04041 | 0.028434 | 8.262
|  | 1069 | 5 | 20311 | 0.0051255 | 4416309.3626 | 107683.2926 | 60459.3889 | 4648937.4224 | 4648937.4224 | 0.059805 | 0.056097 | 0.0070277 | 0.0074436 | 177 | 806859.0806 | 809915.9384 | 0.029416 | 0.02157 | 591 | 2452404.2206 | 2452404.2206 | 0.013737 | 0.0126 | 12.0912
|  | 1022 | 7 | 12264 | 0.0051255 | 4264736.4459 | 75933.9247 | 91172.16 | 4489396.5407 | 4489396.5407 | 0.069584 | 0.062942 | 0.0070018 | 0.0075412 | 790 | 3164073.3108 | 3164073.3108 | 0.0096609 | 0.0089029 | 694 | 3243165.0099 | 3375669.6414 | 0.012711 | 0.01098 | 11.6762
|  | 926 | 14 | 16668 | 0.0051255 | 3628489.5138 | 118982.7832 | 95535.1666 | 3819544.8559 | 3819544.8559 | 0.067433 | 0.06971 | 0.010797 | 0.0093009 | 720 | 2942851.5277 | 2942851.5277 | 0.0097594 | 0.0092713 | 729 | 3063773.4946 | 3063773.4946 | 0.010043 | 0.010248 | 9.9343
|  | 830 | 18 | 9130 | 0.0051255 | 3381484.0169 | 43564.52 | 48094.6968 | 3559584.9544 | 3559584.9544 | 0.098791 | 0.090367 | 0.010169 | 0.0093162 | 560 | 2200652.5599 | 2200652.5599 | 0.01252 | 0.011302 | 91 | 400848.9168 | 400848.9168 | 0.054006 | 0.03523 | 9.258
|  | 561 | 6 | 8976 | 0.0051255 | 2139504.0785 | 43849.359 | 31031.6616 | 2252134.6152 | 2252134.6152 | 0.074823 | 0.088139 | 0.012885 | 0.011894 | 1008 | 4178275.6893 | 4178275.6893 | 0.0099697 | 0.0081732 | 1005 | 4333181.5332 | 4333181.5332 | 0.0086542 | 0.0086566 | 5.8576
|  | 211 | 16 | 2532 | 0.0051255 | 869013.587 | 15437.5079 | 23839.2617 | 914787.6605 | 914787.6605 | 0.17446 | 0.11936 | 0.027889 | 0.021148 | 233 | 1026049.2399 | 1026049.2399 | 0.024608 | 0.018732 | 907 | 3930046.4555 | 3930046.4555 | 0.0089194 | 0.0093342 | 2.3792
|  | 806 | 8 | 8866 | 0.0051255 | 3121780.9815 | 31224.7143 | 18836.0538 | 3286141.428 | 3286141.428 | 0.10358 | 0.13696 | 0.0093004 | 0.0093497 | 569 | 2556720.064 | 2558752.0033 | 0.011908 | 0.010423 | 87 | 389003.116 | 389003.116 | 0.055788 | 0.036314 | 8.547
|  | 263 | 14 | 3682 | 0.0051255 | 1011394.5679 | 15686.561 | 9692.1108 | 1064641.1397 | 1064641.1397 | 0.17849 | 0.24021 | 0.024799 | 0.019329 | 886 | 3807177.6156 | 3807177.6156 | 0.0069088 | 0.0072913 | 465 | 1826393.1664 | 1826393.1664 | 0.016117 | 0.014584 | 2.769
|  | 369 | 6 | 4797 | 0.0051255 | 1556166.7639 | 18256.8737 | 10152.2881 | 1638149.4799 | 1638149.4799 | 0.14407 | 0.21555 | 0.016799 | 0.014603 | 390 | 1592934.7641 | 1592934.7641 | 0.016182 | 0.013799 | 699 | 2958898.4315 | 2958898.4315 | 0.011557 | 0.011199 | 4.2606
|  | 399 | 6 | 6783 | 0.0051255 | 1523057.2191 | 29026.3983 | 9230.2966 | 1603236.5283 | 1603236.5283 | 0.1005 | 0.23235 | 0.017297 | 0.014834 | 610 | 2484458.7691 | 2484458.7691 | 0.010417 | 0.010038 | 608 | 2635967.5532 | 2635967.5532 | 0.013434 | 0.012121 | 4.1699
|  | 909 | 11 | 14544 | 0.0051255 | 3788320.1525 | 72151.0178 | 85361.2085 | 3987881.5074 | 3987881.5074 | 0.081121 | 0.074454 | 0.0092248 | 0.0086841 | 319 | 1445033.8341 | 1446078.2489 | 0.019006 | 0.015191 | 945 | 4001441.8414 | 4001441.8414 | 0.0097807 | 0.0095728 | 10.3719
|  | 963 | 3 | 18297 | 0.0051255 | 4197495.1655 | 66171.9567 | 16200.0645 | 4387087.6949 | 4418680.0657 | 0.070745 | 0.13967 | 0.0065166 | 0.0073217 | 858 | 3817231.2983 | 3817231.2983 | 0.0067411 | 0.0073228 | 110 | 468254.2721 | 468254.2721 | 0.047845 | 0.032161 | 11.4921
|  | 329 | 17 | 4606 | 0.0051255 | 1343534.3473 | 23547.602 | 8557.7226 | 1414298.7885 | 1414298.7885 | 0.13494 | 0.26618 | 0.020006 | 0.01635 | 661 | 2714371.0939 | 2714371.0939 | 0.010139 | 0.0096002 | 149 | 615234.0111 | 615234.0111 | 0.039347 | 0.027929 | 3.6784
|  | 73 | 14 | 730 | 0.0051255 | 288125.6408 | 3192.9731 | 279.3678 | 303297.5045 | 303297.5045 | 0.69223 | 6.746 | 0.065765 | 0.040542 | 558 | 2262125.3578 | 2262125.3578 | 0.012894 | 0.011343 | 499 | 1973373.0746 | 1973373.0746 | 0.016425 | 0.014495 | 0.78885
|  | 995 | 14 | 17910 | 0.0051255 | 4090338.1948 | 99701.7212 | 8727.5575 | 4305788.1415 | 4305788.1415 | 0.075957 | 0.25438 | 0.010207 | 0.0087549 | 930 | 3943667.5508 | 3943667.5508 | 0.0085725 | 0.0078207 | 841 | 3390981.4347 | 3390981.4347 | 0.011806 | 0.011128 | 11.1987
|  | 1070 | 3 | 20330 | 0.0051255 | 4467158.3569 | 63900.3338 | 1563.2886 | 4701740.2545 | 4702482.5365 | 0.073019 | 1.2228 | 0.0061287 | 0.0070215 | 689 | 2936897.9587 | 2936897.9587 | 0.010635 | 0.0095714 | 790 | 3121037.2354 | 3121037.2354 | 0.013791 | 0.011953 | 12.2304
|  | 524 | 12 | 8908 | 0.0051255 | 2139732.67 | 39974.9573 | 1227.2363 | 2252433.1191 | 2252433.1191 | 0.092833 | 1.5667 | 0.013817 | 0.01221 | 614 | 2577131.2171 | 2577131.2171 | 0.011278 | 0.01028 | 587 | 2383873.0004 | 2383873.0004 | 0.015041 | 0.01332 | 5.8583
|  | 1039 | 8 | 10390 | 0.0051255 | 4064420.5112 | 45051.4293 | 2692.1016 | 4278426.7349 | 4278426.7349 | 0.079305 | 0.72909 | 0.0072578 | 0.0077325 | 1032 | 4106810.3523 | 4106810.3523 | 0.011157 | 0.0086222 | 80 | 346349.2099 | 346349.2099 | 0.061066 | 0.039046 | 11.1278
|  | 569 | 4 | 10242 | 0.0051255 | 2122690.6559 | 47319.3763 | 3476.5888 | 2234416.6994 | 2234416.6994 | 0.067959 | 0.56302 | 0.012738 | 0.011871 | 192 | 858389.2285 | 864969.9872 | 0.028854 | 0.021043 | 655 | 2843648.6348 | 2843648.6348 | 0.012359 | 0.011885 | 5.8116
|  | 310 | 7 | 4650 | 0.0051255 | 1157267.4269 | 26854.2847 | 3212.5677 | 1218179.5598 | 1218179.5598 | 0.10449 | 0.61055 | 0.021812 | 0.017641 | 348 | 1546947.0427 | 1552041.741 | 0.016469 | 0.013982 | 887 | 3942489.2524 | 3955289.0058 | 0.011793 | 0.010654 | 3.1684
|  | 469 | 11 | 7504 | 0.0051255 | 1922408.7515 | 36658.0159 | 3475.1027 | 2023665.4548 | 2023665.4548 | 0.093584 | 0.57619 | 0.01474 | 0.012967 | 463 | 1910135.3901 | 1910135.3901 | 0.015689 | 0.012937 | 175 | 780636.8152 | 784186.3974 | 0.033404 | 0.024722 | 5.2633
|  | 323 | 6 | 5491 | 0.0051255 | 1239388.3738 | 30775.2365 | 6420.485 | 1304636.95 | 1304636.95 | 0.093373 | 0.31805 | 0.020563 | 0.016884 | 68 | 299603.69 | 299738.4969 | 0.065639 | 0.039971 | 614 | 2640678.2504 | 2640678.2504 | 0.013839 | 0.012717 | 3.3933
|  | 879 | 7 | 13185 | 0.0051255 | 3332069.3363 | 68405.4164 | 9378.0332 | 3507472.1606 | 3507472.1606 | 0.074615 | 0.22866 | 0.0090838 | 0.0090441 | 474 | 1977410.7011 | 1977410.7011 | 0.014622 | 0.012374 | 956 | 4114772.9926 | 4114772.9926 | 0.011419 | 0.010426 | 9.1227
|  | 478 | 20 | 9560 | 0.0051255 | 2031653.9394 | 51951.6281 | 21546.4055 | 2131161.1423 | 2138692.35 | 0.090289 | 0.13754 | 0.016023 | 0.013189 | 1068 | 4373497.7352 | 4373497.7352 | 0.0057359 | 0.0065018 | 888 | 3684168.1949 | 3684168.1949 | 0.0096734 | 0.010048 | 5.5624
|  | 592 | 12 | 8288 | 0.0033695 | 2474068.794 | 34367.7686 | 8123.8009 | 2604400.5112 | 2604400.5112 | 0.10509 | 0.27563 | 0.013911 | 0.012947 | 518 | 2175376.7423 | 2175376.7423 | 0.013939 | 0.012847 | 1079 | 4539144.2605 | 4539144.2605 | 0.011199 | 0.011393 | 6.7736
|  | 465 | 11 | 7440 | 0.0051255 | 1942978.2139 | 40571.9559 | 4006.9253 | 2045332.4318 | 2045332.4318 | 0.086004 | 0.50254 | 0.014754 | 0.013066 | 380 | 1576763.8718 | 1576763.8718 | 0.017846 | 0.014294 | 343 | 1352237.38 | 1352237.38 | 0.022918 | 0.019067 | 5.3196
|  | 689 | 18 | 7579 | 0.0051255 | 2794433.4562 | 37168.7453 | 25802.7323 | 2941609.9254 | 2941609.9254 | 0.10602 | 0.12311 | 0.011526 | 0.010513 | 1012 | 4025541.7329 | 4025541.7329 | 0.0077974 | 0.0074331 | 805 | 3205793.5015 | 3205793.5015 | 0.012165 | 0.011609 | 7.6507
|  | 529 | 16 | 7406 | 0.0051255 | 2086254.8698 | 37020.9415 | 15084.0089 | 2196110.3631 | 2196110.3631 | 0.10189 | 0.17036 | 0.014515 | 0.012706 | 290 | 1303485.1574 | 1309429.0661 | 0.019281 | 0.015586 | 628 | 2813574.7333 | 2822952.4809 | 0.014022 | 0.013017 | 5.7119
|  | 573 | 14 | 10314 | 0.0051255 | 2317886.2878 | 46088.9893 | 13331.5314 | 2439961.7591 | 2439961.7591 | 0.090272 | 0.18604 | 0.01366 | 0.011944 | 129 | 512115.1731 | 512115.1731 | 0.042811 | 0.028725 | 173 | 751237.7349 | 751237.7349 | 0.034178 | 0.025553 | 6.346
|  | 163 | 2 | 2934 | 0.0051255 | 662287.3068 | 14833.0607 | 2844.0115 | 697168.9365 | 697168.9365 | 0.15914 | 0.67843 | 0.034133 | 0.02474 | 99 | 434302.994 | 434302.994 | 0.048679 | 0.031708 | 106 | 467391.7092 | 467391.7092 | 0.049493 | 0.033641 | 1.8132
|  | 579 | 10 | 8106 | 0.0051255 | 2263943.5043 | 18418.1852 | 673.9249 | 2383147.7893 | 2383147.7893 | 0.16935 | 2.835 | 0.012763 | 0.011685 | 458 | 1928501.4693 | 1928501.4693 | 0.01311 | 0.011927 | 59 | 236375.0028 | 236375.0028 | 0.081257 | 0.048647 | 6.1983
|  | 731 | 10 | 10234 | 0.0051255 | 2910823.354 | 25578.9873 | 1662.3733 | 3064109.0393 | 3064109.0393 | 0.13426 | 1.1799 | 0.010535 | 0.010036 | 108 | 449079.315 | 449079.315 | 0.047489 | 0.031127 | 72 | 285181.5749 | 285181.5749 | 0.071124 | 0.044098 | 7.9694
|  | 315 | 2 | 5040 | 0.0051255 | 1180246.6415 | 19372.7134 | 498.4785 | 1242370.0773 | 1242370.0773 | 0.12769 | 3.7763 | 0.021025 | 0.017265 | 342 | 1443754.1713 | 1443754.1713 | 0.017624 | 0.014719 | 557 | 2363210.8239 | 2363210.8239 | 0.014123 | 0.013357 | 3.2313
|  | 1025 | 17 | 17425 | 0.0051255 | 3997882.314 | 42891.0465 | 115.4752 | 4208380.3646 | 4208380.3646 | 0.1287 | 16.2882 | 0.011213 | 0.009196 | 1035 | 4187670.3939 | 4187670.3939 | 0.009127 | 0.0077855 | 852 | 3609949.4219 | 3609949.4219 | 0.011741 | 0.011002 | 10.9456
|  | 671 | 9 | 8723 | 0.0051255 | 2638825.656 | 34520.3223 | 1524.8315 | 2777774.8073 | 2777774.8073 | 0.097297 | 1.2654 | 0.011076 | 0.01056 | 55 | 221723.2011 | 221723.2011 | 0.082525 | 0.047748 | 596 | 2594876.4222 | 2594876.4222 | 0.014171 | 0.013039 | 7.2247
|  | 491 | 13 | 8347 | 0.0051255 | 1923085.6623 | 29713.2118 | 3419.5849 | 2024343.9189 | 2024343.9189 | 0.11978 | 0.59797 | 0.015261 | 0.013201 | 693 | 2944047.7587 | 2944047.7587 | 0.008808 | 0.0088432 | 217 | 881215.0413 | 881215.0413 | 0.030086 | 0.02322 | 5.2651
|  | 427 | 20 | 8540 | 0.0051255 | 1740064.7197 | 44953.4723 | 4284.5902 | 1831713.1554 | 1831713.1554 | 0.097598 | 0.48881 | 0.017707 | 0.014453 | 137 | 555715.8225 | 555715.8225 | 0.039917 | 0.027274 | 750 | 3226332.9282 | 3226332.9282 | 0.010491 | 0.010963 | 4.764
|  | 1029 | 15 | 13377 | 0.0051255 | 3886055.9717 | 39259.5987 | 3482.2767 | 4090615.0747 | 4090615.0747 | 0.11644 | 0.60166 | 0.0096625 | 0.0086846 | 468 | 1933381.8982 | 1933381.8982 | 0.014869 | 0.012635 | 441 | 1734168.5244 | 1734168.5244 | 0.018006 | 0.015601 | 10.6394
|  | 176 | 10 | 1760 | 0.0051255 | 653791.6108 | 5065.4683 | 463.647 | 688202.2173 | 688202.2173 | 0.45599 | 4.0859 | 0.034654 | 0.024944 | 764 | 3143676.3147 | 3143676.3147 | 0.0079824 | 0.0083593 | 535 | 2139551.3924 | 2139551.3924 | 0.016689 | 0.01444 | 1.79
|  | 90 | 3 | 1800 | 0.0051255 | 384935.1458 | 5794.1122 | 111.9188 | 402061.6248 | 405216.475 | 0.38109 | 16.7476 | 0.05273 | 0.03407 | 955 | 4285964.3474 | 4344332.1792 | 0.0073937 | 0.0071632 | 945 | 4053000.8287 | 4053000.8287 | 0.010421 | 0.0098041 | 1.0539
|  | 439 | 3 | 7902 | 0.0051255 | 1787662.7354 | 19750.3574 | 292.245 | 1881817.6379 | 1881817.6379 | 0.13197 | 6.4322 | 0.014602 | 0.013171 | 1002 | 4198574.7381 | 4198574.7381 | 0.0068939 | 0.0071014 | 483 | 1923124.0344 | 1923124.0344 | 0.016596 | 0.014714 | 4.8944
|  | 511 | 14 | 7154 | 0.0051255 | 2114530.9319 | 20454.7591 | 2102.1757 | 2225914.661 | 2225914.661 | 0.16278 | 0.95259 | 0.013818 | 0.012238 | 594 | 2600967.3017 | 2600967.3017 | 0.010118 | 0.0098465 | 313 | 1227736.996 | 1227736.996 | 0.023433 | 0.018934 | 5.7893
|  | 956 | 17 | 12428 | 0.0051255 | 3588618.6447 | 24473.4781 | 2845.7684 | 3777511.8728 | 3777511.8728 | 0.18096 | 0.75466 | 0.010496 | 0.0092328 | 731 | 3103097.5946 | 3103097.5946 | 0.0098788 | 0.0091274 | 65 | 253683.9329 | 253683.9329 | 0.077153 | 0.046567 | 9.8251
|  | 698 | 18 | 9074 | 0.0051255 | 2603471.6688 | 25600.1088 | 2200.7166 | 2740503.0246 | 2740503.0246 | 0.15632 | 0.92654 | 0.012717 | 0.011174 | 202 | 889725.0847 | 890812.7558 | 0.02808 | 0.020614 | 760 | 3360524.5082 | 3368211.3114 | 0.011306 | 0.011054 | 7.1279
|  | 454 | 6 | 4540 | 0.0051255 | 1709274.7485 | 23038.3453 | 350.3939 | 1799247.5225 | 1799247.5225 | 0.11694 | 5.3693 | 0.01536 | 0.013672 | 225 | 888307.3432 | 888307.3432 | 0.027673 | 0.020566 | 332 | 1342345.6713 | 1342345.6713 | 0.021164 | 0.017848 | 4.6797
|  | 418 | 4 | 8360 | 0.0051255 | 1635300.838 | 38465.8759 | 2973.8806 | 1721405.3122 | 1721405.3122 | 0.078039 | 0.65408 | 0.016067 | 0.01408 | 590 | 2540321.2253 | 2540321.2253 | 0.012421 | 0.010669 | 309 | 1213253.0456 | 1213253.0456 | 0.023938 | 0.019347 | 4.4772
|  | 319 | 9 | 6380 | 0.0051255 | 1258287.8826 | 30684.161 | 5198.6177 | 1324545.3777 | 1324545.3777 | 0.10101 | 0.39403 | 0.020679 | 0.016814 | 824 | 3639613.0205 | 3648177.6609 | 0.010978 | 0.0089497 | 1060 | 4206381.1949 | 4206381.1949 | 0.010674 | 0.0097991 | 3.445
|  | 961 | 7 | 12493 | 0.0051255 | 3770930.6525 | 29805.9712 | 588.6444 | 3969488.2344 | 3969488.2344 | 0.11288 | 3.2237 | 0.0079236 | 0.0082044 | 682 | 2768634.6116 | 2768634.6116 | 0.0093914 | 0.0093404 | 887 | 3893751.3128 | 3902099.672 | 0.011737 | 0.010466 | 10.3242
|  | 63 | 7 | 1008 | 0.0051255 | 236913.3071 | 2233.0905 | 83.8165 | 249383.8308 | 249383.8308 | 0.96951 | 22.3747 | 0.07645 | 0.045598 | 173 | 749793.9254 | 749793.9254 | 0.031911 | 0.022853 | 624 | 2467193.9907 | 2467193.9907 | 0.014637 | 0.013299 | 0.64863
|  | 943 | 8 | 9430 | 0.0051255 | 3671132.9722 | 20533.5351 | 606.798 | 3864424.1193 | 3864424.1193 | 0.15102 | 3.1354 | 0.0078625 | 0.0082147 | 301 | 1181465.977 | 1181465.977 | 0.022694 | 0.017538 | 253 | 1026920.5566 | 1026920.5566 | 0.026773 | 0.02079 | 10.051
|  | 1040 | 18 | 12480 | 0.0051255 | 4110337.1421 | 33319.236 | 2289.4815 | 4326777.8098 | 4326777.8098 | 0.14099 | 0.89691 | 0.009674 | 0.0085268 | 540 | 2197531.0139 | 2197531.0139 | 0.011609 | 0.010954 | 847 | 3514384.8005 | 3514384.8005 | 0.011929 | 0.010846 | 11.2535
|  | 91 | 18 | 1092 | 0.0051255 | 355553.6778 | 2584.6687 | 206.8895 | 374274.6761 | 374274.6761 | 0.88522 | 9.1338 | 0.056162 | 0.035967 | 1010 | 4044018.5727 | 4044018.5727 | 0.0094238 | 0.0080073 | 249 | 1040028.5258 | 1040028.5258 | 0.027155 | 0.021282 | 0.97345
|  | 286 | 4 | 4004 | 0.0051255 | 1070009.5569 | 12661.0636 | 80.4648 | 1126329.8976 | 1126329.8976 | 0.19107 | 23.2871 | 0.022924 | 0.018324 | 746 | 2971614.6421 | 2971614.6421 | 0.0085045 | 0.0087652 | 166 | 728077.3574 | 729006.9896 | 0.034357 | 0.02534 | 2.9295
|  | 680 | 19 | 10880 | 0.0051255 | 2749806.2745 | 36051.977 | 496.0559 | 2894629.2025 | 2894629.2025 | 0.1269 | 3.8432 | 0.012792 | 0.01089 | 828 | 3288787.8879 | 3288787.8879 | 0.0081219 | 0.0083546 | 675 | 2913167.6796 | 2913167.6796 | 0.013443 | 0.011803 | 7.5286
|  | 479 | 12 | 8143 | 0.0051255 | 1908374.6757 | 16498.2751 | 391.7955 | 2008871.2144 | 2008871.2144 | 0.19652 | 4.8489 | 0.015071 | 0.013085 | 738 | 3096491.5079 | 3096491.5079 | 0.0099532 | 0.0091767 | 1070 | 4689918.0835 | 4699439.2476 | 0.0078976 | 0.0084184 | 5.2248
|  | 877 | 3 | 9647 | 0.0051255 | 3466927.3033 | 17901.1877 | 497.0702 | 3649487.8438 | 3649487.8438 | 0.14663 | 3.7971 | 0.0075052 | 0.0082783 | 553 | 2176067.03 | 2176067.03 | 0.012561 | 0.011377 | 515 | 2204427.6807 | 2204427.6807 | 0.013778 | 0.013052 | 9.4919
|  | 450 | 9 | 7200 | 0.0051255 | 1751648.1438 | 25494.0939 | 2692.3161 | 1843875.1921 | 1843875.1921 | 0.12093 | 0.7355 | 0.015604 | 0.01359 | 431 | 1826328.0138 | 1826328.0138 | 0.014348 | 0.012711 | 556 | 2223379.7006 | 2223379.7006 | 0.015402 | 0.013485 | 4.7958
|  | 837 | 2 | 8370 | 0.0051255 | 3303201.6397 | 16165.5732 | 522.3261 | 3477138.5456 | 3477138.5456 | 0.15361 | 3.6097 | 0.0077353 | 0.0085433 | 225 | 982775.9644 | 983178.1625 | 0.025663 | 0.019371 | 856 | 3403130.8143 | 3403130.8143 | 0.014294 | 0.011802 | 9.0437
|  | 990 | 11 | 15840 | 0.0051255 | 3806859.3274 | 36591.4334 | 1093.905 | 4007277.7351 | 4007277.7351 | 0.11702 | 1.7721 | 0.009351 | 0.0086377 | 225 | 936831.539 | 936831.539 | 0.026645 | 0.019993 | 148 | 607111.1507 | 607111.1507 | 0.039776 | 0.028171 | 10.4226
|  | 914 | 12 | 9140 | 0.0051255 | 3481353.726 | 44996.4791 | 10984.8575 | 3664621.8436 | 3664621.8436 | 0.084868 | 0.20956 | 0.0089521 | 0.0088 | 903 | 3575687.1058 | 3575687.1058 | 0.0085998 | 0.0082073 | 332 | 1338210.2483 | 1338210.2483 | 0.021432 | 0.017866 | 9.5314
|  | 423 | 20 | 6768 | 0.0051255 | 1635332.5855 | 31396.9654 | 6536.0179 | 1721430.9352 | 1721430.9352 | 0.12216 | 0.34301 | 0.017825 | 0.01464 | 875 | 3571822.3621 | 3571822.3621 | 0.0091483 | 0.0084542 | 743 | 3001571.7263 | 3001571.7263 | 0.015234 | 0.012317 | 4.4773
|  | 775 | 9 | 9300 | 0.0051255 | 2889696.8984 | 50714.9448 | 8461.5178 | 3041793.0489 | 3041793.0489 | 0.072363 | 0.25307 | 0.010132 | 0.0098015 | 875 | 3538322.8142 | 3538322.8142 | 0.012817 | 0.009746 | 964 | 3785370.5798 | 3785370.5798 | 0.012113 | 0.010462 | 7.9116
|  | 909 | 16 | 17271 | 0.0051255 | 3834749.3284 | 73579.4505 | 12494.7311 | 4013594.3442 | 4036773.8811 | 0.094843 | 0.2012 | 0.011113 | 0.0091789 | 470 | 1996794.8473 | 1996794.8473 | 0.013812 | 0.012186 | 526 | 2151170.8132 | 2151170.8132 | 0.015507 | 0.013654 | 10.499
|  | 832 | 4 | 13312 | 0.0051255 | 3475015.1268 | 52933.0411 | 2486.547 | 3653791.7994 | 3658075.0281 | 0.064627 | 0.77872 | 0.0079219 | 0.0084076 | 186 | 778606.3489 | 778606.3489 | 0.030535 | 0.022296 | 791 | 3338859.3204 | 3338859.3204 | 0.010527 | 0.010436 | 9.5141
|  | 532 | 10 | 6384 | 0.0051255 | 2006192.6935 | 24417.4919 | 2484.1817 | 2111795.9789 | 2111795.9789 | 0.12519 | 0.79444 | 0.013862 | 0.012493 | 588 | 2411854.9242 | 2411854.9242 | 0.011652 | 0.010636 | 136 | 571612.3292 | 571612.3292 | 0.042021 | 0.029387 | 5.4927
|  | 198 | 2 | 1980 | 0.0051255 | 753879.8026 | 2886.7976 | 43.2085 | 793566.0093 | 793566.0093 | 0.74368 | 43.3417 | 0.030494 | 0.022652 | 473 | 1977253.215 | 1977253.215 | 0.014438 | 0.01244 | 177 | 728796.0736 | 728796.0736 | 0.034064 | 0.025081 | 2.064
|  | 370 | 4 | 5920 | 0.0051255 | 1481241.1902 | 10649.0314 | 183.4578 | 1559247.333 | 1559247.333 | 0.23077 | 10.239 | 0.017301 | 0.01486 | 714 | 3057244.2013 | 3057244.2013 | 0.010041 | 0.0092885 | 365 | 1485383.0486 | 1485383.0486 | 0.019982 | 0.016741 | 4.0554
|  | 1048 | 19 | 20960 | 0.0051255 | 4139752.1575 | 38496.6677 | 1484.2156 | 4357740.8801 | 4357740.8801 | 0.16614 | 1.374 | 0.012636 | 0.0094766 | 65 | 262811.6214 | 262811.6214 | 0.072528 | 0.043297 | 962 | 3820020.2867 | 3820020.2867 | 0.0091786 | 0.0094168 | 11.334
|  | 972 | 13 | 10692 | 0.0051255 | 3628177.1857 | 22876.8069 | 319.2417 | 3819144.1171 | 3819144.1171 | 0.16306 | 5.936 | 0.0091063 | 0.0087007 | 60 | 237042.2436 | 237042.2436 | 0.078701 | 0.046107 | 1057 | 4432283.5306 | 4432283.5306 | 0.0084888 | 0.0087997 | 9.9334
|  | 731 | 9 | 14620 | 0.0051255 | 2798184.5393 | 27682.5671 | 461.2028 | 2945494.4202 | 2945494.4202 | 0.13508 | 4.1191 | 0.011217 | 0.010225 | 237 | 1034765.4658 | 1036563.697 | 0.025564 | 0.019232 | 131 | 534550.7645 | 534550.7645 | 0.043118 | 0.029651 | 7.661
|  | 1041 | 19 | 13533 | 0.0051255 | 4190880.099 | 24343.4699 | 1159.3985 | 4411592.2344 | 4411592.2344 | 0.19935 | 1.7293 | 0.010049 | 0.0085491 | 913 | 3922770.7572 | 3922770.7572 | 0.010713 | 0.0086875 | 425 | 1826043.3426 | 1826043.3426 | 0.018493 | 0.015335 | 11.474
|  | 55 | 2 | 605 | 0.0051255 | 207680.3488 | 1661.0342 | 28.0467 | 218612.4762 | 218612.4762 | 1.2649 | 66.749 | 0.084145 | 0.048949 | 202 | 833038.2803 | 833038.2803 | 0.028972 | 0.021489 | 581 | 2533193.2184 | 2538239.9395 | 0.01446 | 0.012589 | 0.5686
|  | 115 | 3 | 1150 | 0.0051255 | 453134.2385 | 2460.5619 | 88.5289 | 476994.6766 | 476994.6766 | 0.86772 | 21.1698 | 0.046086 | 0.030924 | 1009 | 4119770.0903 | 4119770.0903 | 0.010262 | 0.0083181 | 955 | 3778827.7354 | 3778827.7354 | 0.0088126 | 0.0095777 | 1.2406
|  | 72 | 19 | 1296 | 0.0051255 | 288520.9672 | 4245.3105 | 173.4076 | 303715.3659 | 303715.3659 | 0.55625 | 10.8635 | 0.065819 | 0.04045 | 729 | 3111777.6042 | 3111777.6042 | 0.011298 | 0.0097609 | 744 | 2982312.1717 | 2982312.1717 | 0.011678 | 0.010921 | 0.78993
|  | 1095 | 3 | 21900 | 0.0051255 | 4446575.7783 | 73396.7776 | 1024.4087 | 4680768.9506 | 4680768.9506 | 0.068278 | 1.8521 | 0.0062379 | 0.0070683 | 449 | 1802219.5753 | 1802219.5753 | 0.014984 | 0.012954 | 494 | 2088071.8951 | 2088071.8951 | 0.015294 | 0.013972 | 12.1741
|  | 848 | 7 | 11872 | 0.0051255 | 3280908.9181 | 11689.5811 | 318.0938 | 3453645.9534 | 3453645.9534 | 0.25898 | 5.9667 | 0.0088712 | 0.0088656 | 157 | 632676.2934 | 632676.2934 | 0.03633 | 0.02553 | 1063 | 4199040.4196 | 4199040.4196 | 0.013217 | 0.010319 | 8.9826
|  | 633 | 8 | 9495 | 0.0051255 | 2514199.1527 | 25169.4725 | 2408.1963 | 2646595.8657 | 2646595.8657 | 0.12638 | 0.82193 | 0.011298 | 0.010611 | 468 | 1983500.6197 | 1983500.6197 | 0.014011 | 0.012412 | 1086 | 4414631.4916 | 4414631.4916 | 0.0095373 | 0.0087988 | 6.8835
|  | 536 | 15 | 6432 | 0.0051255 | 2056554.6481 | 12056.9338 | 1018.0062 | 2164823.5291 | 2164823.5291 | 0.26191 | 1.9297 | 0.014026 | 0.012363 | 185 | 736702.3404 | 736702.3404 | 0.032628 | 0.023398 | 465 | 1971621.5347 | 1971621.5347 | 0.014929 | 0.013715 | 5.6305
|  | 696 | 12 | 13224 | 0.0051255 | 2629232.1776 | 26041.614 | 1261.7796 | 2767633.3241 | 2767633.3241 | 0.15225 | 1.5568 | 0.012354 | 0.010864 | 397 | 1615837.1859 | 1615837.1859 | 0.016916 | 0.01419 | 86 | 338336.086 | 338336.086 | 0.061744 | 0.039076 | 7.1984
|  | 941 | 2 | 11292 | 0.0051255 | 3701943.2466 | 26940.0658 | 770.8674 | 3896872.0886 | 3896872.0886 | 0.10069 | 2.4525 | 0.0067654 | 0.0077361 | 903 | 3797275.9739 | 3797275.9739 | 0.0068838 | 0.0075335 | 907 | 3746267.7888 | 3746267.7888 | 0.012382 | 0.01045 | 10.1354
|  | 942 | 17 | 15072 | 0.0051255 | 3812797.9281 | 43378.1034 | 2490.6394 | 4013606.3596 | 4013606.3596 | 0.11883 | 0.82309 | 0.010749 | 0.0090804 | 421 | 1751751.4848 | 1751751.4848 | 0.015975 | 0.013479 | 623 | 2598512.5163 | 2598512.5163 | 0.012914 | 0.012115 | 10.4389
|  | 575 | 3 | 7475 | 0.0051255 | 2290818.9223 | 21938.7844 | 473.8865 | 2411455.2706 | 2411455.2706 | 0.11987 | 3.9758 | 0.011404 | 0.011024 | 842 | 3397909.3383 | 3397909.3383 | 0.0081699 | 0.0083395 | 144 | 567832.9864 | 567832.9864 | 0.041734 | 0.029042 | 6.2719
|  | 116 | 3 | 2204 | 0.0051255 | 443178.2343 | 15148.8596 | 234.6155 | 466508.9168 | 466508.9168 | 0.15659 | 7.9981 | 0.046882 | 0.031269 | 905 | 3684370.9451 | 3684370.9451 | 0.0068645 | 0.0075777 | 88 | 364380.5416 | 364380.5416 | 0.058328 | 0.037492 | 1.2134
|  | 1075 | 18 | 12900 | 0.0051255 | 4114422.2548 | 76697.7393 | 5188.0885 | 4331024.9877 | 4331024.9877 | 0.086923 | 0.4055 | 0.0097229 | 0.0084745 | 777 | 3304515.0027 | 3304515.0027 | 0.0099764 | 0.00903 | 515 | 2141017.1417 | 2141017.1417 | 0.01647 | 0.014015 | 11.2647
|  | 836 | 4 | 15048 | 0.0051255 | 3473004.259 | 19089.6408 | 745.7459 | 3647560.2135 | 3655951.2311 | 0.15373 | 2.5558 | 0.0079946 | 0.0083751 | 511 | 2038634.88 | 2038634.88 | 0.014897 | 0.012532 | 528 | 2086435.39 | 2086435.39 | 0.015859 | 0.01383 | 9.5086
|  | 124 | 6 | 1984 | 0.0051255 | 483065.0729 | 3944.5295 | 195.4 | 508499.3698 | 508499.3698 | 0.56743 | 9.623 | 0.043894 | 0.029737 | 109 | 455840.2346 | 455840.2346 | 0.047189 | 0.031132 | 140 | 592234.2104 | 592234.2104 | 0.040332 | 0.028319 | 1.3226
|  | 647 | 17 | 12293 | 0.0051255 | 2699054.3262 | 33285.8652 | 1540.6 | 2834937.6479 | 2841236.2593 | 0.13671 | 1.29 | 0.01298 | 0.010961 | 572 | 2489215.6053 | 2491289.2252 | 0.012999 | 0.011123 | 879 | 3799412.4401 | 3799412.4401 | 0.013611 | 0.010834 | 7.3896
|  | 899 | 16 | 8990 | 0.0051255 | 3383192.4093 | 16171.85 | 1414.3111 | 3561276.2206 | 3561276.2206 | 0.22667 | 1.4228 | 0.0097124 | 0.0090816 | 796 | 3506855.241 | 3520893.4848 | 0.0099168 | 0.0088092 | 147 | 589159.264 | 589159.264 | 0.040286 | 0.028333 | 9.2627
|  | 263 | 16 | 4997 | 0.0051255 | 979077.2622 | 18261.0218 | 905.8162 | 1030609.3105 | 1030609.3105 | 0.17007 | 2.1238 | 0.025796 | 0.019686 | 488 | 2130145.233 | 2135076.4371 | 0.012443 | 0.011472 | 578 | 2302085.8376 | 2302085.8376 | 0.01488 | 0.01311 | 2.6806
|  | 219 | 14 | 2628 | 0.0051255 | 817237.8566 | 14181.9195 | 834.0762 | 860252.5885 | 860252.5885 | 0.18599 | 2.2849 | 0.029141 | 0.021799 | 470 | 1994851.6926 | 1994851.6926 | 0.015724 | 0.012833 | 615 | 2647043.1911 | 2648984.618 | 0.014589 | 0.012694 | 2.2375
|  | 546 | 19 | 8190 | 0.0051255 | 2100793.3995 | 31945.4522 | 3416.341 | 2211393.6526 | 2211393.6526 | 0.12624 | 0.6098 | 0.014849 | 0.012595 | 993 | 4071873.8805 | 4071873.8805 | 0.0075831 | 0.0075007 | 869 | 3539815.8994 | 3539815.8994 | 0.013505 | 0.011234 | 5.7517
|  | 529 | 13 | 5819 | 0.0051255 | 2060190.2654 | 27875.8059 | 2074.5735 | 2168662.9584 | 2168662.9584 | 0.1156 | 0.94413 | 0.013649 | 0.012238 | 628 | 2643027.9868 | 2643027.9868 | 0.013524 | 0.011048 | 908 | 3766469.1161 | 3766469.1161 | 0.010511 | 0.0099142 | 5.6405
|  | 503 | 16 | 7042 | 0.0051255 | 1997850.6371 | 43734.7689 | 2325.3691 | 2103056.6439 | 2103056.6439 | 0.087476 | 0.84554 | 0.014731 | 0.012768 | 863 | 3495280.325 | 3495280.325 | 0.0073511 | 0.0078662 | 848 | 3340976.9932 | 3340976.9932 | 0.012173 | 0.011047 | 5.4698
|  | 1009 | 5 | 13117 | 0.0051255 | 3967615.4535 | 45203.1325 | 2113.6499 | 4176532.7505 | 4176532.7505 | 0.075471 | 0.91571 | 0.0070675 | 0.007688 | 1090 | 4400254.5966 | 4400254.5966 | 0.0075063 | 0.0072323 | 134 | 532232.4679 | 532232.4679 | 0.043359 | 0.029981 | 10.8627
|  | 134 | 18 | 1474 | 0.0051255 | 531842.2249 | 3544.6205 | 321.7148 | 559848.6687 | 559848.6687 | 0.66797 | 5.904 | 0.040913 | 0.028149 | 483 | 1985583.8819 | 1985583.8819 | 0.013893 | 0.012293 | 141 | 599957.2352 | 599957.2352 | 0.039278 | 0.027749 | 1.4561
|  | 179 | 20 | 3401 | 0.0051255 | 731887.3067 | 11076.2182 | 959.2268 | 770436.4233 | 770436.4233 | 0.25976 | 2.0251 | 0.032367 | 0.023434 | 941 | 4048642.5851 | 4048642.5851 | 0.0093841 | 0.008188 | 818 | 3393451.9379 | 3393451.9379 | 0.0102 | 0.0099818 | 2.0038
|  | 606 | 4 | 8484 | 0.0051255 | 2358140.6827 | 17349.113 | 433.277 | 2482300.2244 | 2482300.2244 | 0.15345 | 4.3547 | 0.011315 | 0.010912 | 682 | 2760846.1085 | 2760846.1085 | 0.010725 | 0.0098986 | 778 | 3221422.0173 | 3221422.0173 | 0.012727 | 0.011176 | 6.4562
|  | 652 | 9 | 13040 | 0.0051255 | 2730333.4462 | 38517.6484 | 966.9082 | 2868200.8949 | 2874167.0153 | 0.098227 | 1.9808 | 0.011222 | 0.010299 | 160 | 650952.8662 | 650952.8662 | 0.035559 | 0.02511 | 758 | 3189817.1756 | 3189817.1756 | 0.01352 | 0.011205 | 7.4752
|  | 1095 | 9 | 10950 | 0.0051255 | 4209728.8511 | 19489.6172 | 2253.7848 | 4431356.6307 | 4431356.6307 | 0.16924 | 0.89415 | 0.0071273 | 0.0074582 | 137 | 564092.9194 | 564092.9194 | 0.039991 | 0.027471 | 135 | 577411.3462 | 577411.3462 | 0.040771 | 0.028343 | 11.5256
|  | 487 | 9 | 4870 | 0.0051255 | 1847919.0611 | 23790.8175 | 412.8318 | 1945195.7661 | 1945195.7661 | 0.12022 | 4.5676 | 0.0145 | 0.012984 | 621 | 2490904.2136 | 2490904.2136 | 0.011916 | 0.010687 | 117 | 512847.0335 | 513973.8787 | 0.045293 | 0.030849 | 5.0593
|  | 387 | 16 | 5805 | 0.0051255 | 1546217.4576 | 12310.768 | 390.9749 | 1627644.2234 | 1627644.2234 | 0.25413 | 4.874 | 0.017864 | 0.01486 | 113 | 449537.8861 | 449537.8861 | 0.04832 | 0.031619 | 944 | 3875280.4246 | 3875280.4246 | 0.011481 | 0.010025 | 4.2333
|  | 758 | 16 | 8338 | 0.0051255 | 2922860.7047 | 12472.6216 | 1476.0399 | 3076742.8378 | 3076742.8378 | 0.28127 | 1.3842 | 0.010892 | 0.010015 | 906 | 3772680.0173 | 3772680.0173 | 0.011011 | 0.008925 | 515 | 2146464.6847 | 2146464.6847 | 0.015261 | 0.013541 | 8.0024
|  | 104 | 7 | 1664 | 0.0051255 | 416776.8191 | 5419.3176 | 179.7599 | 438725.5737 | 438725.5737 | 0.41705 | 10.4482 | 0.049314 | 0.032485 | 514 | 2143353.3481 | 2143353.3481 | 0.014001 | 0.012027 | 1088 | 4806485.3749 | 4840738.6361 | 0.012077 | 0.009489 | 1.1411
|  | 515 | 20 | 8240 | 0.0051255 | 2041361.7643 | 13417.8239 | 4543.1478 | 2148857.4172 | 2148857.4172 | 0.28439 | 0.54281 | 0.015439 | 0.012972 | 659 | 2804537.1086 | 2804537.1086 | 0.0096317 | 0.0093749 | 632 | 2466588.3937 | 2466588.3937 | 0.016406 | 0.013677 | 5.5889
|  | 912 | 14 | 9120 | 0.0051255 | 3428318.9479 | 20031.3359 | 2672.6635 | 3608776.5456 | 3608776.5456 | 0.17865 | 0.77625 | 0.0093491 | 0.0089434 | 462 | 1865164.0941 | 1865164.0941 | 0.014036 | 0.012527 | 785 | 3393655.1277 | 3393655.1277 | 0.012118 | 0.010789 | 9.3862
|  | 719 | 18 | 11504 | 0.0051255 | 2863125.4677 | 31802.9028 | 4621.18 | 3013899.3877 | 3013899.3877 | 0.14178 | 0.48217 | 0.012393 | 0.010604 | 802 | 3222522.421 | 3222522.421 | 0.0081299 | 0.0084363 | 931 | 3898624.3615 | 3898624.3615 | 0.011676 | 0.01018 | 7.8388
|  | 187 | 5 | 2057 | 0.0051255 | 721261.263 | 3544.3639 | 478.0927 | 759234.1441 | 759234.1441 | 0.6254 | 3.9586 | 0.031799 | 0.023376 | 84 | 353478.0293 | 353478.0293 | 0.057671 | 0.036264 | 826 | 3510595.9283 | 3510595.9283 | 0.010669 | 0.010273 | 1.9747
|  | 607 | 18 | 6677 | 0.0051255 | 2456802.3231 | 20101.8213 | 1888.6106 | 2586194.5793 | 2586194.5793 | 0.17463 | 1.0634 | 0.012506 | 0.01126 | 181 | 735784.3328 | 735784.3328 | 0.032328 | 0.023166 | 642 | 2516965.4799 | 2516965.4799 | 0.013982 | 0.012781 | 6.7264
|  | 317 | 18 | 5706 | 0.0051255 | 1293444.4606 | 18258.9375 | 2229.3761 | 1361570.2341 | 1361570.2341 | 0.18168 | 0.90855 | 0.020945 | 0.016732 | 100 | 417202.166 | 417202.166 | 0.050964 | 0.03295 | 1055 | 4452456.7576 | 4452456.7576 | 0.011904 | 0.0098408 | 3.5413
|  | 81 | 6 | 1458 | 0.0051255 | 311214.0221 | 3202.378 | 182.4045 | 327598.2951 | 327598.2951 | 0.68596 | 10.3027 | 0.061904 | 0.03868 | 1023 | 4440313.9736 | 4440313.9736 | 0.0097218 | 0.0079663 | 887 | 3588355.0194 | 3588355.0194 | 0.0088574 | 0.0094564 | 0.85206
|  | 719 | 14 | 12942 | 0.0051255 | 2783414.2229 | 18379.3015 | 1357.805 | 2929959.2381 | 2929959.2381 | 0.2203 | 1.4869 | 0.012175 | 0.010597 | 704 | 2860654.5413 | 2860654.5413 | 0.0091947 | 0.009268 | 690 | 2745766.0023 | 2745766.0023 | 0.011657 | 0.011233 | 7.6206
|  | 623 | 6 | 11214 | 0.0051255 | 2361740.0857 | 47139.0109 | 766.2427 | 2486064.0359 | 2486064.0359 | 0.073377 | 2.4727 | 0.01193 | 0.011147 | 629 | 2780069.3879 | 2787938.6407 | 0.010253 | 0.0096862 | 80 | 340856.1744 | 340856.1744 | 0.06109 | 0.038824 | 6.4661
|  | 1052 | 18 | 11572 | 0.0051255 | 4138863.4455 | 20377.9756 | 3203.7293 | 4356798.7724 | 4356798.7724 | 0.21268 | 0.69592 | 0.0092734 | 0.0083166 | 224 | 945818.05 | 945818.05 | 0.026377 | 0.019899 | 416 | 1631956.5492 | 1631956.5492 | 0.018626 | 0.015831 | 11.3316
|  | 929 | 3 | 13935 | 0.0051255 | 3878630.0633 | 33246.3147 | 845.1505 | 4082951.3767 | 4082951.3767 | 0.090064 | 2.243 | 0.0067846 | 0.0076373 | 438 | 1784599.4512 | 1784599.4512 | 0.015303 | 0.013171 | 967 | 3850621.9673 | 3850621.9673 | 0.0081851 | 0.0089945 | 10.6191
|  | 850 | 8 | 17000 | 0.0051255 | 3312403.5406 | 23176.5933 | 3531.4465 | 3486808.3303 | 3486808.3303 | 0.15996 | 0.6012 | 0.0097952 | 0.0092127 | 52 | 206118.3715 | 206118.3715 | 0.087606 | 0.050148 | 923 | 3741379.3979 | 3741379.3979 | 0.011483 | 0.010255 | 9.0689
|  | 960 | 19 | 16320 | 0.0051255 | 3834255.5587 | 39244.9457 | 4470.6289 | 4036174.2659 | 4036174.2659 | 0.14239 | 0.50874 | 0.011659 | 0.0093768 | 915 | 3954803.7618 | 3954803.7618 | 0.0079043 | 0.007702 | 971 | 3940267.4168 | 3940267.4168 | 0.010419 | 0.0097213 | 10.4976
|  | 791 | 8 | 8701 | 0.0051255 | 3103528.5778 | 35586.1404 | 1715.5729 | 3266944.1095 | 3266944.1095 | 0.092487 | 1.1259 | 0.0090805 | 0.0090826 | 859 | 3561525.9778 | 3561525.9778 | 0.0089076 | 0.0085419 | 747 | 2938714.5268 | 2938714.5268 | 0.011218 | 0.010522 | 8.497
|  | 191 | 9 | 1910 | 0.0051255 | 712843.1405 | 9945.5099 | 477.1482 | 750363.1696 | 750363.1696 | 0.23991 | 3.9554 | 0.032201 | 0.023554 | 235 | 1049821.6943 | 1054450.4757 | 0.024092 | 0.018544 | 569 | 2484679.7004 | 2484679.7004 | 0.013109 | 0.012239 | 1.9517
|  | 919 | 13 | 12866 | 0.0051255 | 3976171.3449 | 40928.0459 | 3449.6051 | 4142301.5906 | 4185683.114 | 0.10475 | 0.59721 | 0.0089008 | 0.0082601 | 1094 | 4885726.634 | 4902234.2942 | 0.0062623 | 0.0065054 | 405 | 1759869.5578 | 1759869.5578 | 0.017696 | 0.015077 | 10.8862
|  | 887 | 18 | 15079 | 0.0051255 | 3821351.0611 | 60529.2524 | 33456.2633 | 3995962.0639 | 4022699.1568 | 0.092122 | 0.11404 | 0.011106 | 0.0092226 | 1055 | 4117485.3724 | 4117485.3724 | 0.0062029 | 0.006924 | 365 | 1630047.3858 | 1633298.1775 | 0.018415 | 0.015421 | 10.4623
|  | 788 | 10 | 12608 | 0.0051255 | 3430122.1905 | 107667.5698 | 26525.951 | 3571500.3403 | 3610869.1131 | 0.061912 | 0.097865 | 0.009461 | 0.0089912 | 640 | 2748432.7701 | 2748432.7701 | 0.0093148 | 0.009338 | 51 | 201663.5192 | 201663.5192 | 0.090143 | 0.051954 | 9.3912
|  | 145 | 18 | 2755 | 0.0051255 | 653467.7513 | 10746.1302 | 8939.6699 | 668448.7554 | 687909.5906 | 0.25131 | 0.26881 | 0.036014 | 0.025109 | 155 | 693543.2666 | 694168.5717 | 0.034072 | 0.024098 | 180 | 746349.3838 | 746349.3838 | 0.032723 | 0.02412 | 1.7891
|  | 814 | 4 | 10582 | 0.0051255 | 3162244.0015 | 26449.2918 | 14415.0979 | 3328738.6304 | 3328738.6304 | 0.10922 | 0.16116 | 0.0085906 | 0.0089971 | 701 | 3019004.9986 | 3019004.9986 | 0.010113 | 0.0092599 | 571 | 2535600.0956 | 2535600.0956 | 0.012555 | 0.011786 | 8.6578
|  | 931 | 10 | 9310 | 0.0051255 | 3911595.5168 | 17628.6762 | 39515.4276 | 4117662.6163 | 4117662.6163 | 0.18254 | 0.11287 | 0.007729 | 0.0080158 | 705 | 3092179.4744 | 3092179.4744 | 0.0098268 | 0.0091055 | 1037 | 4751942.28 | 4841401.2302 | 0.010278 | 0.0087112 | 10.7094
|  | 997 | 2 | 9970 | 0.0051255 | 4145170.1352 | 31337.2517 | 16855.2999 | 4363525.9463 | 4363525.9463 | 0.088081 | 0.13338 | 0.0059689 | 0.007217 | 610 | 2503304.4006 | 2503304.4006 | 0.013278 | 0.011028 | 373 | 1710081.9139 | 1752162.8803 | 0.018026 | 0.015009 | 11.3489
|  | 972 | 15 | 17496 | 0.0051255 | 4170802.4935 | 31142.3534 | 86439.3232 | 4379126.8301 | 4390557.2169 | 0.16099 | 0.13191 | 0.010256 | 0.0086777 | 121 | 473368.4396 | 473368.4396 | 0.045749 | 0.030311 | 624 | 2821367.6076 | 2833792.1087 | 0.01046 | 0.01053 | 11.419
|  | 638 | 8 | 10846 | 0.0051255 | 2744300.8392 | 30804.9032 | 15760.2573 | 2873127.7232 | 2888897.2822 | 0.10953 | 0.16141 | 0.010774 | 0.010208 | 169 | 703377.7001 | 703377.7001 | 0.033036 | 0.023678 | 662 | 2628182.4568 | 2628182.4568 | 0.013097 | 0.011638 | 7.5135
|  | 842 | 5 | 10946 | 0.0051255 | 3549673.1597 | 62592.6829 | 12805.6178 | 3736678.2611 | 3736678.2611 | 0.073001 | 0.17079 | 0.0078534 | 0.0083892 | 752 | 3229325.1943 | 3229325.1943 | 0.010236 | 0.0090683 | 65 | 266407.2175 | 266407.2175 | 0.073449 | 0.044509 | 9.7185
|  | 968 | 7 | 18392 | 0.0051255 | 4015232.4539 | 153926.789 | 20965.2065 | 4226739.9981 | 4226739.9981 | 0.053023 | 0.11349 | 0.0081546 | 0.0080769 | 348 | 1417288.243 | 1417288.243 | 0.019162 | 0.015418 | 752 | 3047965.6405 | 3047965.6405 | 0.0098156 | 0.010052 | 10.9931
|  | 127 | 7 | 1397 | 0.0051255 | 525840.0243 | 9892.9904 | 1753.9111 | 553538.9669 | 553538.9669 | 0.23415 | 1.0931 | 0.041125 | 0.028398 | 209 | 837567.1657 | 837567.1657 | 0.028651 | 0.021205 | 759 | 3351520.997 | 3351520.997 | 0.011755 | 0.010504 | 1.4397
|  | 294 | 19 | 5586 | 0.0051255 | 1318920.1084 | 23058.0989 | 12172.5741 | 1352577.5882 | 1388433.3568 | 0.14867 | 0.21306 | 0.021196 | 0.016639 | 235 | 1046732.6192 | 1047418.7379 | 0.024285 | 0.018583 | 664 | 2668995.7119 | 2668995.7119 | 0.011512 | 0.011174 | 3.611
|  | 722 | 18 | 12996 | 0.0051255 | 3218342.5993 | 107782.0223 | 39146.4411 | 3334742.7666 | 3387957.0975 | 0.071189 | 0.084383 | 0.011986 | 0.010067 | 479 | 1968900.5684 | 1968900.5684 | 0.013725 | 0.012145 | 426 | 1727795.9851 | 1727795.9851 | 0.017569 | 0.014942 | 8.8113
|  | 411 | 13 | 8220 | 0.0051255 | 1706433.2302 | 57121.9708 | 18135.496 | 1796322.4092 | 1796322.4092 | 0.069866 | 0.13706 | 0.016815 | 0.0142 | 61 | 273273.9052 | 273443.9363 | 0.070316 | 0.042172 | 225 | 1015144.9489 | 1017704.5513 | 0.026717 | 0.02065 | 4.672
|  | 617 | 12 | 9255 | 0.0051255 | 2563017.6644 | 68169.0118 | 20378.8959 | 2698029.3243 | 2698029.3243 | 0.077317 | 0.12344 | 0.011903 | 0.010906 | 193 | 760301.2003 | 760301.2003 | 0.031447 | 0.022676 | 1096 | 4401127.3679 | 4401127.3679 | 0.011203 | 0.009442 | 7.0172
|  | 88 | 17 | 1496 | 0.0051255 | 364742.9436 | 8752.8918 | 3576.1109 | 383956.1435 | 383956.1435 | 0.27915 | 0.56706 | 0.055186 | 0.035488 | 751 | 3118518.8281 | 3118518.8281 | 0.011736 | 0.0096441 | 631 | 2684218.6652 | 2684218.6652 | 0.011684 | 0.011426 | 0.99861
|  | 1074 | 15 | 21480 | 0.0051255 | 4796509.5054 | 129337.7324 | 55034.5739 | 4954486.5435 | 5049300.4386 | 0.070968 | 0.073536 | 0.010423 | 0.0082662 | 840 | 3945546.562 | 4191405.6143 | 0.0085773 | 0.0075216 | 424 | 1905711.0258 | 1908509.0823 | 0.015805 | 0.013875 | 13.1321
|  | 632 | 15 | 12640 | 0.0051255 | 2343258.974 | 73475.8803 | 32211.8002 | 2466588.3937 | 2466588.3937 | 0.083975 | 0.098513 | 0.014282 | 0.01207 | 547 | 2179748.2012 | 2179748.2012 | 0.012254 | 0.011186 | 476 | 1926757.8072 | 1926757.8072 | 0.015274 | 0.013816 | 6.4155
|  | 253 | 6 | 3542 | 0.0051255 | 964993.3437 | 20186.9857 | 2613.684 | 1015793.8182 | 1015793.8182 | 0.12839 | 0.74259 | 0.025197 | 0.019659 | 834 | 3602416.9572 | 3602416.9572 | 0.010111 | 0.0086594 | 123 | 560922.6576 | 568985.3573 | 0.041316 | 0.028536 | 2.642
|  | 504 | 14 | 6552 | 0.0051255 | 1928669.8975 | 28906.3369 | 3369.1432 | 2030204.1106 | 2030204.1106 | 0.11726 | 0.6017 | 0.014877 | 0.013016 | 1017 | 4172473.3712 | 4172473.3712 | 0.0090411 | 0.0078176 | 768 | 3026425.4697 | 3026425.4697 | 0.01065 | 0.010483 | 5.2804
|  | 631 | 10 | 11358 | 0.0051255 | 2398293.0892 | 14409.6611 | 4789.6415 | 2524543.7846 | 2524543.7846 | 0.23288 | 0.48069 | 0.012659 | 0.011408 | 589 | 2387598.83 | 2387598.83 | 0.014123 | 0.011503 | 956 | 3910532.3594 | 3910532.3594 | 0.011236 | 0.0098113 | 6.5662
|  | 760 | 2 | 12160 | 0.0051255 | 2925916.0331 | 32234.4749 | 1085.225 | 3079957.1364 | 3079957.1364 | 0.087342 | 1.7484 | 0.0089644 | 0.0093669 | 926 | 4114071.7792 | 4122193.4077 | 0.0057218 | 0.0067199 | 882 | 3458805.263 | 3458805.263 | 0.010155 | 0.0097362 | 8.0107
|  | 1059 | 11 | 13767 | 0.0051255 | 4253491.1159 | 34149.2008 | 8415.6622 | 4477496.8294 | 4477496.8294 | 0.11803 | 0.28018 | 0.0081465 | 0.0079134 | 539 | 2179471.6848 | 2179471.6848 | 0.011865 | 0.011047 | 631 | 2487843.4162 | 2487843.4162 | 0.013986 | 0.012332 | 11.6454
|  | 699 | 4 | 13281 | 0.0051255 | 2777435.6602 | 24141.1915 | 2435.2677 | 2923694.7311 | 2923694.7311 | 0.12226 | 0.80569 | 0.010002 | 0.0099253 | 774 | 3337598.5037 | 3337598.5037 | 0.0077209 | 0.0081036 | 230 | 915302.464 | 915302.464 | 0.028593 | 0.021739 | 7.6042
|  | 1091 | 12 | 12001 | 0.0051255 | 4374249.0659 | 28858.9825 | 11451.7036 | 4604611.3506 | 4604611.3506 | 0.13428 | 0.22635 | 0.0078119 | 0.0077124 | 818 | 3335641.8088 | 3335641.8088 | 0.0091592 | 0.0085938 | 1057 | 4441644.9861 | 4441644.9861 | 0.009876 | 0.0089431 | 11.976
|  | 485 | 5 | 5820 | 0.0051255 | 1912882.7257 | 14326.0125 | 1029.8077 | 2013609.0585 | 2013609.0585 | 0.17929 | 1.8532 | 0.013784 | 0.012597 | 458 | 1799372.6044 | 1799372.6044 | 0.014897 | 0.012999 | 543 | 2408130.8861 | 2411092.1879 | 0.012012 | 0.011445 | 5.2372
|  | 715 | 6 | 7150 | 0.0051255 | 2775742.142 | 20578.4648 | 2811.6841 | 2921886.3789 | 2921886.3789 | 0.13604 | 0.70174 | 0.0098736 | 0.0099135 | 993 | 4141016.2684 | 4141016.2684 | 0.0068321 | 0.007092 | 434 | 1780859.6401 | 1780859.6401 | 0.01745 | 0.014825 | 7.5996
|  | 447 | 4 | 6705 | 0.0051255 | 1697581.4569 | 28438.5058 | 5684.8398 | 1786944.8013 | 1786944.8013 | 0.097644 | 0.35455 | 0.015363 | 0.013638 | 935 | 4034646.6612 | 4034646.6612 | 0.0083717 | 0.0077502 | 739 | 2908623.8628 | 2908623.8628 | 0.01298 | 0.011255 | 4.6477
|  | 225 | 18 | 2475 | 0.0051255 | 938674.0269 | 11341.2627 | 3547.2133 | 988121.9171 | 988121.9171 | 0.23486 | 0.58083 | 0.026202 | 0.020144 | 852 | 3667611.32 | 3667611.32 | 0.0078064 | 0.0078052 | 615 | 2701460.6965 | 2701460.6965 | 0.011783 | 0.011287 | 2.5699
|  | 72 | 6 | 1440 | 0.0051255 | 298887.1206 | 5289.6877 | 730.4482 | 314631.4728 | 314631.4728 | 0.4216 | 2.5943 | 0.063892 | 0.039648 | 143 | 579393.4586 | 579393.4586 | 0.039531 | 0.027035 | 825 | 3523272.2686 | 3523272.2686 | 0.0091823 | 0.0092303 | 0.81831
|  | 438 | 13 | 4818 | 0.0051255 | 1800693.3471 | 10947.3003 | 4801.1117 | 1895541.1218 | 1895541.1218 | 0.25806 | 0.45964 | 0.015173 | 0.013315 | 210 | 928163.9674 | 928163.9674 | 0.027378 | 0.020348 | 362 | 1602129.0766 | 1602129.0766 | 0.016912 | 0.014746 | 4.93
|  | 91 | 4 | 1729 | 0.0051255 | 361244.3728 | 3764.9275 | 344.5245 | 380267.2785 | 380267.2785 | 0.58138 | 5.4663 | 0.055157 | 0.035454 | 86 | 374934.7562 | 374934.7562 | 0.055004 | 0.034913 | 403 | 1598149.1568 | 1598149.1568 | 0.018549 | 0.015663 | 0.98903
|  | 535 | 12 | 8025 | 0.0051255 | 2164261.2132 | 26591.2606 | 5102.2836 | 2278245.7908 | 2278245.7908 | 0.12766 | 0.41712 | 0.013573 | 0.012149 | 114 | 517260.7022 | 521777.6925 | 0.042401 | 0.028407 | 720 | 2965351.9636 | 2965351.9636 | 0.012849 | 0.011969 | 5.9254
|  | 961 | 15 | 15376 | 0.0051255 | 3563088.4082 | 46873.8138 | 8027.9102 | 3750619.3771 | 3750619.3771 | 0.10612 | 0.29544 | 0.010895 | 0.0093903 | 99 | 415325.9989 | 415325.9989 | 0.050737 | 0.032842 | 549 | 2513186.0008 | 2564586.3521 | 0.015123 | 0.012911 | 9.7552
|  | 783 | 11 | 9396 | 0.0051255 | 3108963.321 | 35582.1342 | 5375.4164 | 3272679.6751 | 3272679.6751 | 0.10136 | 0.39179 | 0.0098327 | 0.0094802 | 568 | 2461638.7483 | 2461638.7483 | 0.011467 | 0.010516 | 952 | 3829929.9104 | 3829929.9104 | 0.0094755 | 0.0096535 | 8.5119
|  | 558 | 2 | 6696 | 0.0051255 | 2210577.8912 | 20412.7899 | 1235.2426 | 2326983.7779 | 2326983.7779 | 0.12352 | 1.5381 | 0.011759 | 0.011369 | 831 | 3364323.5632 | 3364323.5632 | 0.0084027 | 0.0083146 | 600 | 2457704.8708 | 2457704.8708 | 0.014947 | 0.013182 | 6.0522
|  | 943 | 13 | 18860 | 0.0051255 | 4058514.6026 | 78206.5776 | 6675.4576 | 4240243.4617 | 4272357.4299 | 0.087436 | 0.32612 | 0.010259 | 0.0088067 | 1077 | 4340072.1812 | 4340072.1812 | 0.0097324 | 0.0078739 | 962 | 3961195.9069 | 3961195.9069 | 0.011715 | 0.010627 | 11.1116
|  | 924 | 9 | 12012 | 0.0051255 | 3827757.7611 | 37073.2995 | 5796.3655 | 4029387.9652 | 4029387.9652 | 0.099135 | 0.36661 | 0.008183 | 0.0082567 | 343 | 1379396.873 | 1379396.873 | 0.019425 | 0.015603 | 879 | 3574715.262 | 3574715.262 | 0.010376 | 0.010322 | 10.4798
|  | 595 | 6 | 8330 | 0.0051255 | 2482541.5969 | 26024.6317 | 1955.6902 | 2613318.1347 | 2613318.1347 | 0.11351 | 0.99162 | 0.011136 | 0.010738 | 305 | 1212243.68 | 1212243.68 | 0.022063 | 0.017133 | 1048 | 4227808.6745 | 4227808.6745 | 0.011375 | 0.010039 | 6.7968
|  | 625 | 18 | 10625 | 0.0051255 | 2455621.3856 | 34603.0045 | 4943.4992 | 2584922.8781 | 2584922.8781 | 0.12739 | 0.44662 | 0.013766 | 0.011694 | 947 | 3887715.1172 | 3887715.1172 | 0.0094891 | 0.0082106 | 437 | 1877883.7174 | 1877883.7174 | 0.016525 | 0.014783 | 6.7231
|  | 394 | 2 | 7486 | 0.0051255 | 1600837.7222 | 26931.976 | 317.9282 | 1685151.3137 | 1685151.3137 | 0.098128 | 5.9089 | 0.01618 | 0.014319 | 660 | 2626099.7638 | 2626099.7638 | 0.011043 | 0.0099043 | 241 | 1075383.3807 | 1079597.6044 | 0.026763 | 0.021348 | 4.3829
|  | 467 | 3 | 8406 | 0.0051255 | 1762913.5014 | 45680.0754 | 2131.4419 | 1855711.6586 | 1855711.6586 | 0.066624 | 0.89994 | 0.014972 | 0.013486 | 1028 | 4252483.9113 | 4252483.9113 | 0.0053496 | 0.0062879 | 303 | 1240286.8872 | 1240286.8872 | 0.023187 | 0.019382 | 4.8266
|  | 120 | 11 | 1680 | 0.0051255 | 493191.8029 | 8747.8023 | 1178.9923 | 519169.5982 | 519169.5982 | 0.27194 | 1.624 | 0.043627 | 0.029788 | 1068 | 4518283.7331 | 4518283.7331 | 0.0074534 | 0.0068117 | 1053 | 4656159.2629 | 4656159.2629 | 0.01183 | 0.010625 | 1.3503
|  | 490 | 13 | 6370 | 0.0051255 | 2012043.0697 | 24484.6509 | 5019.9966 | 2118022.3277 | 2118022.3277 | 0.13211 | 0.42091 | 0.014227 | 0.012661 | 383 | 1502202.1718 | 1502202.1718 | 0.018639 | 0.014898 | 856 | 3444528.4552 | 3444528.4552 | 0.011148 | 0.010879 | 5.5087
|  | 291 | 17 | 3201 | 0.0051255 | 1151962.6093 | 17758.5762 | 5420.6932 | 1212622.9802 | 1212622.9802 | 0.16107 | 0.39037 | 0.022248 | 0.017783 | 828 | 3307492.5249 | 3307492.5249 | 0.0093957 | 0.0087117 | 261 | 1123293.2023 | 1123293.2023 | 0.024613 | 0.019859 | 3.1539
|  | 926 | 4 | 18520 | 0.0051255 | 3928754.8548 | 67330.2757 | 8865.9699 | 4133056.2804 | 4135740.114 | 0.072747 | 0.23785 | 0.0074621 | 0.0080042 | 774 | 3202036.4277 | 3202036.4277 | 0.0090484 | 0.0085157 | 921 | 4009628.3606 | 4009628.3606 | 0.013511 | 0.011562 | 10.7563
|  | 810 | 17 | 15390 | 0.0051255 | 3374661.448 | 66441.4695 | 23134.5559 | 3552431.6642 | 3552431.6642 | 0.099592 | 0.13398 | 0.012016 | 0.01005 | 982 | 4500249.2857 | 4575188.2214 | 0.0049269 | 0.0059444 | 163 | 643977.6129 | 643977.6129 | 0.038315 | 0.027789 | 9.2393
|  | 756 | 8 | 10584 | 0.0051255 | 3215955.4426 | 48497.8363 | 10105.3943 | 3382438.3245 | 3385390.1957 | 0.075163 | 0.218 | 0.0093829 | 0.0093593 | 356 | 1431379.0954 | 1431379.0954 | 0.017524 | 0.014609 | 82 | 367207.9333 | 367637.8457 | 0.059149 | 0.038529 | 8.8048
|  | 495 | 14 | 4950 | 0.0051255 | 1848792.1541 | 17058.4361 | 8361.0513 | 1946102.6851 | 1946102.6851 | 0.17515 | 0.27821 | 0.015162 | 0.013391 | 940 | 4005777.3127 | 4005777.3127 | 0.0080819 | 0.0074636 | 732 | 3116242.2915 | 3116242.2915 | 0.012126 | 0.011855 | 5.0617
|  | 909 | 13 | 10908 | 0.0051255 | 3601545.1592 | 45852.7136 | 18290.3359 | 3791197.5777 | 3791197.5777 | 0.090139 | 0.14758 | 0.0093931 | 0.0089732 | 712 | 3072539.2428 | 3072539.2428 | 0.0095466 | 0.008854 | 562 | 2327587.2568 | 2327587.2568 | 0.014148 | 0.013578 | 9.8605
|  | 200 | 13 | 2400 | 0.0051255 | 761749.7433 | 11043.066 | 5552.9988 | 801850.3488 | 801850.3488 | 0.22954 | 0.37995 | 0.030973 | 0.022965 | 480 | 1940995.3715 | 1940995.3715 | 0.013835 | 0.012064 | 554 | 2186187.5154 | 2186187.5154 | 0.016528 | 0.014678 | 2.0856
|  | 475 | 13 | 8075 | 0.0051255 | 1948101.98 | 47704.3778 | 11394.648 | 2050712.4105 | 2050712.4105 | 0.080064 | 0.20123 | 0.014968 | 0.012996 | 763 | 3208660.6858 | 3208660.6858 | 0.007836 | 0.0082544 | 1050 | 4267208.8726 | 4267208.8726 | 0.013263 | 0.0107 | 5.3336
|  | 964 | 18 | 13496 | 0.0051255 | 3998285.8999 | 49831.2175 | 39166.2381 | 4208900.6289 | 4208900.6289 | 0.10311 | 0.10954 | 0.010332 | 0.0089459 | 200 | 790924.327 | 790924.327 | 0.029804 | 0.021777 | 535 | 2386399.8502 | 2386651.7474 | 0.01527 | 0.013834 | 10.9467
|  | 68 | 19 | 1360 | 0.0051255 | 291663.4636 | 8652.3986 | 4294.5776 | 306552.8504 | 307030.8276 | 0.28263 | 0.48022 | 0.065553 | 0.040401 | 243 | 1011625.9544 | 1011625.9544 | 0.024906 | 0.018963 | 628 | 2489431.3668 | 2489431.3668 | 0.013481 | 0.012647 | 0.79853
|  | 369 | 8 | 5904 | 0.0051255 | 1447956.8408 | 37561.5892 | 9716.9725 | 1524198.7174 | 1524198.7174 | 0.082979 | 0.22083 | 0.01816 | 0.015319 | 515 | 2100690.7357 | 2100690.7357 | 0.013133 | 0.011695 | 618 | 2485085.4139 | 2485085.4139 | 0.013617 | 0.012602 | 3.9643
|  | 925 | 12 | 16650 | 0.0051255 | 3538592.5553 | 85436.5571 | 25913.0405 | 3724880.1738 | 3724880.1738 | 0.07779 | 0.11041 | 0.010485 | 0.0093378 | 574 | 2370257.3784 | 2370257.3784 | 0.013796 | 0.011363 | 575 | 2432779.0027 | 2432779.0027 | 0.013027 | 0.012725 | 9.6881
|  | 928 | 5 | 16704 | 0.0051255 | 4200647.2439 | 100895.6805 | 40949.5148 | 4301400.3672 | 4422054.0322 | 0.059994 | 0.069768 | 0.0071368 | 0.0074431 | 409 | 1757854.9386 | 1757854.9386 | 0.01544 | 0.01331 | 66 | 283663.6331 | 283663.6331 | 0.070124 | 0.043026 | 11.5007
|  | 910 | 11 | 10920 | 0.0051255 | 3703998.3421 | 54793.5682 | 27768.5616 | 3899084.6271 | 3899084.6271 | 0.074379 | 0.1042 | 0.0086203 | 0.0084805 | 193 | 779738.7327 | 779738.7327 | 0.031218 | 0.022509 | 382 | 1597930.4731 | 1597930.4731 | 0.019207 | 0.01628 | 10.141
|  | 978 | 4 | 14670 | 0.0051255 | 4238795.9769 | 74997.8445 | 30507.6117 | 4437424.5548 | 4462148.5744 | 0.066636 | 0.084996 | 0.006558 | 0.0073615 | 359 | 1448481.9311 | 1448481.9311 | 0.017751 | 0.014765 | 868 | 3766430.2391 | 3766430.2391 | 0.010546 | 0.010342 | 11.6052
|  | 166 | 20 | 2324 | 0.0051255 | 649620.6931 | 15313.541 | 11037.8512 | 683825.6383 | 683825.6383 | 0.17933 | 0.21428 | 0.035204 | 0.025055 | 377 | 1487406.9491 | 1487406.9491 | 0.018541 | 0.015115 | 1072 | 4595879.76 | 4595879.76 | 0.0072289 | 0.0079501 | 1.7786
|  | 55 | 8 | 605 | 0.0051255 | 224783.4543 | 3425.2464 | 395.6858 | 236622.9493 | 236622.9493 | 0.63185 | 4.7601 | 0.07967 | 0.047168 | 812 | 3265718.0548 | 3265718.0548 | 0.0087906 | 0.0083285 | 453 | 1853988.3992 | 1853988.3992 | 0.018648 | 0.016235 | 0.61542
|  | 261 | 5 | 2871 | 0.0051255 | 1041666.0757 | 14079.6114 | 2117.1178 | 1096521.7592 | 1096521.7592 | 0.17245 | 0.91029 | 0.02363 | 0.018855 | 216 | 896845.8474 | 896845.8474 | 0.026963 | 0.020122 | 970 | 4336589.0764 | 4340388.8112 | 0.0090997 | 0.0096821 | 2.8519
|  | 441 | 7 | 8379 | 0.0051255 | 1829974.9055 | 32207.1361 | 5183.6099 | 1926371.4637 | 1926371.4637 | 0.097382 | 0.39463 | 0.015051 | 0.013345 | 857 | 3550590.1521 | 3550590.1521 | 0.0088097 | 0.0081779 | 468 | 1998682.8478 | 1998682.8478 | 0.016132 | 0.014684 | 5.0102
|  | 570 | 11 | 11400 | 0.0051255 | 2171336.1982 | 73607.5605 | 14174.221 | 2285641.4622 | 2285641.4622 | 0.075805 | 0.16441 | 0.014179 | 0.012453 | 570 | 2412057.6659 | 2412057.6659 | 0.011745 | 0.010437 | 261 | 1052571.3318 | 1052571.3318 | 0.026546 | 0.021463 | 5.9448
|  | 849 | 15 | 9339 | 0.0051255 | 3503563.9486 | 61537.9531 | 19183.5868 | 3688111.8949 | 3688111.8949 | 0.071077 | 0.13523 | 0.0096394 | 0.009188 | 840 | 3356760.7775 | 3356760.7775 | 0.0067858 | 0.0074987 | 908 | 3980833.8136 | 3980833.8136 | 0.01286 | 0.011467 | 9.5922
|  | 775 | 9 | 7750 | 0.0051255 | 3104161.341 | 50480.0499 | 18089.9177 | 3267635.4306 | 3267635.4306 | 0.070095 | 0.1328 | 0.0093923 | 0.0094521 | 447 | 1752349.4978 | 1752349.4978 | 0.015982 | 0.013249 | 245 | 1116906.9974 | 1132835.9097 | 0.0261 | 0.020657 | 8.4987
|  | 563 | 8 | 6193 | 0.0051255 | 2166652.3884 | 31309.1836 | 7142.9702 | 2280720.0955 | 2280720.0955 | 0.097002 | 0.29332 | 0.012765 | 0.011893 | 245 | 994432.8264 | 994432.8264 | 0.024374 | 0.018736 | 396 | 1744003.8603 | 1744003.8603 | 0.018299 | 0.016009 | 5.932
|  | 249 | 5 | 3984 | 0.0051255 | 945685.703 | 19764.3318 | 3136.7043 | 995468.1001 | 995468.1001 | 0.13017 | 0.62276 | 0.02568 | 0.019987 | 540 | 2398167.9803 | 2398167.9803 | 0.013588 | 0.011213 | 780 | 3225959.9476 | 3225959.9476 | 0.012388 | 0.011624 | 2.5891
|  | 781 | 14 | 12496 | 0.0051255 | 3421625.9344 | 20348.796 | 4077.4463 | 3538449.1958 | 3601933.0391 | 0.19771 | 0.55559 | 0.010324 | 0.0092069 | 1047 | 4395616.4991 | 4395616.4991 | 0.007396 | 0.0072353 | 287 | 1147804.3009 | 1147804.3009 | 0.023529 | 0.018985 | 9.3679
|  | 307 | 13 | 3684 | 0.0051255 | 1185877.7796 | 9905.568 | 2458.6555 | 1248312.4571 | 1248312.4571 | 0.26964 | 0.82291 | 0.021546 | 0.017364 | 124 | 523557.7175 | 523557.7175 | 0.042327 | 0.028579 | 318 | 1241099.8563 | 1241099.8563 | 0.023806 | 0.018961 | 3.2468
|  | 366 | 12 | 5124 | 0.0051255 | 1392497.6528 | 7955.9132 | 575.9783 | 1465801.9495 | 1465801.9495 | 0.34759 | 3.3382 | 0.018985 | 0.015729 | 396 | 1630786.4058 | 1630786.4058 | 0.016147 | 0.013839 | 376 | 1537311.3712 | 1537311.3712 | 0.019575 | 0.016435 | 3.8125
|  | 264 | 5 | 2640 | 0.0051255 | 1054627.1042 | 7848.2042 | 770.7586 | 1110165.7214 | 1110165.7214 | 0.29492 | 2.4608 | 0.02317 | 0.018479 | 914 | 3798787.2213 | 3798787.2213 | 0.0095286 | 0.0083544 | 832 | 3550611.1831 | 3550611.1831 | 0.0097572 | 0.0099593 | 2.8874
|  | 654 | 15 | 12426 | 0.0051255 | 2559205.579 | 27528.755 | 1024.8846 | 2693957.212 | 2693957.212 | 0.15426 | 1.9059 | 0.0131 | 0.011197 | 997 | 4103058.4355 | 4103058.4355 | 0.0088866 | 0.0080011 | 285 | 1116633.8929 | 1116633.8929 | 0.024317 | 0.019296 | 7.0067
|  | 264 | 17 | 4752 | 0.0051255 | 1074041.5695 | 10347.3339 | 1241.456 | 1130610.1784 | 1130610.1784 | 0.28839 | 1.597 | 0.024003 | 0.018677 | 879 | 3596343.5254 | 3596343.5254 | 0.006798 | 0.0075693 | 705 | 3204508.2592 | 3287301.1093 | 0.010914 | 0.010532 | 2.9406
|  | 287 | 12 | 5740 | 0.0051255 | 1193350.5935 | 11738.1248 | 3129.8321 | 1256212.9598 | 1256212.9598 | 0.24673 | 0.66923 | 0.02178 | 0.017397 | 380 | 1532435.3024 | 1532435.3024 | 0.017881 | 0.014697 | 395 | 1752828.732 | 1754384.8198 | 0.018919 | 0.015665 | 3.2672
|  | 637 | 15 | 10829 | 0.0051255 | 2424126.8467 | 21734.5737 | 6831.1284 | 2551738.7247 | 2551738.7247 | 0.1808 | 0.36004 | 0.013329 | 0.011535 | 441 | 1832926.5215 | 1832926.5215 | 0.015226 | 0.013022 | 877 | 3592398.5254 | 3592398.5254 | 0.011994 | 0.010608 | 6.6369
|  | 1018 | 14 | 19342 | 0.0051255 | 4231354.0431 | 73247.088 | 4692.7702 | 4454249.3549 | 4454249.3549 | 0.094401 | 0.4498 | 0.01012 | 0.0084589 | 932 | 3939213.6565 | 3939213.6565 | 0.0092937 | 0.0083129 | 900 | 3627691.1959 | 3627691.1959 | 0.012609 | 0.0104 | 11.5848
|  | 168 | 18 | 2856 | 0.0051255 | 648353.3533 | 6326.9524 | 368.3517 | 682487.939 | 682487.939 | 0.41803 | 5.1734 | 0.035361 | 0.025132 | 372 | 1501709.5412 | 1501709.5412 | 0.018382 | 0.015002 | 279 | 1113727.6157 | 1113727.6157 | 0.024481 | 0.019492 | 1.7751
|  | 185 | 10 | 2590 | 0.0051255 | 717345.0681 | 4903.9691 | 359.4788 | 755113.3076 | 755113.3076 | 0.48617 | 5.2724 | 0.032084 | 0.023395 | 913 | 4117766.6423 | 4186603.9918 | 0.011783 | 0.0089321 | 811 | 3319319.6325 | 3319319.6325 | 0.012663 | 0.010715 | 1.964
|  | 1023 | 8 | 11253 | 0.0051255 | 4091928.4755 | 13636.7453 | 1362.637 | 4307419.0617 | 4307419.0617 | 0.22905 | 1.4517 | 0.0071723 | 0.0075485 | 73 | 318945.1525 | 318945.1525 | 0.062906 | 0.038863 | 178 | 755845.6898 | 755845.6898 | 0.032761 | 0.024055 | 11.2031
|  | 382 | 17 | 5730 | 0.0051255 | 1515191.3229 | 8028.4814 | 928.9623 | 1594979.8741 | 1594979.8741 | 0.38618 | 2.1444 | 0.018184 | 0.015 | 233 | 980521.5236 | 980521.5236 | 0.025968 | 0.019693 | 723 | 2857433.4305 | 2857433.4305 | 0.012251 | 0.011096 | 4.1484
|  | 226 | 16 | 2486 | 0.0051255 | 889844.3114 | 2588.8851 | 325.3595 | 936700.0867 | 936700.0867 | 0.95605 | 5.9121 | 0.027179 | 0.020654 | 717 | 2987007.6554 | 2987007.6554 | 0.011222 | 0.0098115 | 1036 | 4245810.7227 | 4245810.7227 | 0.012149 | 0.010021 | 2.4363
|  | 126 | 19 | 1260 | 0.0051255 | 503519.5662 | 2361.9599 | 263.2817 | 530035.9078 | 530035.9078 | 0.98396 | 7.2198 | 0.042694 | 0.029089 | 151 | 638681.8949 | 638681.8949 | 0.036526 | 0.025512 | 702 | 2739786.4753 | 2739786.4753 | 0.011445 | 0.011201 | 1.3786
|  | 316 | 12 | 4108 | 0.0051255 | 1182057.0396 | 4978.2058 | 1316.5044 | 1244274.9603 | 1244274.9603 | 0.52288 | 1.5305 | 0.021564 | 0.017332 | 981 | 4377542.5618 | 4433662.3476 | 0.0073301 | 0.0071554 | 347 | 1451938.389 | 1451938.389 | 0.020016 | 0.016712 | 3.2363
|  | 284 | 14 | 3692 | 0.0051255 | 1148022.5181 | 5452.6397 | 1509.4821 | 1208484.7884 | 1208484.7884 | 0.4829 | 1.3448 | 0.022183 | 0.017711 | 427 | 1685857.4373 | 1685857.4373 | 0.015641 | 0.013524 | 1030 | 4504152.9051 | 4504152.9051 | 0.0080719 | 0.0085137 | 3.1431
|  | 1054 | 8 | 12648 | 0.0051255 | 3975118.9452 | 12453.0492 | 1450.8073 | 4184364.0444 | 4184364.0444 | 0.25761 | 1.3824 | 0.0076371 | 0.0078392 | 531 | 2161154.8035 | 2161154.8035 | 0.014381 | 0.012136 | 973 | 4259889.8087 | 4265737.2135 | 0.0090254 | 0.008825 | 10.8833
|  | 405 | 11 | 7290 | 0.0051255 | 1616646.3516 | 8420.1878 | 612.1142 | 1701781.4558 | 1701781.4558 | 0.34997 | 3.163 | 0.016984 | 0.014373 | 188 | 785472.099 | 785472.099 | 0.030506 | 0.02231 | 701 | 3041650.862 | 3041650.862 | 0.011694 | 0.010952 | 4.4261
|  | 55 | 20 | 715 | 0.0051255 | 217113.0263 | 771.6881 | 260.9611 | 228545.5837 | 228545.5837 | 2.8612 | 7.361 | 0.081624 | 0.047813 | 505 | 2121162.5287 | 2121162.5287 | 0.013638 | 0.01193 | 929 | 3632452.2994 | 3632452.2994 | 0.013701 | 0.011024 | 0.59442
|  | 933 | 14 | 18660 | 0.0051255 | 3908262.4293 | 21906.4999 | 4458.6507 | 4109959.5559 | 4114149.5756 | 0.22145 | 0.54728 | 0.010625 | 0.0089336 | 671 | 2682427.0108 | 2682427.0108 | 0.011374 | 0.01026 | 561 | 2299328.2586 | 2299328.2586 | 0.015544 | 0.013287 | 10.7002
|  | 1040 | 2 | 16640 | 0.0051255 | 4130677.4736 | 16698.8321 | 596.9806 | 4348197.2529 | 4348197.2529 | 0.15842 | 3.1705 | 0.0061297 | 0.0071943 | 1044 | 4078893.9671 | 4078893.9671 | 0.0096111 | 0.0082267 | 289 | 1157623.1975 | 1157623.1975 | 0.024257 | 0.01923 | 11.3092
|  | 584 | 12 | 11096 | 0.0051255 | 2540311.6084 | 9874.7394 | 1844.6458 | 2643650.1048 | 2674170.1865 | 0.35071 | 1.1568 | 0.012393 | 0.010968 | 649 | 2866672.2109 | 2867596.9186 | 0.0099697 | 0.0095347 | 268 | 1124483.6802 | 1124483.6802 | 0.023829 | 0.019199 | 6.955
|  | 81 | 7 | 1377 | 0.0051255 | 314547.1694 | 2164.1282 | 22.8717 | 331108.2752 | 331108.2752 | 1.0109 | 81.8808 | 0.06134 | 0.038362 | 601 | 2395524.96 | 2395524.96 | 0.0121 | 0.010972 | 385 | 1576578.2775 | 1576578.2775 | 0.017798 | 0.015456 | 0.86118
|  | 851 | 2 | 16169 | 0.0051255 | 3654356.5417 | 25104.4448 | 415.7136 | 3797331.7094 | 3846901.3338 | 0.11048 | 4.5309 | 0.0071446 | 0.0078681 | 575 | 2300615.7023 | 2300615.7023 | 0.012793 | 0.011365 | 662 | 2785713.9505 | 2785713.9505 | 0.010811 | 0.010798 | 10.0051
|  | 540 | 14 | 8640 | 0.0051255 | 2047012.8345 | 24539.4029 | 932.5707 | 2154769.2486 | 2154769.2486 | 0.14627 | 2.0696 | 0.014499 | 0.012529 | 582 | 2309633.536 | 2309633.536 | 0.013509 | 0.011586 | 749 | 3139816.9299 | 3139816.9299 | 0.011103 | 0.010525 | 5.6044
|  | 867 | 7 | 15606 | 0.0051255 | 3613706.4508 | 22161.7729 | 841.6555 | 3797073.1376 | 3804069.6537 | 0.15532 | 2.2864 | 0.0086504 | 0.0085708 | 459 | 1877493.0435 | 1877493.0435 | 0.01504 | 0.012804 | 195 | 794814.2278 | 794814.2278 | 0.031983 | 0.024054 | 9.8938
|  | 384 | 3 | 5376 | 0.0051255 | 1490422.4542 | 8449.0582 | 164.6435 | 1568893.8241 | 1568893.8241 | 0.27829 | 11.4018 | 0.017036 | 0.014713 | 188 | 754091.8762 | 754091.8762 | 0.031421 | 0.022847 | 648 | 2644825.1042 | 2644825.1042 | 0.013834 | 0.012174 | 4.0806
|  | 787 | 7 | 7870 | 0.0051255 | 3056008.0542 | 16243.0396 | 401.6401 | 3216908.7361 | 3216908.7361 | 0.17493 | 4.7083 | 0.0090271 | 0.0091688 | 600 | 2579020.2917 | 2579020.2917 | 0.010436 | 0.010102 | 652 | 2821664.6162 | 2821664.6162 | 0.013589 | 0.011729 | 8.3669
|  | 893 | 2 | 14288 | 0.0051255 | 3408274.1385 | 94418.7116 | 35077.4613 | 3587697.9763 | 3587697.9763 | 0.056509 | 0.07254 | 0.0077835 | 0.0085516 | 625 | 2744071.1055 | 2744071.1055 | 0.010558 | 0.0096213 | 414 | 1804756.9625 | 1804756.9625 | 0.017644 | 0.015534 | 9.3313
|  | 873 | 9 | 8730 | 0.0051255 | 3390604.932 | 46119.0342 | 49176.5902 | 3569122.604 | 3569122.604 | 0.076959 | 0.070304 | 0.0087704 | 0.0089463 | 187 | 821181.6044 | 821181.6044 | 0.029462 | 0.021454 | 573 | 2470178.2531 | 2470178.2531 | 0.015687 | 0.013618 | 9.283
|  | 713 | 3 | 12121 | 0.0051255 | 2721336.7434 | 91574.6012 | 31922.3524 | 2864597.7451 | 2864597.7451 | 0.058096 | 0.078727 | 0.010224 | 0.010346 | 827 | 3548375.3335 | 3548375.3335 | 0.0064019 | 0.00696 | 301 | 1274384.638 | 1274384.638 | 0.023748 | 0.020025 | 7.4506
|  | 909 | 5 | 11817 | 0.0051255 | 3796163.5923 | 93751.7661 | 45226.3321 | 3996141.0636 | 3996141.0636 | 0.059822 | 0.063703 | 0.0077167 | 0.0084078 | 113 | 441019.7603 | 441019.7603 | 0.047928 | 0.031068 | 807 | 3649309.6563 | 3660664.7252 | 0.010399 | 0.011206 | 10.3933
|  | 196 | 11 | 3920 | 0.0051255 | 852480.7526 | 5418.719 | 11967.8861 | 889600.6394 | 897401.1393 | 0.47115 | 0.24691 | 0.028598 | 0.021435 | 277 | 1248448.1334 | 1252555.973 | 0.019821 | 0.016054 | 877 | 3697931.5826 | 3697931.5826 | 0.0091669 | 0.0097665 | 2.334
|  | 70 | 18 | 840 | 0.0051255 | 276429.0827 | 1351.9595 | 6086.2273 | 290985.0966 | 290985.0966 | 1.646 | 0.42811 | 0.068045 | 0.041649 | 459 | 1935800.3708 | 1935800.3708 | 0.013854 | 0.012222 | 142 | 612907.0387 | 612907.0387 | 0.039013 | 0.027792 | 0.75682
|  | 152 | 3 | 2888 | 0.0051255 | 579014.2635 | 4320.2314 | 5366.9354 | 609495.2045 | 609495.2045 | 0.51253 | 0.38394 | 0.038017 | 0.026754 | 585 | 2355638.6499 | 2355638.6499 | 0.010764 | 0.010355 | 479 | 2029968.9619 | 2029968.9619 | 0.017002 | 0.01445 | 1.5853
|  | 237 | 13 | 3081 | 0.0051255 | 954187.3296 | 6242.1686 | 5501.586 | 1004439.5029 | 1004439.5029 | 0.40661 | 0.4165 | 0.025888 | 0.02005 | 683 | 2768097.5211 | 2768097.5211 | 0.011015 | 0.0097467 | 87 | 366565.8822 | 366565.8822 | 0.058671 | 0.038023 | 2.6124
|  | 228 | 8 | 2736 | 0.0051255 | 875514.1033 | 3678.2233 | 11226.1694 | 921606.4975 | 921606.4975 | 0.63261 | 0.23859 | 0.027409 | 0.02096 | 787 | 3251755.8054 | 3251755.8054 | 0.0075676 | 0.008022 | 87 | 344504.144 | 344504.144 | 0.06103 | 0.039034 | 2.397
|  | 957 | 17 | 10527 | 0.0051255 | 3620869.6318 | 51226.7926 | 42970.3102 | 3811472.3034 | 3811472.3034 | 0.089139 | 0.092455 | 0.009993 | 0.009151 | 262 | 1086770.0496 | 1086770.0496 | 0.023295 | 0.017918 | 615 | 2534254.283 | 2534254.283 | 0.012939 | 0.012539 | 9.9134
|  | 163 | 4 | 1630 | 0.0051255 | 669879.4938 | 6635.7134 | 1550.2364 | 705163.9103 | 705163.9103 | 0.33642 | 1.2332 | 0.033847 | 0.024594 | 372 | 1539417.6139 | 1539417.6139 | 0.016811 | 0.014081 | 172 | 712253.8187 | 712253.8187 | 0.035629 | 0.026181 | 1.834
|  | 566 | 17 | 10754 | 0.0051255 | 2104011.4765 | 26471.1235 | 25298.6468 | 2214751.2225 | 2214751.2225 | 0.15857 | 0.15466 | 0.015513 | 0.012985 | 219 | 959278.979 | 959278.979 | 0.025244 | 0.019205 | 134 | 615588.1079 | 631374.542 | 0.039543 | 0.027932 | 5.7605
|  | 676 | 13 | 10140 | 0.0051255 | 2702602.3725 | 20160.0449 | 14110.6298 | 2844927.2483 | 2844927.2483 | 0.17956 | 0.20996 | 0.011833 | 0.010783 | 979 | 4515896.1957 | 4671296.5057 | 0.0060826 | 0.0062312 | 726 | 3018757.408 | 3018757.408 | 0.01442 | 0.012453 | 7.3993
|  | 980 | 8 | 9800 | 0.0051255 | 3772391.2523 | 10762.6859 | 16597.4087 | 3970996.6498 | 3970996.6498 | 0.27587 | 0.197 | 0.0078827 | 0.008293 | 208 | 897188.8762 | 897188.8762 | 0.02674 | 0.020059 | 329 | 1341583.9798 | 1341583.9798 | 0.022451 | 0.01848 | 10.3282
|  | 723 | 3 | 13737 | 0.0051255 | 3080084.2517 | 23669.8724 | 2562.4737 | 3229033.2726 | 3242362.1956 | 0.11971 | 0.76327 | 0.0089542 | 0.00929 | 541 | 2456635.5021 | 2504849.6568 | 0.01156 | 0.010216 | 692 | 2745452.6781 | 2745452.6781 | 0.013147 | 0.01239 | 8.4328
|  | 534 | 18 | 9078 | 0.0051255 | 2027316.0653 | 69615.8734 | 47865.4676 | 2134036.8812 | 2134036.8812 | 0.083389 | 0.077333 | 0.015626 | 0.013169 | 903 | 3832742.7847 | 3832742.7847 | 0.010078 | 0.0083089 | 1078 | 4372903.0799 | 4372903.0799 | 0.0098667 | 0.0096627 | 5.5505
|  | 147 | 5 | 2499 | 0.0051255 | 568922.6127 | 14621.3079 | 6217.4473 | 598875.9721 | 598875.9721 | 0.16548 | 0.32559 | 0.038789 | 0.027243 | 553 | 2277620.6813 | 2277620.6813 | 0.013106 | 0.011195 | 965 | 4034929.0458 | 4034929.0458 | 0.0089136 | 0.0095494 | 1.5576
|  | 1098 | 8 | 15372 | 0.0051255 | 4227547.2779 | 117880.7869 | 47043.6323 | 4450115.6896 | 4450115.6896 | 0.059091 | 0.065891 | 0.0077981 | 0.0079062 | 541 | 2160153.0043 | 2160153.0043 | 0.013961 | 0.011696 | 955 | 3743292.0863 | 3743292.0863 | 0.012271 | 0.010984 | 11.5744
|  | 1011 | 9 | 13143 | 0.0051255 | 3931420.9977 | 34592.4871 | 17279.2011 | 4138414.954 | 4138414.954 | 0.10788 | 0.15665 | 0.0084592 | 0.0085268 | 660 | 2785481.3741 | 2785481.3741 | 0.0091965 | 0.0088531 | 990 | 4061322.0864 | 4061322.0864 | 0.0095934 | 0.010492 | 10.7636
|  | 1083 | 12 | 18411 | 0.0051255 | 4022523.188 | 132121.8675 | 23283.4074 | 4234237.9241 | 4234237.9241 | 0.063047 | 0.1124 | 0.0099027 | 0.0087844 | 300 | 1214687.8468 | 1214687.8468 | 0.021776 | 0.016864 | 783 | 3337197.1911 | 3337197.1911 | 0.013083 | 0.011646 | 11.0131
|  | 726 | 14 | 11616 | 0.0051255 | 3146673.5164 | 44869.6052 | 20475.3476 | 3264311.4864 | 3312479.5221 | 0.096114 | 0.14163 | 0.01125 | 0.010172 | 751 | 3040515.1394 | 3040515.1394 | 0.0088973 | 0.0084378 | 549 | 2163235.2309 | 2163235.2309 | 0.018341 | 0.015788 | 8.6151
|  | 1010 | 19 | 11110 | 0.0051255 | 3800572.8751 | 69841.4304 | 21574.0429 | 4000626.5338 | 4000626.5338 | 0.089572 | 0.13133 | 0.01017 | 0.0090559 | 1098 | 4540862.7444 | 4540862.7444 | 0.0065223 | 0.0065522 | 220 | 923075.4282 | 923075.4282 | 0.02897 | 0.022525 | 10.4054
|  | 666 | 6 | 11322 | 0.0051255 | 2529341.0115 | 87038.2893 | 15142.4804 | 2662489.5046 | 2662489.5046 | 0.062892 | 0.14739 | 0.011491 | 0.01099 | 666 | 2815455.9848 | 2815455.9848 | 0.010645 | 0.0094355 | 586 | 2393376.6604 | 2393376.6604 | 0.014814 | 0.01381 | 6.925
|  | 118 | 2 | 1180 | 0.0051255 | 443342.0359 | 10233.1052 | 789.4558 | 466678.285 | 466678.285 | 0.22016 | 2.3898 | 0.047227 | 0.031735 | 837 | 3466062.6043 | 3466062.6043 | 0.0068941 | 0.0072985 | 1073 | 4791155.6905 | 4791155.6905 | 0.011126 | 0.010559 | 1.2138
|  | 363 | 8 | 4356 | 0.0051255 | 1408182.5885 | 4453.9435 | 190.9406 | 1482323.7001 | 1482323.7001 | 0.55238 | 9.8914 | 0.018562 | 0.015725 | 508 | 2083477.2803 | 2083477.2803 | 0.014369 | 0.011949 | 128 | 547108.1278 | 547108.1278 | 0.043446 | 0.030447 | 3.8554
|  | 1041 | 13 | 16656 | 0.0051255 | 4133261.6145 | 33745.3945 | 9517.2731 | 4350916.9279 | 4350916.9279 | 0.13722 | 0.27289 | 0.0096651 | 0.0086567 | 842 | 3438644.9372 | 3438644.9372 | 0.011095 | 0.0089594 | 163 | 699333.0035 | 699333.0035 | 0.03599 | 0.02654 | 11.3163
|  | 393 | 3 | 4716 | 0.0051255 | 1645645.1287 | 30272.0108 | 2630.9719 | 1732337.4404 | 1732337.4404 | 0.088842 | 0.7324 | 0.015729 | 0.014017 | 224 | 983814.9643 | 983814.9643 | 0.02483 | 0.018936 | 321 | 1264756.5569 | 1264756.5569 | 0.022397 | 0.018695 | 4.5055
|  | 701 | 6 | 7711 | 0.0051255 | 2611849.4834 | 7154.5369 | 3740.1599 | 2749320.6205 | 2749320.6205 | 0.36494 | 0.57724 | 0.010685 | 0.010524 | 511 | 2313976.7338 | 2350082.5453 | 0.012108 | 0.010652 | 350 | 1379713.1647 | 1379713.1647 | 0.021385 | 0.018041 | 7.1509
|  | 303 | 10 | 5151 | 0.0051255 | 1185854.7591 | 2243.2288 | 110.4404 | 1248294.4623 | 1248294.4623 | 1.1495 | 17.1764 | 0.021788 | 0.017594 | 221 | 1015841.6593 | 1043383.6226 | 0.024675 | 0.018398 | 138 | 608302.9181 | 608302.9181 | 0.039943 | 0.028542 | 3.2467
|  | 204 | 4 | 2448 | 0.0051255 | 766242.3698 | 41577.8223 | 1792.8798 | 806575.0747 | 806575.0747 | 0.068139 | 1.0628 | 0.030374 | 0.022678 | 288 | 1165955.704 | 1165955.704 | 0.022014 | 0.017139 | 1075 | 4361875.9559 | 4361875.9559 | 0.0079382 | 0.0089692 | 2.0979
|  | 438 | 15 | 4818 | 0.0051255 | 1803695.8521 | 26729.8667 | 8904.127 | 1898702.9182 | 1898702.9182 | 0.11878 | 0.25195 | 0.015738 | 0.013849 | 664 | 2617828.7411 | 2617828.7411 | 0.0099872 | 0.009352 | 524 | 2051384.0294 | 2051384.0294 | 0.017531 | 0.01572 | 4.9383
|  | 136 | 12 | 1496 | 0.0051255 | 558495.6163 | 20451.8101 | 2089.3899 | 587912.9736 | 587912.9736 | 0.1255 | 0.92075 | 0.039687 | 0.027836 | 1083 | 4467385.9532 | 4467385.9532 | 0.0067715 | 0.0064394 | 1061 | 4465035.7482 | 4465035.7482 | 0.012269 | 0.011167 | 1.5291
|  | 943 | 12 | 11316 | 0.0051255 | 3658887.8861 | 58494.9281 | 12416.9409 | 3851529.3971 | 3851529.3971 | 0.073274 | 0.18889 | 0.0093409 | 0.0090601 | 344 | 1443576.6505 | 1443576.6505 | 0.01668 | 0.014027 | 522 | 2158497.0032 | 2158497.0032 | 0.017715 | 0.015581 | 10.0175
|  | 407 | 16 | 4884 | 0.0051255 | 1581683.3175 | 40782.748 | 6972.3362 | 1664960.4113 | 1664960.4113 | 0.08484 | 0.3029 | 0.017709 | 0.015077 | 299 | 1230050.8227 | 1230050.8227 | 0.020386 | 0.016087 | 553 | 2305533.1426 | 2305533.1426 | 0.015072 | 0.014415 | 4.3304
|  | 880 | 11 | 10560 | 0.0051255 | 3340175.9218 | 127368.6403 | 13991.1408 | 3516007.2613 | 3516007.2613 | 0.056608 | 0.15881 | 0.0097631 | 0.0095055 | 145 | 623034.0323 | 623034.0323 | 0.03609 | 0.025001 | 988 | 4039301.6995 | 4039301.6995 | 0.012841 | 0.011678 | 9.1449
|  | 1097 | 16 | 12067 | 0.0051255 | 4463816.0018 | 54607.237 | 16904.8927 | 4698920.6927 | 4698920.6927 | 0.08708 | 0.16013 | 0.0088394 | 0.0082645 | 575 | 2482231.1661 | 2482231.1661 | 0.0096815 | 0.0093936 | 170 | 716919.4298 | 716919.4298 | 0.036822 | 0.02731 | 12.2213
|  | 365 | 3 | 5840 | 0.0051255 | 1384824.9843 | 113564.727 | 3734.7445 | 1457723.7861 | 1457723.7861 | 0.051458 | 0.51922 | 0.018635 | 0.015924 | 910 | 3921651.4285 | 3921651.4285 | 0.0083919 | 0.0074071 | 458 | 1831457.586 | 1831457.586 | 0.017688 | 0.016184 | 3.7914
|  | 971 | 15 | 15536 | 0.0051255 | 4091666.8093 | 100605.7997 | 24516.5778 | 4307224.7248 | 4307224.7248 | 0.073991 | 0.11438 | 0.010183 | 0.0089939 | 234 | 985128.1949 | 985128.1949 | 0.024553 | 0.018595 | 606 | 2482882.2557 | 2482882.2557 | 0.01384 | 0.013658 | 11.2024
|  | 566 | 10 | 6792 | 0.0051255 | 2247823.5495 | 72662.1163 | 7881.2212 | 2366192.9286 | 2366192.9286 | 0.069032 | 0.26278 | 0.01281 | 0.011894 | 798 | 3469430.6682 | 3469430.6682 | 0.0096044 | 0.0083391 | 578 | 2525642.8344 | 2525642.8344 | 0.013129 | 0.013018 | 6.1542
|  | 720 | 11 | 14400 | 0.0051255 | 2730863.476 | 231488.8518 | 11541.49 | 2874618.9652 | 2874618.9652 | 0.047173 | 0.18511 | 0.012399 | 0.011109 | 372 | 1650871.9846 | 1658122.2337 | 0.016158 | 0.013271 | 836 | 3644514.4054 | 3644514.4054 | 0.014553 | 0.0126 | 7.4767
|  | 765 | 4 | 12240 | 0.0051255 | 2884006.8488 | 445908.9225 | 5267.9048 | 3035816.7437 | 3035816.7437 | 0.037427 | 0.37289 | 0.00974 | 0.0098579 | 767 | 3170940.2129 | 3170940.2129 | 0.011547 | 0.0093478 | 536 | 2270971.5087 | 2270971.5087 | 0.016205 | 0.014422 | 7.896
|  | 323 | 17 | 5168 | 0.0051255 | 1233904.7749 | 125645.925 | 4941.2043 | 1298862.4309 | 1298862.4309 | 0.054852 | 0.40197 | 0.021927 | 0.017632 | 767 | 3097540.9606 | 3097540.9606 | 0.0078089 | 0.0079984 | 938 | 4166357.9621 | 4175730.3073 | 0.015041 | 0.012323 | 3.3782
|  | 1058 | 8 | 20102 | 0.0051255 | 4350584.4076 | 640214.1939 | 14323.0516 | 4579742.7539 | 4579742.7539 | 0.03742 | 0.14956 | 0.0084527 | 0.0082096 | 896 | 3643998.7294 | 3643998.7294 | 0.0078195 | 0.0074499 | 895 | 4024334.0705 | 4104083.7093 | 0.013124 | 0.011671 | 11.9113
|  | 752 | 2 | 12032 | 0.0051255 | 3105119.5584 | 210280.7847 | 6365.1528 | 3268379.1336 | 3268680.4045 | 0.042698 | 0.31168 | 0.0087095 | 0.0093383 | 438 | 1782336.8166 | 1782336.8166 | 0.01381 | 0.012129 | 981 | 3883099.3671 | 3883099.3671 | 0.012002 | 0.011516 | 8.5014
|  | 995 | 20 | 15920 | 0.0051255 | 4265511.3562 | 184483.7683 | 30956.8052 | 4442790.441 | 4490254.7295 | 0.059142 | 0.092992 | 0.011461 | 0.0092778 | 1056 | 4667016.1023 | 4680853.3653 | 0.0056525 | 0.0059047 | 603 | 2564534.8601 | 2564534.8601 | 0.013864 | 0.013545 | 11.6783
|  | 301 | 6 | 4816 | 0.0051255 | 1120881.2213 | 118729.041 | 4249.1937 | 1179877.0199 | 1179877.0199 | 0.051572 | 0.45944 | 0.022654 | 0.018331 | 111 | 464636.1719 | 464636.1719 | 0.045889 | 0.030085 | 558 | 2246663.6311 | 2246663.6311 | 0.0158 | 0.014766 | 3.0688
|  | 920 | 13 | 13800 | 0.0051255 | 3555680.5342 | 115495.3071 | 21235.6727 | 3742882.5266 | 3742882.5266 | 0.064243 | 0.1191 | 0.010348 | 0.0094997 | 62 | 248360.8697 | 248360.8697 | 0.075056 | 0.044121 | 820 | 3410446.0197 | 3410446.0197 | 0.012952 | 0.012272 | 9.7349
|  | 236 | 7 | 2596 | 0.0051255 | 946827.9436 | 76435.2545 | 1402.1563 | 996691.2426 | 996691.2426 | 0.061138 | 1.3539 | 0.025755 | 0.020115 | 641 | 2661260.0243 | 2661260.0243 | 0.010726 | 0.0096905 | 1081 | 4559772.1167 | 4559772.1167 | 0.012171 | 0.01063 | 2.5923
|  | 964 | 7 | 13496 | 0.0051255 | 3661577.7878 | 28110.3836 | 2277.5824 | 3854329.2088 | 3854329.2088 | 0.12104 | 0.86976 | 0.0083719 | 0.0085271 | 728 | 2856795.5448 | 2856795.5448 | 0.010101 | 0.009363 | 370 | 1600646.798 | 1600646.798 | 0.018768 | 0.016294 | 10.0249
|  | 187 | 7 | 2244 | 0.0051255 | 730250.2266 | 46313.6865 | 1829.0582 | 768699.9974 | 768699.9974 | 0.064127 | 1.0433 | 0.031982 | 0.023702 | 812 | 3412265.0754 | 3412265.0754 | 0.0082645 | 0.0078225 | 575 | 2319757.2349 | 2319757.2349 | 0.01533 | 0.014481 | 1.9993
|  | 765 | 14 | 7650 | 0.0051255 | 2929417.5101 | 87200.3072 | 12322.3854 | 3083636.5678 | 3083636.5678 | 0.067034 | 0.17988 | 0.010802 | 0.010312 | 637 | 2717243.4637 | 2717243.4637 | 0.0083395 | 0.0085969 | 1022 | 4109265.0492 | 4109265.0492 | 0.015369 | 0.012493 | 8.0203
|  | 322 | 9 | 6440 | 0.0051255 | 1362527.0223 | 41581.8149 | 2102.2493 | 1426607.8682 | 1434310.0104 | 0.078957 | 0.92002 | 0.019536 | 0.016123 | 990 | 4209737.9707 | 4209737.9707 | 0.0056842 | 0.0065075 | 957 | 4284024.1723 | 4343017.7192 | 0.013729 | 0.010843 | 3.7304
|  | 873 | 2 | 16587 | 0.0051255 | 3492135.6343 | 314071.8697 | 4653.1301 | 3676039.7944 | 3676039.7944 | 0.039315 | 0.41979 | 0.0075314 | 0.0082744 | 739 | 3247321.0544 | 3254040.6392 | 0.010259 | 0.0090866 | 155 | 661626.7882 | 661626.7882 | 0.037444 | 0.026672 | 9.5609
|  | 523 | 5 | 5753 | 0.0051255 | 2098168.4985 | 6209.1214 | 456.5795 | 2208665.4136 | 2208665.4136 | 0.39175 | 4.1591 | 0.012683 | 0.011906 | 148 | 586421.485 | 586421.485 | 0.03864 | 0.026619 | 159 | 688729.507 | 688838.9712 | 0.035807 | 0.025909 | 5.7445
|  | 591 | 8 | 5910 | 0.0051255 | 2326255.3181 | 6266.5796 | 728.997 | 2448746.6783 | 2448746.6783 | 0.41579 | 2.6544 | 0.011803 | 0.011208 | 459 | 1830561.0138 | 1830561.0138 | 0.016257 | 0.013319 | 779 | 3067290.0582 | 3067290.0582 | 0.01227 | 0.011149 | 6.3689
|  | 808 | 14 | 16160 | 0.0051255 | 3279484.4094 | 29068.9776 | 7109.8617 | 3452208.3407 | 3452208.3407 | 0.15977 | 0.35223 | 0.011735 | 0.01013 | 890 | 3787656.3942 | 3787656.3942 | 0.0087066 | 0.0077975 | 899 | 3701791.9533 | 3701791.9533 | 0.010901 | 0.010784 | 8.9787
|  | 820 | 16 | 16400 | 0.0051255 | 3117608.5994 | 21116.3202 | 9804.9783 | 3281725.8247 | 3281725.8247 | 0.22969 | 0.32301 | 0.012796 | 0.010639 | 92 | 402851.6053 | 403422.0462 | 0.051833 | 0.033172 | 1079 | 4745521.4258 | 4756305.5952 | 0.012045 | 0.01026 | 8.5355
|  | 413 | 11 | 7434 | 0.0051255 | 1531275.2472 | 351902.5687 | 172988.098 | 1611868.6813 | 1611868.6813 | 0.039988 | 0.044982 | 0.018646 | 0.015857 | 1084 | 4230667.4347 | 4230667.4347 | 0.0049839 | 0.0055372 | 566 | 2209001.6311 | 2209001.6311 | 0.016585 | 0.014439 | 4.1924
|  | 71 | 2 | 852 | 0.0051255 | 263245.8657 | 38137.0488 | 13024.3719 | 277100.9113 | 277100.9113 | 0.070932 | 0.16067 | 0.071225 | 0.043722 | 977 | 3813064.6529 | 3813064.6529 | 0.0076808 | 0.0066297 | 639 | 2493908.2018 | 2493908.2018 | 0.014909 | 0.013904 | 0.72073
|  | 261 | 20 | 3654 | 0.0051255 | 967706.6332 | 104680.8201 | 149859.8324 | 1018638.5613 | 1018638.5613 | 0.058245 | 0.051011 | 0.026883 | 0.020899 | 563 | 2197293.1418 | 2197293.1418 | 0.01123 | 0.0098882 | 553 | 2158264.8445 | 2158264.8445 | 0.01723 | 0.015083 | 2.6494
|  | 1092 | 15 | 10920 | 0.0051255 | 4048795.569 | 472670.7435 | 397817.501 | 4261890.0726 | 4261890.0726 | 0.039561 | 0.03991 | 0.0094847 | 0.0091673 | 525 | 2048985.6118 | 2048985.6118 | 0.011726 | 0.010336 | 814 | 3176903.4058 | 3176903.4058 | 0.012271 | 0.011943 | 11.085
|  | 419 | 20 | 5447 | 0.0051255 | 1553521.3767 | 76097.9865 | 214151.4069 | 1635285.6597 | 1635285.6597 | 0.072435 | 0.054007 | 0.018745 | 0.015694 | 978 | 3816967.4826 | 3816967.4826 | 0.0071681 | 0.0068108 | 756 | 2950539.2811 | 2950539.2811 | 0.012996 | 0.011543 | 4.2533
|  | 128 | 2 | 1664 | 0.0051255 | 474584.096 | 70450.649 | 24572.1744 | 499562.2063 | 499562.2063 | 0.061676 | 0.093093 | 0.0453 | 0.031086 | 793 | 3094943.9813 | 3094943.9813 | 0.0085453 | 0.007634 | 482 | 1881163.9332 | 1881163.9332 | 0.017402 | 0.015874 | 1.2993
|  | 473 | 15 | 5676 | 0.0051255 | 1753736.5422 | 78563.4804 | 214760.8569 | 1846038.4655 | 1846038.4655 | 0.068413 | 0.050813 | 0.016873 | 0.014789 | 934 | 3645242.9742 | 3645242.9742 | 0.0063492 | 0.0063201 | 985 | 3844287.2908 | 3844287.2908 | 0.014468 | 0.012232 | 4.8015
|  | 304 | 12 | 3648 | 0.0051255 | 1127137.228 | 39717.5657 | 92303.9201 | 1186460.24 | 1186460.24 | 0.078712 | 0.062571 | 0.023205 | 0.018816 | 458 | 1787496.0195 | 1787496.0195 | 0.015295 | 0.012232 | 681 | 2657827.0508 | 2657827.0508 | 0.0157 | 0.013431 | 3.0859
|  | 606 | 20 | 7878 | 0.0051255 | 2246859.0795 | 55192.4497 | 293865.5565 | 2365114.8205 | 2365114.8205 | 0.08043 | 0.064892 | 0.014867 | 0.012993 | 564 | 2201195.9716 | 2201195.9716 | 0.01233 | 0.010368 | 355 | 1385504.5566 | 1385504.5566 | 0.021143 | 0.017976 | 6.1516
|  | 930 | 8 | 13020 | 0.0051255 | 3448150.0725 | 269704.0679 | 248910.8272 | 3629631.6553 | 3629631.6553 | 0.04318 | 0.043058 | 0.0094867 | 0.0094827 | 369 | 1440144.1729 | 1440144.1729 | 0.016858 | 0.013894 | 198 | 772760.2879 | 772760.2879 | 0.032856 | 0.024305 | 9.4405
|  | 293 | 19 | 3516 | 0.0051255 | 1086352.6572 | 16444.0853 | 147571.2164 | 1143529.1129 | 1143529.1129 | 0.17983 | 0.082504 | 0.024468 | 0.019545 | 663 | 2587576.1155 | 2587576.1155 | 0.008145 | 0.0080584 | 1040 | 4058942.9263 | 4058942.9263 | 0.0086609 | 0.0099743 | 2.9743
|  | 634 | 17 | 7608 | 0.0051255 | 2350674.3505 | 645225.0506 | 299635.0752 | 2474394.0532 | 2474394.0532 | 0.037026 | 0.040104 | 0.013942 | 0.012579 | 524 | 2045082.7821 | 2045082.7821 | 0.011266 | 0.010186 | 918 | 3582797.6984 | 3582797.6984 | 0.0095331 | 0.01051 | 6.4358
|  | 138 | 8 | 2760 | 0.0051255 | 511660.9785 | 61300.9111 | 52277.2693 | 538590.5037 | 538590.5037 | 0.053521 | 0.055697 | 0.043119 | 0.029934 | 619 | 2415851.6071 | 2415851.6071 | 0.010363 | 0.0092232 | 1009 | 3937955.2045 | 3937955.2045 | 0.0087922 | 0.0099443 | 1.4009
|  | 148 | 3 | 2812 | 0.0051255 | 548737.861 | 37377.6816 | 29988.3326 | 577618.8011 | 577618.8011 | 0.073698 | 0.080962 | 0.040375 | 0.028428 | 718 | 2802231.7511 | 2802231.7511 | 0.0074213 | 0.0076926 | 103 | 401991.4629 | 401991.4629 | 0.05461 | 0.036164 | 1.5024
|  | 745 | 2 | 7450 | 0.0051255 | 2762227.7462 | 108195.8915 | 111154.8281 | 2907608.1539 | 2907608.1539 | 0.052235 | 0.050013 | 0.0098596 | 0.010309 | 80 | 312226.3789 | 312226.3789 | 0.062476 | 0.038038 | 625 | 2439268.5855 | 2439268.5855 | 0.014232 | 0.012667 | 7.5626
|  | 736 | 8 | 12512 | 0.0051255 | 2797168.4321 | 42645.2325 | 5378.8738 | 2944416.5968 | 2944416.5968 | 0.086548 | 0.38637 | 0.010733 | 0.010118 | 903 | 3877278.737 | 3877278.737 | 0.0081125 | 0.0078361 | 566 | 2296860.8079 | 2296860.8079 | 0.013534 | 0.012576 | 7.6582
|  | 178 | 10 | 2848 | 0.0051255 | 692377.6801 | 97660.6104 | 2868.2393 | 728832.262 | 728832.262 | 0.055695 | 0.67192 | 0.033188 | 0.02406 | 70 | 294104.411 | 294104.411 | 0.066505 | 0.040479 | 76 | 307298.6737 | 307298.6737 | 0.066181 | 0.041175 | 1.8956
|  | 1073 | 11 | 18241 | 0.0051255 | 4025461.8187 | 578181.081 | 17318.8019 | 4237348.0749 | 4237348.0749 | 0.038566 | 0.12774 | 0.0093292 | 0.0084066 | 883 | 3533528.7791 | 3533528.7791 | 0.0095152 | 0.0086468 | 972 | 3937749.0513 | 3937749.0513 | 0.01164 | 0.0099546 | 11.0211
|  | 797 | 12 | 13549 | 0.0051255 | 3268938.6813 | 233714.7827 | 12328.1571 | 3441120.3116 | 3441120.3116 | 0.047106 | 0.17477 | 0.010385 | 0.0094632 | 330 | 1319099.9615 | 1319099.9615 | 0.020162 | 0.016156 | 813 | 3200300.8627 | 3200300.8627 | 0.011238 | 0.01059 | 8.9499
|  | 630 | 11 | 8820 | 0.0051255 | 2396572.6196 | 148634.6482 | 9995.4942 | 2522733.601 | 2522733.601 | 0.051772 | 0.20981 | 0.012252 | 0.011168 | 127 | 541087.2107 | 541087.2107 | 0.041612 | 0.02822 | 533 | 2082784.6528 | 2082784.6528 | 0.016843 | 0.013947 | 6.5615
|  | 433 | 10 | 6062 | 0.0051255 | 1663527.1988 | 161228.4599 | 6187.5966 | 1751105.734 | 1751105.734 | 0.048119 | 0.32254 | 0.016255 | 0.014026 | 940 | 3928455.2532 | 3928455.2532 | 0.007625 | 0.0076224 | 465 | 1848840.0142 | 1848840.0142 | 0.016702 | 0.014541 | 4.5545
|  | 782 | 5 | 10948 | 0.0051255 | 3028183.9208 | 385158.7113 | 6997.0036 | 3187616.2633 | 3187616.2633 | 0.038463 | 0.28536 | 0.0091554 | 0.0092862 | 364 | 1433090.0259 | 1433090.0259 | 0.020006 | 0.015748 | 1080 | 4399902.2947 | 4399902.2947 | 0.0094876 | 0.0088866 | 8.2907
|  | 396 | 6 | 6336 | 0.0051255 | 1493222.6271 | 181395.7535 | 2589.9216 | 1571823.8129 | 1571823.8129 | 0.045143 | 0.7413 | 0.017464 | 0.014903 | 419 | 1704428.1772 | 1704428.1772 | 0.015653 | 0.013477 | 179 | 747651.1005 | 747651.1005 | 0.033696 | 0.02468 | 4.0882
|  | 1033 | 9 | 13429 | 0.0051255 | 4115158.806 | 176466.5728 | 12268.938 | 4331866.2089 | 4331866.2089 | 0.049884 | 0.1754 | 0.0077793 | 0.0078283 | 662 | 2767338.6667 | 2767338.6667 | 0.010914 | 0.0099412 | 1099 | 4634044.8703 | 4634044.8703 | 0.0091258 | 0.0086871 | 11.2667
|  | 153 | 7 | 1683 | 0.0051255 | 584169.0604 | 58603.8913 | 941.896 | 614921.916 | 614921.916 | 0.053403 | 2.0058 | 0.037761 | 0.026577 | 968 | 3795784.9334 | 3795784.9334 | 0.0088427 | 0.0081402 | 109 | 426212.2374 | 426212.2374 | 0.051922 | 0.034222 | 1.5994
|  | 288 | 10 | 4608 | 0.0051255 | 1158129.1244 | 173630.5731 | 2816.298 | 1219121.3313 | 1219121.3313 | 0.046177 | 0.68372 | 0.021945 | 0.017608 | 109 | 453941.1569 | 453941.1569 | 0.047252 | 0.031103 | 355 | 1388185.1619 | 1388185.1619 | 0.020659 | 0.01721 | 3.1708
|  | 207 | 16 | 2898 | 0.0051255 | 823336.5973 | 37203.8354 | 742.8626 | 866693.6255 | 866693.6255 | 0.083395 | 2.5479 | 0.029127 | 0.021751 | 552 | 2345347.5735 | 2345347.5735 | 0.011501 | 0.010753 | 259 | 1125731.11 | 1126459.9699 | 0.024509 | 0.019467 | 2.2542
|  | 906 | 17 | 11778 | 0.0051255 | 3372824.4881 | 94780.3201 | 7392.7242 | 3550347.3198 | 3550347.3198 | 0.073272 | 0.28936 | 0.010778 | 0.009494 | 784 | 3344656.8387 | 3344656.8387 | 0.010432 | 0.0091184 | 961 | 4020546.5551 | 4020546.5551 | 0.0097593 | 0.0093261 | 9.2343
|  | 298 | 11 | 4768 | 0.0051255 | 1135732.3857 | 12820.0064 | 880.4566 | 1195520.7654 | 1195520.7654 | 0.21537 | 2.1806 | 0.022403 | 0.017841 | 729 | 3132492.0013 | 3132492.0013 | 0.010921 | 0.0095113 | 283 | 1155584.0874 | 1155584.0874 | 0.024005 | 0.019139 | 3.1095
|  | 924 | 14 | 13860 | 0.0051255 | 3848589.543 | 27032.1004 | 1195.0018 | 4045997.8979 | 4051324.9314 | 0.15943 | 1.6497 | 0.009539 | 0.0085906 | 80 | 316694.5163 | 316694.5163 | 0.063045 | 0.038902 | 465 | 1919511.6156 | 1919511.6156 | 0.015859 | 0.013896 | 10.5369
|  | 901 | 3 | 12614 | 0.0056635 | 3361118.6929 | 18391.5486 | 2403.6411 | 3538028.3083 | 3538028.3083 | 0.14711 | 0.81392 | 0.0073278 | 0.0079127 | 1062 | 4152072.2158 | 4152072.2158 | 0.0091633 | 0.0076675 | 258 | 1083432.3831 | 1083432.3831 | 0.02491 | 0.019271 | 9.2022
|  | 503 | 17 | 9557 | 0.0051255 | 2036264.8162 | 13029.3354 | 2969.6777 | 2143508.8028 | 2143508.8028 | 0.29068 | 0.76286 | 0.015276 | 0.0128 | 1099 | 4440513.8644 | 4440513.8644 | 0.0062387 | 0.0068406 | 555 | 2289003.0477 | 2289003.0477 | 0.013781 | 0.012386 | 5.575
|  | 943 | 11 | 13202 | 0.0051255 | 3847919.9646 | 11749.5813 | 393.8694 | 4050590.1567 | 4050590.1567 | 0.30691 | 4.8836 | 0.0086574 | 0.0082836 | 217 | 885073.9462 | 885073.9462 | 0.028184 | 0.020929 | 53 | 224871.013 | 224871.013 | 0.08328 | 0.048867 | 10.535
|  | 572 | 14 | 6292 | 0.0051255 | 2158680.3072 | 10245.7461 | 2032.003 | 2272311.0172 | 2272311.0172 | 0.29769 | 1.0177 | 0.013254 | 0.011878 | 125 | 497219.891 | 497219.891 | 0.044422 | 0.029725 | 664 | 2902222.9444 | 2907793.9452 | 0.014158 | 0.011628 | 5.9101
|  | 630 | 20 | 11340 | 0.0051255 | 2594939.966 | 15030.3843 | 1226.2457 | 2731624.8905 | 2731624.8905 | 0.29397 | 1.6834 | 0.013683 | 0.011358 | 393 | 1653285.3867 | 1653285.3867 | 0.016672 | 0.014022 | 1061 | 4333740.9156 | 4333740.9156 | 0.0070521 | 0.0079376 | 7.1046
|  | 881 | 14 | 12334 | 0.0051255 | 3468063.1863 | 17516.4566 | 2445.0721 | 3650677.7415 | 3650677.7415 | 0.22583 | 0.87384 | 0.010025 | 0.0091197 | 413 | 1713835.8178 | 1713835.8178 | 0.016917 | 0.013922 | 149 | 647817.5238 | 648728.97 | 0.036953 | 0.026434 | 9.495
|  | 154 | 20 | 1848 | 0.0051255 | 614549.2145 | 8362.9109 | 661.6837 | 646912.2606 | 646912.2606 | 0.30419 | 2.8865 | 0.036681 | 0.025912 | 493 | 2007833.488 | 2007833.488 | 0.013477 | 0.012053 | 993 | 3955950.5597 | 3955950.5597 | 0.0096207 | 0.0093294 | 1.6825
|  | 204 | 16 | 2856 | 0.0051255 | 770685.6499 | 8436.0739 | 961.288 | 811254.0833 | 811254.0833 | 0.31132 | 2.0142 | 0.030671 | 0.022584 | 807 | 3304070.1263 | 3304070.1263 | 0.0088232 | 0.0086539 | 283 | 1168662.3072 | 1168662.3072 | 0.02284 | 0.018519 | 2.11
|  | 363 | 13 | 5082 | 0.0051255 | 1420608.3795 | 7890.7008 | 1134.7855 | 1495408.7142 | 1495408.7142 | 0.35571 | 1.744 | 0.018689 | 0.015495 | 438 | 1733658.3105 | 1733658.3105 | 0.01545 | 0.013401 | 240 | 1044950.7155 | 1047754.2456 | 0.026074 | 0.0201 | 3.8894
|  | 431 | 20 | 6896 | 0.0051255 | 1643560.0362 | 24417.3449 | 2040.6121 | 1730082.3811 | 1730082.3811 | 0.15339 | 0.98644 | 0.017772 | 0.01458 | 886 | 3794030.9291 | 3794030.9291 | 0.0070058 | 0.0075254 | 838 | 3567555.9026 | 3567555.9026 | 0.013149 | 0.010798 | 4.4998
|  | 705 | 15 | 7050 | 0.0051255 | 2748970.085 | 46988.6156 | 1604.9442 | 2893709.6069 | 2893709.6069 | 0.081162 | 1.2038 | 0.010959 | 0.010218 | 707 | 2800883.2473 | 2800883.2473 | 0.010198 | 0.0097186 | 55 | 228290.1591 | 228290.1591 | 0.082301 | 0.048483 | 7.5263
|  | 408 | 18 | 5304 | 0.0051255 | 1575751.7627 | 11649.8033 | 1396.7083 | 1658712.6092 | 1658712.6092 | 0.2697 | 1.433 | 0.01764 | 0.014713 | 100 | 433837.0639 | 433910.9004 | 0.04904 | 0.032041 | 321 | 1410777.6262 | 1415508.4329 | 0.021231 | 0.017144 | 4.3142
|  | 205 | 11 | 2870 | 0.0051255 | 772193.9816 | 4999.4694 | 286.9148 | 812840.8744 | 812840.8744 | 0.48775 | 6.5987 | 0.030366 | 0.022464 | 909 | 3973448.2996 | 3980706.6072 | 0.0070349 | 0.0074041 | 1063 | 4464700.1976 | 4464700.1976 | 0.0088926 | 0.008538 | 2.1142
|  | 827 | 12 | 14886 | 0.0051255 | 3395112.0001 | 23113.1388 | 2367.8216 | 3571157.6489 | 3573940.6256 | 0.17749 | 0.87901 | 0.010286 | 0.0092497 | 91 | 401545.2622 | 405853.5661 | 0.052825 | 0.033673 | 979 | 3904778.077 | 3904778.077 | 0.0085133 | 0.0087661 | 9.2953
|  | 832 | 15 | 9984 | 0.0051255 | 3285450.4089 | 245758.0555 | 9156.4362 | 3458453.3711 | 3458453.3711 | 0.045873 | 0.2266 | 0.010136 | 0.0093792 | 819 | 3332252.6452 | 3332252.6452 | 0.0081528 | 0.00832 | 1076 | 4264508.2573 | 4264508.2573 | 0.0084641 | 0.0087747 | 8.9951
|  | 260 | 9 | 4940 | 0.0051255 | 1021953.6647 | 114584.0789 | 2913.8583 | 1075765.1114 | 1075765.1114 | 0.053458 | 0.6626 | 0.024319 | 0.018997 | 195 | 817226.5688 | 817226.5688 | 0.029441 | 0.02171 | 344 | 1350364.7646 | 1350364.7646 | 0.020962 | 0.017332 | 2.798
|  | 238 | 12 | 4522 | 0.0051255 | 962594.4036 | 57195.9159 | 4196.6581 | 1013291.034 | 1013291.034 | 0.061225 | 0.47143 | 0.025761 | 0.019807 | 637 | 2579749.1856 | 2579749.1856 | 0.011289 | 0.010316 | 252 | 1050158.5331 | 1050158.5331 | 0.025868 | 0.020294 | 2.6354
|  | 347 | 14 | 6246 | 0.0051255 | 1405745.4941 | 173851.745 | 4564.0842 | 1479782.2992 | 1479782.2992 | 0.048348 | 0.43135 | 0.019204 | 0.015692 | 415 | 1660032.9806 | 1660032.9806 | 0.017156 | 0.014209 | 552 | 2191850.5818 | 2191850.5818 | 0.014664 | 0.012837 | 3.8487
|  | 864 | 11 | 15552 | 0.0051255 | 3478781.0271 | 230044.093 | 10566.826 | 3661990.7437 | 3661990.7437 | 0.047704 | 0.20055 | 0.010046 | 0.0091802 | 814 | 3325627.4312 | 3325627.4312 | 0.01282 | 0.0098996 | 955 | 3859135.0319 | 3859135.0319 | 0.011079 | 0.010088 | 9.5244
|  | 106 | 6 | 2120 | 0.0051255 | 401880.721 | 20512.3963 | 718.9621 | 423036.0724 | 423036.0724 | 0.12271 | 2.6258 | 0.050748 | 0.033188 | 357 | 1462485.5827 | 1462485.5827 | 0.01842 | 0.015161 | 525 | 2116419.2636 | 2116419.2636 | 0.014546 | 0.013037 | 1.1003
|  | 628 | 3 | 6280 | 0.0051255 | 2365962.9393 | 297513.477 | 3530.0265 | 2490503.115 | 2490503.115 | 0.039276 | 0.54739 | 0.010964 | 0.010739 | 591 | 2443242.3686 | 2443242.3686 | 0.012758 | 0.011112 | 347 | 1478276.9017 | 1478276.9017 | 0.020298 | 0.016516 | 6.4777
|  | 973 | 5 | 16541 | 0.0051255 | 3617858.4478 | 580985.8519 | 7971.7993 | 3808276.3795 | 3808276.3795 | 0.036637 | 0.25263 | 0.0080529 | 0.0082785 | 1015 | 4080915.7674 | 4080915.7674 | 0.010777 | 0.008656 | 1074 | 4238371.0605 | 4238371.0605 | 0.0093861 | 0.0088158 | 9.9052
|  | 665 | 8 | 9310 | 0.0051255 | 2465612.6862 | 81618.6529 | 4907.3207 | 2595381.775 | 2595381.775 | 0.06561 | 0.40646 | 0.011486 | 0.010752 | 431 | 1766425.3681 | 1766425.3681 | 0.016273 | 0.01366 | 79 | 326566.4315 | 326566.4315 | 0.062606 | 0.039155 | 6.7505
|  | 1039 | 15 | 18702 | 0.0051255 | 3929144.4395 | 277627.1781 | 16521.3482 | 4135973.8888 | 4135973.8888 | 0.048626 | 0.13913 | 0.010933 | 0.0090387 | 1048 | 4093567.0165 | 4093567.0165 | 0.011041 | 0.0086875 | 170 | 682351.3259 | 682351.3259 | 0.036084 | 0.02593 | 10.7574
|  | 885 | 6 | 15930 | 0.0051255 | 3401595.3205 | 546252.45 | 14007.0284 | 3580677.3223 | 3580677.3223 | 0.037184 | 0.15172 | 0.0088647 | 0.0088165 | 123 | 482505.7916 | 482505.7916 | 0.045518 | 0.030176 | 600 | 2368734.1395 | 2368734.1395 | 0.015949 | 0.013337 | 9.3131
|  | 736 | 10 | 7360 | 0.0051255 | 2813847.0963 | 33446.2972 | 6364.9167 | 2961980.1109 | 2961980.1109 | 0.098502 | 0.33108 | 0.010207 | 0.0099169 | 508 | 2097652.3514 | 2097652.3514 | 0.013198 | 0.011784 | 682 | 2855038.1798 | 2855038.1798 | 0.011322 | 0.01101 | 7.7039
|  | 427 | 6 | 6405 | 0.0051255 | 1614028.6966 | 225453.9913 | 5566.6538 | 1698990.5682 | 1698990.5682 | 0.042531 | 0.35437 | 0.016228 | 0.014085 | 984 | 4180969.0559 | 4180969.0559 | 0.011088 | 0.0087016 | 422 | 1662688.4191 | 1662688.4191 | 0.017884 | 0.015131 | 4.419
|  | 690 | 9 | 12420 | 0.0051255 | 2810356.6252 | 86307.1846 | 10532.4831 | 2958376.3013 | 2958376.3013 | 0.067797 | 0.20623 | 0.010822 | 0.010072 | 732 | 2959769.7425 | 2959769.7425 | 0.010953 | 0.0098115 | 251 | 1061382.0648 | 1061382.0648 | 0.024859 | 0.019564 | 7.6943
|  | 730 | 16 | 7300 | 0.0051255 | 2867637.2948 | 16310.5121 | 3023.0174 | 3018633.4006 | 3018633.4006 | 0.20941 | 0.70233 | 0.010533 | 0.0097487 | 844 | 3597516.9273 | 3597516.9273 | 0.0077503 | 0.008259 | 57 | 249183.6634 | 250499.4018 | 0.076178 | 0.044865 | 7.8512
|  | 1100 | 6 | 22000 | 0.0051255 | 4083889.317 | 58320.0093 | 2928.0203 | 4298833.1481 | 4298833.1481 | 0.072728 | 0.67691 | 0.0079282 | 0.0078134 | 520 | 2131420.0621 | 2131420.0621 | 0.012391 | 0.011548 | 767 | 3235983.6801 | 3235983.6801 | 0.012649 | 0.010653 | 11.1811
|  | 391 | 20 | 5474 | 0.0051255 | 1568863.8427 | 32234.5557 | 3630.0236 | 1651485.8157 | 1651485.8157 | 0.11192 | 0.5638 | 0.017887 | 0.014762 | 972 | 3960320.1011 | 3960320.1011 | 0.0094895 | 0.0083433 | 124 | 495320.5945 | 495320.5945 | 0.045906 | 0.030885 | 4.2953
|  | 979 | 19 | 14685 | 0.0051255 | 3817266.4348 | 28640.4478 | 6457.4147 | 4018254.148 | 4018254.148 | 0.17897 | 0.39698 | 0.011047 | 0.0090972 | 407 | 1705777.8251 | 1705777.8251 | 0.016295 | 0.01382 | 551 | 2363029.8464 | 2363029.8464 | 0.013807 | 0.012183 | 10.4511
|  | 350 | 14 | 4550 | 0.0051255 | 1302065.7306 | 5772.2726 | 1267.9016 | 1370597.3487 | 1370597.3487 | 0.47638 | 1.5955 | 0.019937 | 0.016188 | 959 | 4174680.0276 | 4183001.0009 | 0.0086738 | 0.0080258 | 483 | 1898923.0232 | 1898923.0232 | 0.01531 | 0.013205 | 3.5649
|  | 426 | 15 | 5538 | 0.0051255 | 1694999.006 | 16043.8968 | 1053.5923 | 1784258.1411 | 1784258.1411 | 0.19311 | 1.8414 | 0.016316 | 0.013912 | 372 | 1519119.5856 | 1519119.5856 | 0.018535 | 0.015043 | 976 | 4016499.3231 | 4016499.3231 | 0.0072887 | 0.0082117 | 4.6407
|  | 254 | 12 | 3556 | 0.0051255 | 993627.8995 | 9830.4203 | 873.1613 | 1045945.9556 | 1045945.9556 | 0.26658 | 2.2006 | 0.024624 | 0.019043 | 618 | 2469269.2539 | 2469269.2539 | 0.012734 | 0.011278 | 277 | 1137606.65 | 1137606.65 | 0.022894 | 0.017957 | 2.7204
|  | 704 | 12 | 7040 | 0.0051255 | 2707455.2341 | 25327.426 | 1683.8879 | 2849993.8387 | 2849993.8387 | 0.12884 | 1.1593 | 0.01078 | 0.010248 | 863 | 3456723.1595 | 3456723.1595 | 0.0097056 | 0.0087639 | 211 | 888122.781 | 888122.781 | 0.029429 | 0.022286 | 7.4126
|  | 761 | 10 | 14459 | 0.0051255 | 2960919.6602 | 66254.4949 | 2846.3216 | 3116816.2422 | 3116816.2422 | 0.083319 | 0.69453 | 0.010971 | 0.010001 | 704 | 2977651.8095 | 2977651.8095 | 0.010656 | 0.0095995 | 308 | 1247059.5541 | 1247059.5541 | 0.022224 | 0.01816 | 8.1066
|  | 350 | 17 | 6650 | 0.0051255 | 1389290.2222 | 25057.1716 | 2313.147 | 1462449.3438 | 1462449.3438 | 0.14065 | 0.86779 | 0.01991 | 0.016039 | 960 | 3785277.8062 | 3785277.8062 | 0.0091867 | 0.0083114 | 304 | 1278721.6222 | 1278721.6222 | 0.022559 | 0.018067 | 3.8037
|  | 111 | 8 | 1332 | 0.0051255 | 433019.6626 | 1689.881 | 336.3079 | 455819.2132 | 455819.2132 | 1.2956 | 5.6406 | 0.047816 | 0.031722 | 134 | 533086.242 | 533086.242 | 0.041654 | 0.028322 | 736 | 2903015.0503 | 2903015.0503 | 0.012216 | 0.011036 | 1.1855
|  | 128 | 5 | 2048 | 0.0051255 | 499938.1444 | 7329.0721 | 343.4025 | 526261.358 | 526261.358 | 0.31088 | 5.48 | 0.042711 | 0.02915 | 423 | 1695503.3348 | 1695503.3348 | 0.016328 | 0.013753 | 599 | 2522086.9498 | 2522086.9498 | 0.01301 | 0.011983 | 1.3688
|  | 352 | 6 | 5984 | 0.0051255 | 1305106.264 | 50373.8443 | 58.8147 | 1373796.0674 | 1373796.0674 | 0.063929 | 31.8432 | 0.019668 | 0.0163 | 832 | 3247154.3411 | 3247154.3411 | 0.0092223 | 0.0087438 | 1006 | 3926246.7153 | 3926246.7153 | 0.0089038 | 0.0092923 | 3.5732
|  | 346 | 4 | 6920 | 0.0051255 | 1282860.1345 | 74721.0724 | 57.58 | 1350379.0889 | 1350379.0889 | 0.062899 | 32.5223 | 0.019774 | 0.016386 | 1056 | 4121388.2021 | 4121388.2021 | 0.0064952 | 0.0070215 | 378 | 1475269.6405 | 1475269.6405 | 0.020463 | 0.016986 | 3.5123
|  | 771 | 17 | 7710 | 0.0051255 | 2858627.6407 | 27445.6527 | 419.7231 | 3009081.7271 | 3009081.7271 | 0.13596 | 4.5204 | 0.011119 | 0.010217 | 393 | 1533812.0866 | 1533812.0866 | 0.018509 | 0.014854 | 875 | 3414976.0197 | 3414976.0197 | 0.011932 | 0.010793 | 7.8265
|  | 1013 | 9 | 16208 | 0.0051255 | 3755888.1973 | 54627.4462 | 273.0302 | 3953566.5234 | 3953566.5234 | 0.078941 | 6.8965 | 0.0089706 | 0.0085618 | 640 | 2497811.0316 | 2497811.0316 | 0.01279 | 0.010911 | 759 | 2962247.7703 | 2962247.7703 | 0.010821 | 0.010873 | 10.2831
|  | 238 | 20 | 4046 | 0.0051255 | 882429.8035 | 14019.5913 | 490.2556 | 928873.4774 | 928873.4774 | 0.21748 | 3.8884 | 0.029336 | 0.022443 | 302 | 1178654.5805 | 1178654.5805 | 0.019347 | 0.015061 | 1090 | 4254084.4132 | 4254084.4132 | 0.016051 | 0.01546 | 2.416
|  | 496 | 7 | 8432 | 0.0051255 | 1839013.372 | 83936.8283 | 120.2231 | 1935803.5495 | 1935803.5495 | 0.062997 | 15.5905 | 0.01489 | 0.013184 | 339 | 1323059.2808 | 1323059.2808 | 0.019554 | 0.015875 | 195 | 761051.7987 | 761051.7987 | 0.03315 | 0.024584 | 5.0349
|  | 260 | 8 | 4680 | 0.0051255 | 963998.945 | 17900.2661 | 409.5117 | 1014735.7316 | 1014735.7316 | 0.15134 | 4.6069 | 0.026623 | 0.021065 | 61 | 238072.6139 | 238072.6139 | 0.07579 | 0.043826 | 922 | 3598409.0174 | 3598409.0174 | 0.016062 | 0.016008 | 2.6393
|  | 655 | 4 | 8515 | 0.0051255 | 2428535.8037 | 33535.8329 | 408.3399 | 2556353.4776 | 2556353.4776 | 0.087285 | 4.6097 | 0.011042 | 0.010751 | 221 | 862525.3718 | 862525.3718 | 0.028445 | 0.021019 | 647 | 2525130.8397 | 2525130.8397 | 0.013969 | 0.012564 | 6.649
|  | 823 | 20 | 15637 | 0.0051255 | 3051427.4297 | 84087.5196 | 2399.4103 | 3212028.8734 | 3212028.8734 | 0.091109 | 0.83145 | 0.014188 | 0.011447 | 582 | 2271446.9068 | 2271446.9068 | 0.01336 | 0.010885 | 470 | 1834329.9763 | 1834329.9763 | 0.019246 | 0.017419 | 8.3544
|  | 342 | 15 | 5814 | 0.0051255 | 1268029.3815 | 20035.9086 | 3733.3108 | 1334767.77 | 1334767.77 | 0.15984 | 0.55846 | 0.021072 | 0.016914 | 282 | 1100597.9858 | 1100597.9858 | 0.02359 | 0.018129 | 93 | 362963.1655 | 362963.1655 | 0.058291 | 0.037536 | 3.4717
|  | 920 | 6 | 15640 | 0.0051255 | 3411073.19 | 52121.0816 | 984.4416 | 3590603.3579 | 3590603.3579 | 0.072911 | 1.935 | 0.0099033 | 0.010091 | 992 | 3871607.0989 | 3871607.0989 | 0.0055142 | 0.0055617 | 405 | 1580646.0434 | 1580646.0434 | 0.024666 | 0.022126 | 9.339
|  | 620 | 12 | 10540 | 0.0051255 | 2298766.715 | 47698.0618 | 609.4308 | 2419754.4368 | 2419754.4368 | 0.084502 | 3.1129 | 0.014417 | 0.013055 | 697 | 2720272.3266 | 2720272.3266 | 0.011027 | 0.0086796 | 515 | 2009957.3145 | 2009957.3145 | 0.021188 | 0.019919 | 6.2937
|  | 436 | 7 | 5668 | 0.0051255 | 1616552.077 | 35309.1348 | 143.6234 | 1701633.7653 | 1701633.7653 | 0.085386 | 13.0583 | 0.017015 | 0.015001 | 544 | 2123139.3768 | 2123139.3768 | 0.012727 | 0.010735 | 1073 | 4187736.3076 | 4187736.3076 | 0.015785 | 0.013825 | 4.4259
|  | 643 | 8 | 6430 | 0.0051255 | 2384043.5447 | 48943.4881 | 35.6685 | 2509519.5208 | 2509519.5208 | 0.068273 | 52.4941 | 0.011596 | 0.011039 | 290 | 1131820.6237 | 1131820.6237 | 0.022138 | 0.017495 | 304 | 1186460.24 | 1186460.24 | 0.023652 | 0.019079 | 6.5272
|  | 492 | 6 | 9348 | 0.0051255 | 1824182.619 | 52392.4441 | 232.6131 | 1920192.2305 | 1920192.2305 | 0.065821 | 8.0728 | 0.015606 | 0.014011 | 57 | 222461.295 | 222461.295 | 0.080823 | 0.046436 | 193 | 753246.1392 | 753246.1392 | 0.037123 | 0.028411 | 4.9943
|  | 729 | 8 | 11664 | 0.0051255 | 2702904.7342 | 173371.1617 | 540.3571 | 2845162.8782 | 2845162.8782 | 0.048816 | 3.4856 | 0.011348 | 0.010781 | 362 | 1412824.3647 | 1412824.3647 | 0.01845 | 0.01479 | 876 | 3418878.8495 | 3418878.8495 | 0.01338 | 0.012546 | 7.4001
|  | 586 | 15 | 10548 | 0.0051255 | 2172705.3145 | 34951.8615 | 4638.5951 | 2287058.2258 | 2287058.2258 | 0.11749 | 0.46221 | 0.014547 | 0.012406 | 873 | 3407170.3603 | 3407170.3603 | 0.0079256 | 0.0081344 | 362 | 1412824.3647 | 1412824.3647 | 0.020969 | 0.017352 | 5.9485
|  | 528 | 14 | 7392 | 0.0051255 | 1957659.396 | 34151.2934 | 542.8001 | 2060694.1011 | 2060694.1011 | 0.1052 | 3.4934 | 0.015958 | 0.014214 | 928 | 3621825.9958 | 3621825.9958 | 0.004646 | 0.0053826 | 880 | 3434490.1684 | 3434490.1684 | 0.019113 | 0.017214 | 5.3598
|  | 392 | 8 | 4312 | 0.0051255 | 1453413.794 | 27037.5072 | 406.8496 | 1529909.2568 | 1529909.2568 | 0.10455 | 4.629 | 0.017875 | 0.015204 | 237 | 924970.6476 | 924970.6476 | 0.026449 | 0.019974 | 220 | 858622.5421 | 858622.5421 | 0.030718 | 0.023112 | 3.9792
|  | 751 | 6 | 11265 | 0.0051255 | 2784473.8757 | 43513.783 | 1184.8312 | 2931025.1324 | 2931025.1324 | 0.078451 | 1.6112 | 0.011326 | 0.011283 | 986 | 3848190.1205 | 3848190.1205 | 0.0046947 | 0.0052997 | 328 | 1280128.1537 | 1280128.1537 | 0.027142 | 0.023829 | 7.6235
|  | 225 | 14 | 3825 | 0.0051255 | 834229.8563 | 37371.4288 | 81.2544 | 878136.6908 | 878136.6908 | 0.08489 | 23.0627 | 0.028986 | 0.021669 | 123 | 480048.0576 | 480048.0576 | 0.045492 | 0.030153 | 796 | 3106652.4705 | 3106652.4705 | 0.0099447 | 0.010404 | 2.284
|  | 532 | 5 | 5852 | 0.0051255 | 1972490.149 | 21053.1414 | 199.4986 | 2076305.42 | 2076305.42 | 0.12743 | 9.4112 | 0.014036 | 0.013096 | 800 | 3122263.7895 | 3122263.7895 | 0.010177 | 0.0085067 | 618 | 2411948.7774 | 2411948.7774 | 0.0167 | 0.015798 | 5.4004
|  | 925 | 11 | 10175 | 0.0051255 | 3429611.6313 | 25816.6479 | 88.7016 | 3610117.5066 | 3610117.5066 | 0.13671 | 21.1561 | 0.0095758 | 0.0094511 | 793 | 3094943.9813 | 3094943.9813 | 0.0088871 | 0.008228 | 373 | 1455755.4918 | 1455755.4918 | 0.022086 | 0.019267 | 9.3898
|  | 397 | 12 | 5558 | 0.0051255 | 1471952.2352 | 18627.0975 | 121.9952 | 1549423.4055 | 1549423.4055 | 0.16069 | 15.3913 | 0.019365 | 0.016585 | 191 | 745440.4797 | 745440.4797 | 0.029501 | 0.020887 | 514 | 2006054.4847 | 2006054.4847 | 0.022438 | 0.020357 | 4.03
|  | 246 | 8 | 4674 | 0.0051255 | 912091.3095 | 30355.7869 | 13.9418 | 960096.1153 | 960096.1153 | 0.095789 | 134.2573 | 0.026667 | 0.020417 | 672 | 2622701.5832 | 2622701.5832 | 0.012114 | 0.010497 | 774 | 3020790.2163 | 3020790.2163 | 0.013918 | 0.011897 | 2.4972
|  | 997 | 3 | 12961 | 0.0051255 | 3696565.1852 | 63070.5706 | 739.5856 | 3891121.2476 | 3891121.2476 | 0.07036 | 2.5532 | 0.0075834 | 0.008474 | 681 | 2657827.0508 | 2657827.0508 | 0.0096097 | 0.0090018 | 531 | 2072402.5903 | 2072402.5903 | 0.01843 | 0.016641 | 10.1206
|  | 868 | 2 | 17360 | 0.0051255 | 3218273.401 | 121293.3996 | 146.093 | 3387656.2116 | 3387656.2116 | 0.051613 | 12.8302 | 0.009218 | 0.0099516 | 196 | 764954.6284 | 764954.6284 | 0.029132 | 0.02062 | 1008 | 3934052.3747 | 3934052.3747 | 0.014373 | 0.015134 | 8.8112
|  | 1084 | 6 | 17344 | 0.0051255 | 4019134.063 | 61411.6053 | 499.3679 | 4230667.4347 | 4230667.4347 | 0.065689 | 3.7806 | 0.0077026 | 0.0079113 | 1081 | 4218958.9455 | 4218958.9455 | 0.0054597 | 0.0065633 | 757 | 2954442.1108 | 2954442.1108 | 0.012763 | 0.011578 | 11.0038
|  | 604 | 10 | 10872 | 0.0051255 | 2239443.703 | 102929.162 | 176.7878 | 2357309.1611 | 2357309.1611 | 0.061731 | 10.6131 | 0.013318 | 0.011868 | 710 | 2771009.1132 | 2771009.1132 | 0.011086 | 0.0099429 | 779 | 3040304.365 | 3040304.365 | 0.011291 | 0.010971 | 6.1313
|  | 630 | 3 | 9450 | 0.0051255 | 2335843.5975 | 51354.3128 | 596.103 | 2458782.7342 | 2458782.7342 | 0.061608 | 3.1617 | 0.011372 | 0.01101 | 1031 | 4023817.4587 | 4023817.4587 | 0.0077475 | 0.0075281 | 890 | 3473518.4658 | 3473518.4658 | 0.011772 | 0.010681 | 6.3952
|  | 1003 | 20 | 11033 | 0.0051255 | 3718811.3147 | 53689.6351 | 851.0523 | 3914538.2261 | 3914538.2261 | 0.092989 | 2.2542 | 0.010373 | 0.0090758 | 416 | 1623577.1705 | 1623577.1705 | 0.016958 | 0.014074 | 324 | 1264516.8347 | 1264516.8347 | 0.022963 | 0.018544 | 10.1816
|  | 159 | 19 | 1908 | 0.0051255 | 589522.4317 | 17567.7431 | 314.8451 | 620549.9282 | 620549.9282 | 0.15307 | 5.9806 | 0.038186 | 0.026886 | 661 | 2579770.4561 | 2579770.4561 | 0.009623 | 0.0094126 | 598 | 2333892.1826 | 2333892.1826 | 0.015893 | 0.014274 | 1.614
|  | 677 | 11 | 9478 | 0.0051255 | 2510104.9452 | 45101.0418 | 551.6443 | 2642215.7318 | 2642215.7318 | 0.083592 | 3.4312 | 0.01197 | 0.010977 | 992 | 3871607.0989 | 3871607.0989 | 0.0063995 | 0.0071596 | 268 | 1045958.3695 | 1045958.3695 | 0.025763 | 0.020412 | 6.8723
|  | 697 | 8 | 13940 | 0.0051255 | 2584258.7102 | 156389.5717 | 1410.7139 | 2720272.3266 | 2720272.3266 | 0.051663 | 1.3501 | 0.011791 | 0.010809 | 547 | 2134847.8661 | 2134847.8661 | 0.013796 | 0.01186 | 635 | 2478296.8829 | 2478296.8829 | 0.012981 | 0.012294 | 7.0753
|  | 525 | 8 | 6300 | 0.0051255 | 1946536.3312 | 31134.4583 | 744.743 | 2048985.6118 | 2048985.6118 | 0.097687 | 2.545 | 0.013994 | 0.012647 | 512 | 1998248.8253 | 1998248.8253 | 0.015379 | 0.012667 | 149 | 581521.6308 | 581521.6308 | 0.040762 | 0.028692 | 5.3293
|  | 744 | 14 | 12648 | 0.0051255 | 2758520.058 | 65379.7249 | 1408.3612 | 2903705.3242 | 2903705.3242 | 0.08864 | 1.3709 | 0.012284 | 0.010744 | 813 | 3173000.5761 | 3173000.5761 | 0.010111 | 0.009129 | 984 | 3840384.4611 | 3840384.4611 | 0.0081769 | 0.0090851 | 7.5524
|  | 604 | 10 | 7248 | 0.0051255 | 2239443.703 | 28271.1401 | 557.4037 | 2357309.1611 | 2357309.1611 | 0.11319 | 3.3984 | 0.012677 | 0.011647 | 966 | 3770133.5258 | 3770133.5258 | 0.012126 | 0.0092437 | 781 | 3048110.0245 | 3048110.0245 | 0.012471 | 0.011368 | 6.1313
|  | 57 | 2 | 969 | 0.0051255 | 211338.2302 | 3375.9949 | 3.0148 | 222461.295 | 222461.295 | 0.63287 | 620.7506 | 0.084326 | 0.049892 | 990 | 3863801.4395 | 3863801.4395 | 0.0045454 | 0.0052351 | 965 | 3766230.6961 | 3766230.6961 | 0.02004 | 0.017225 | 0.57861
|  | 492 | 9 | 9840 | 0.0051255 | 1824182.619 | 66701.9218 | 824.834 | 1920192.2305 | 1920192.2305 | 0.075255 | 2.2984 | 0.015893 | 0.013872 | 155 | 604938.6092 | 604938.6092 | 0.037318 | 0.02557 | 627 | 2447074.245 | 2447074.245 | 0.016197 | 0.014793 | 4.9943
|  | 1052 | 13 | 16832 | 0.0051255 | 3900488.039 | 49080.5818 | 573.4367 | 4105776.8832 | 4105776.8832 | 0.09995 | 3.3223 | 0.01043 | 0.0093415 | 54 | 210752.8058 | 210752.8058 | 0.084914 | 0.048466 | 288 | 1124014.9642 | 1124014.9642 | 0.026835 | 0.022224 | 10.679
|  | 799 | 7 | 12784 | 0.0051255 | 2962442.9117 | 48654.5494 | 1207.5668 | 3118360.9597 | 3118360.9597 | 0.075854 | 1.5838 | 0.010042 | 0.009722 | 194 | 757148.9689 | 757148.9689 | 0.031702 | 0.022825 | 130 | 507367.8658 | 507367.8658 | 0.045079 | 0.030942 | 8.1107
|  | 984 | 12 | 19680 | 0.0051255 | 3648365.238 | 158369.5619 | 373.2812 | 3840384.4611 | 3840384.4611 | 0.058733 | 5.0446 | 0.010802 | 0.0092851 | 889 | 3469615.6361 | 3469615.6361 | 0.007144 | 0.007776 | 531 | 2072402.5903 | 2072402.5903 | 0.015823 | 0.013962 | 9.9887
|  | 480 | 4 | 5280 | 0.0051255 | 1779690.36 | 59953.7187 | 436.6703 | 1873358.2737 | 1873358.2737 | 0.053981 | 4.3062 | 0.014618 | 0.013196 | 390 | 1522103.5974 | 1522103.5974 | 0.017787 | 0.01464 | 233 | 909359.3287 | 909359.3287 | 0.028802 | 0.022158 | 4.8725
|  | 68 | 16 | 1360 | 0.0051255 | 252122.801 | 16197.501 | 174.6098 | 265392.4221 | 265392.4221 | 0.15626 | 10.7478 | 0.073072 | 0.043947 | 686 | 2677341.1995 | 2677341.1995 | 0.01132 | 0.010148 | 880 | 3434490.1684 | 3434490.1684 | 0.012039 | 0.01081 | 0.69027
|  | 529 | 16 | 5290 | 0.0051255 | 1961367.0842 | 23138.1202 | 1208.1972 | 2064596.9308 | 2064596.9308 | 0.13957 | 1.5999 | 0.014503 | 0.012792 | 659 | 2571964.7966 | 2571964.7966 | 0.010874 | 0.010143 | 161 | 628355.5876 | 628355.5876 | 0.038563 | 0.027497 | 5.3699
|  | 293 | 5 | 5860 | 0.0051255 | 1086352.6572 | 27517.5691 | 120.4073 | 1143529.1129 | 1143529.1129 | 0.10125 | 15.57 | 0.022897 | 0.018264 | 801 | 3126166.6192 | 3126166.6192 | 0.009051 | 0.0088158 | 827 | 3227640.1924 | 3227640.1924 | 0.013151 | 0.011404 | 2.9743
|  | 915 | 15 | 12810 | 0.0051255 | 3392534.7487 | 57727.4395 | 1289.4339 | 3571089.2092 | 3571089.2092 | 0.083032 | 1.4993 | 0.010633 | 0.0094651 | 1094 | 4269695.7321 | 4269695.7321 | 0.0062686 | 0.0068327 | 359 | 1401115.8755 | 1401115.8755 | 0.02026 | 0.017146 | 9.2883
|  | 268 | 6 | 3216 | 0.0051255 | 993660.451 | 9134.1111 | 111.8216 | 1045958.3695 | 1045958.3695 | 0.26216 | 16.7734 | 0.025664 | 0.020584 | 665 | 2595381.775 | 2595381.775 | 0.0069522 | 0.0073517 | 582 | 2271446.9068 | 2271446.9068 | 0.020243 | 0.019108 | 2.7205
|  | 222 | 13 | 3996 | 0.0051255 | 823106.7915 | 22396.4488 | 172.2665 | 866428.2016 | 866428.2016 | 0.13031 | 10.9029 | 0.030442 | 0.023183 | 491 | 1916289.4008 | 1916289.4008 | 0.012677 | 0.01061 | 437 | 1705536.595 | 1705536.595 | 0.023363 | 0.02135 | 2.2535
|  | 427 | 4 | 5124 | 0.0051255 | 1583182.8827 | 21829.967 | 551.6398 | 1666508.2976 | 1666508.2976 | 0.11958 | 3.4184 | 0.016274 | 0.014256 | 805 | 3141777.9382 | 3141777.9382 | 0.0081846 | 0.0084721 | 147 | 573715.9713 | 573715.9713 | 0.041443 | 0.029004 | 4.3345
|  | 893 | 19 | 16074 | 0.0051255 | 3310965.6073 | 55088.8056 | 13945.7779 | 3485226.955 | 3485226.955 | 0.10535 | 0.20224 | 0.012847 | 0.010308 | 290 | 1131820.6237 | 1131820.6237 | 0.023241 | 0.017874 | 491 | 1916289.4008 | 1916289.4008 | 0.016965 | 0.01467 | 9.0649
|  | 426 | 3 | 6390 | 0.0051255 | 1579475.1945 | 21173.9093 | 138.7484 | 1662605.4679 | 1662605.4679 | 0.1222 | 13.5139 | 0.016286 | 0.01427 | 922 | 3598409.0174 | 3598409.0174 | 0.0090589 | 0.0083418 | 751 | 2931025.1324 | 2931025.1324 | 0.014056 | 0.012051 | 4.3244
|  | 137 | 3 | 2192 | 0.0051255 | 507953.2902 | 18034.8717 | 0.33331 | 534687.6739 | 534687.6739 | 0.13413 | 5614.3653 | 0.042141 | 0.028892 | 439 | 1713342.2545 | 1713342.2545 | 0.017076 | 0.013885 | 985 | 3844287.2908 | 3844287.2908 | 0.0090486 | 0.0094101 | 1.3907
|  | 304 | 17 | 3040 | 0.0051255 | 1127137.228 | 22736.8902 | 16.1689 | 1186460.24 | 1186460.24 | 0.12826 | 115.7786 | 0.022585 | 0.017981 | 582 | 2271446.9068 | 2271446.9068 | 0.013171 | 0.011403 | 977 | 3813064.6529 | 3813064.6529 | 0.011282 | 0.010205 | 3.0859
|  | 751 | 5 | 13518 | 0.0051255 | 2784473.8757 | 131051.0577 | 412.3598 | 2931025.1324 | 2931025.1324 | 0.052443 | 4.5605 | 0.0105 | 0.010303 | 566 | 2209001.6311 | 2209001.6311 | 0.012658 | 0.011036 | 840 | 3278376.9789 | 3278376.9789 | 0.013807 | 0.012485 | 7.6235
|  | 883 | 3 | 16777 | 0.0051255 | 3273888.7248 | 57180.2169 | 286.9391 | 3446198.6576 | 3446198.6576 | 0.060693 | 6.5477 | 0.0093408 | 0.0099356 | 1054 | 4113582.5426 | 4113582.5426 | 0.0069339 | 0.0058544 | 827 | 3227640.1924 | 3227640.1924 | 0.016789 | 0.016628 | 8.9634
|  | 1022 | 16 | 13286 | 0.0051255 | 3789257.3915 | 54841.8068 | 2568.4697 | 3988691.9911 | 3988691.9911 | 0.090249 | 0.78169 | 0.011128 | 0.010167 | 466 | 1818718.6574 | 1818718.6574 | 0.012406 | 0.010733 | 828 | 3231543.0221 | 3231543.0221 | 0.017762 | 0.016958 | 10.3744
|  | 254 | 11 | 4826 | 0.0051255 | 941752.8155 | 16722.3302 | 1354.8977 | 991318.7532 | 991318.7532 | 0.16929 | 1.4277 | 0.026246 | 0.020112 | 743 | 2899802.4945 | 2899802.4945 | 0.012386 | 0.010227 | 1045 | 4078457.075 | 4078457.075 | 0.009205 | 0.0092746 | 2.5784
|  | 906 | 16 | 9060 | 0.0051255 | 3359165.5545 | 30192.9028 | 8095.892 | 3535963.7416 | 3535963.7416 | 0.12935 | 0.29238 | 0.0098836 | 0.0092403 | 330 | 1287933.8132 | 1287933.8132 | 0.02027 | 0.016245 | 785 | 3063721.3434 | 3063721.3434 | 0.014088 | 0.011906 | 9.1969
|  | 1076 | 16 | 18292 | 0.0051255 | 3989472.557 | 61305.6221 | 951.4593 | 4199444.7968 | 4199444.7968 | 0.094385 | 2.0283 | 0.011095 | 0.009101 | 727 | 2837357.2187 | 2837357.2187 | 0.010898 | 0.0097931 | 376 | 1467463.9811 | 1467463.9811 | 0.020914 | 0.017164 | 10.9226
|  | 346 | 15 | 3806 | 0.0051255 | 1282860.1345 | 10665.7763 | 237.6983 | 1350379.0889 | 1350379.0889 | 0.2597 | 7.9405 | 0.02072 | 0.017053 | 569 | 2220710.1203 | 2220710.1203 | 0.011811 | 0.010582 | 844 | 3293988.2979 | 3293988.2979 | 0.01261 | 0.01249 | 3.5123
|  | 341 | 15 | 4433 | 0.0051255 | 1264321.6932 | 21739.9963 | 590.7682 | 1330864.9403 | 1330864.9403 | 0.13979 | 3.2135 | 0.021055 | 0.017166 | 269 | 1049861.1992 | 1049861.1992 | 0.024236 | 0.018245 | 808 | 3153486.4274 | 3153486.4274 | 0.015604 | 0.013373 | 3.4615
|  | 515 | 15 | 5665 | 0.0051255 | 1909459.4487 | 30892.4906 | 969.7897 | 2009957.3145 | 2009957.3145 | 0.10873 | 1.9723 | 0.014854 | 0.01302 | 863 | 3368142.0629 | 3368142.0629 | 0.0076826 | 0.0080612 | 437 | 1705536.595 | 1705536.595 | 0.018666 | 0.015739 | 5.2278
|  | 979 | 18 | 9790 | 0.0051255 | 3629826.7967 | 52830.9568 | 1356.3291 | 3820870.3124 | 3820870.3124 | 0.086494 | 1.4278 | 0.010133 | 0.0093689 | 351 | 1369893.2376 | 1369893.2376 | 0.018364 | 0.014879 | 654 | 2552450.6479 | 2552450.6479 | 0.015306 | 0.014308 | 9.9379
|  | 644 | 10 | 7728 | 0.0051255 | 2387751.233 | 78724.3708 | 190.02 | 2513422.3505 | 2513422.3505 | 0.067329 | 9.8754 | 0.012533 | 0.011772 | 372 | 1451852.6621 | 1451852.6621 | 0.017049 | 0.014003 | 798 | 3114458.13 | 3114458.13 | 0.013426 | 0.013446 | 6.5373
|  | 606 | 19 | 9090 | 0.0051255 | 2246859.0795 | 40447.6302 | 257.7462 | 2365114.8205 | 2365114.8205 | 0.10707 | 7.3179 | 0.014411 | 0.012231 | 139 | 542493.3334 | 542493.3334 | 0.04152 | 0.028066 | 724 | 2825648.7295 | 2825648.7295 | 0.013136 | 0.011865 | 6.1516
|  | 213 | 13 | 2130 | 0.0051255 | 789737.5972 | 10203.8258 | 106.0638 | 831302.7339 | 831302.7339 | 0.24383 | 17.6872 | 0.029845 | 0.022249 | 319 | 1245002.6861 | 1245002.6861 | 0.020367 | 0.016436 | 76 | 296615.06 | 296615.06 | 0.068339 | 0.042318 | 2.1622
|  | 1007 | 3 | 16112 | 0.0051255 | 3733642.0677 | 83897.1394 | 748.8774 | 3930149.545 | 3930149.545 | 0.061827 | 2.5214 | 0.0075626 | 0.0083411 | 337 | 1315253.6213 | 1315253.6213 | 0.019403 | 0.015422 | 264 | 1030347.0505 | 1030347.0505 | 0.028234 | 0.022672 | 10.2222
|  | 565 | 2 | 7910 | 0.0051255 | 2094843.8612 | 26060.6947 | 27.5784 | 2205098.8013 | 2205098.8013 | 0.10128 | 67.881 | 0.013406 | 0.012966 | 657 | 2564159.1371 | 2564159.1371 | 0.0087216 | 0.0081058 | 614 | 2396337.4584 | 2396337.4584 | 0.020745 | 0.019074 | 5.7354
|  | 205 | 20 | 4100 | 0.0051255 | 760076.0912 | 33304.4248 | 111.3548 | 800080.0961 | 800080.0961 | 0.10142 | 16.8467 | 0.03278 | 0.024286 | 772 | 3012984.5568 | 3012984.5568 | 0.0058605 | 0.0066085 | 853 | 3329113.7655 | 3329113.7655 | 0.016342 | 0.015866 | 2.081
|  | 712 | 15 | 7832 | 0.0051255 | 2639874.034 | 109387.413 | 45.8565 | 2778814.7726 | 2778814.7726 | 0.060826 | 40.838 | 0.012198 | 0.011312 | 136 | 530784.8442 | 530784.8442 | 0.040363 | 0.027122 | 512 | 1998248.8253 | 1998248.8253 | 0.017955 | 0.016782 | 7.2276
|  | 803 | 3 | 8030 | 0.0051255 | 2977273.6647 | 44093.679 | 657.5004 | 3133972.2787 | 3133972.2787 | 0.068212 | 2.8685 | 0.009046 | 0.0095516 | 809 | 3157389.2571 | 3157389.2571 | 0.0085651 | 0.0082682 | 259 | 1010832.9018 | 1010832.9018 | 0.02825 | 0.022492 | 8.1513
|  | 302 | 3 | 6040 | 0.0051255 | 1119721.8515 | 130442.8797 | 458.9458 | 1178654.5805 | 1178654.5805 | 0.048992 | 4.0963 | 0.02269 | 0.018535 | 378 | 1475269.6405 | 1475269.6405 | 0.015527 | 0.013157 | 983 | 3836481.6313 | 3836481.6313 | 0.014037 | 0.013505 | 3.0656
|  | 796 | 16 | 14328 | 0.0051255 | 2951319.847 | 51817.8825 | 1398.1145 | 3106652.4705 | 3106652.4705 | 0.097301 | 1.3966 | 0.012549 | 0.010597 | 1008 | 3934052.3747 | 3934052.3747 | 0.0084819 | 0.0078528 | 83 | 323934.8682 | 323934.8682 | 0.06366 | 0.040137 | 8.0803
|  | 289 | 17 | 2890 | 0.0051255 | 1071521.9042 | 14008.6387 | 695.7701 | 1127917.7939 | 1127917.7939 | 0.19629 | 2.7395 | 0.023517 | 0.018543 | 896 | 3496935.4442 | 3496935.4442 | 0.009658 | 0.0086429 | 334 | 1303545.1321 | 1303545.1321 | 0.021748 | 0.017986 | 2.9337
|  | 324 | 12 | 6480 | 0.0051255 | 1201290.993 | 60604.5961 | 117.7345 | 1264516.8347 | 1264516.8347 | 0.062521 | 15.9251 | 0.022858 | 0.01859 | 825 | 3219834.5329 | 3219834.5329 | 0.008512 | 0.007379 | 286 | 1116209.3047 | 1116209.3047 | 0.02961 | 0.024923 | 3.289
|  | 696 | 8 | 6960 | 0.0051255 | 2580551.022 | 55613.7587 | 358.0067 | 2716369.4968 | 2716369.4968 | 0.062859 | 5.2541 | 0.011313 | 0.011065 | 117 | 456631.0792 | 456631.0792 | 0.046088 | 0.030086 | 505 | 1970929.0171 | 1970929.0171 | 0.019268 | 0.01718 | 7.0652
|  | 576 | 9 | 11520 | 0.0051255 | 2135628.432 | 33155.2383 | 1675.6203 | 2248029.9284 | 2248029.9284 | 0.10777 | 1.1629 | 0.014227 | 0.01273 | 861 | 3360336.4034 | 3360336.4034 | 0.0080628 | 0.007698 | 74 | 288809.4005 | 288809.4005 | 0.07197 | 0.045375 | 5.847
|  | 258 | 5 | 4128 | 0.0051255 | 956583.5685 | 14069.2576 | 242.5199 | 1006930.0721 | 1006930.0721 | 0.17678 | 7.7478 | 0.025802 | 0.02026 | 925 | 3610117.5066 | 3610117.5066 | 0.0076111 | 0.0073018 | 593 | 2314378.0339 | 2314378.0339 | 0.015703 | 0.015094 | 2.619
|  | 236 | 3 | 4720 | 0.0051255 | 875014.427 | 14299.5039 | 247.5224 | 921067.8179 | 921067.8179 | 0.1699 | 7.5873 | 0.027566 | 0.021258 | 1034 | 4035525.9479 | 4035525.9479 | 0.0055677 | 0.006179 | 905 | 3532060.9118 | 3532060.9118 | 0.011334 | 0.012015 | 2.3957
|  | 887 | 20 | 11531 | 0.0051255 | 3288719.4777 | 31877.5445 | 2376.9696 | 3461809.9766 | 3461809.9766 | 0.1485 | 0.87153 | 0.01218 | 0.010607 | 797 | 3110555.3003 | 3110555.3003 | 0.007436 | 0.0075362 | 521 | 2033374.2929 | 2033374.2929 | 0.01845 | 0.017192 | 9.004
|  | 1096 | 12 | 10960 | 0.0051255 | 4063626.322 | 8093.3005 | 17.8896 | 4277501.3916 | 4277501.3916 | 0.42245 | 104.777 | 0.0081046 | 0.0080152 | 816 | 3184709.0653 | 3184709.0653 | 0.0085134 | 0.0085382 | 152 | 593230.12 | 593230.12 | 0.03993 | 0.028264 | 11.1256
|  | 263 | 19 | 3945 | 0.0051255 | 975122.0097 | 3211.973 | 280.5476 | 1026444.2208 | 1026444.2208 | 0.87566 | 6.9051 | 0.025891 | 0.019818 | 508 | 1982637.5063 | 1982637.5063 | 0.014247 | 0.01231 | 311 | 1213780.0482 | 1213780.0482 | 0.023159 | 0.018803 | 2.6697
|  | 340 | 18 | 6460 | 0.0051255 | 1260614.005 | 7461.5107 | 164.3097 | 1326962.1105 | 1326962.1105 | 0.43784 | 11.5521 | 0.021727 | 0.017197 | 607 | 2369017.6503 | 2369017.6503 | 0.011863 | 0.010748 | 933 | 3641340.1445 | 3641340.1445 | 0.012627 | 0.010953 | 3.4514
|  | 372 | 2 | 3720 | 0.0051255 | 1379260.029 | 8100.3646 | 236.6549 | 1451852.6621 | 1451852.6621 | 0.27965 | 7.9339 | 0.018605 | 0.016002 | 661 | 2579770.4561 | 2579770.4561 | 0.0088409 | 0.0088482 | 977 | 3813064.6529 | 3813064.6529 | 0.011359 | 0.011771 | 3.7762
|  | 202 | 13 | 2222 | 0.0051255 | 748953.0265 | 5679.9027 | 299.2559 | 788371.6068 | 788371.6068 | 0.42706 | 6.3184 | 0.031851 | 0.023752 | 442 | 1725050.7437 | 1725050.7437 | 0.014644 | 0.01229 | 112 | 437116.9305 | 437116.9305 | 0.054215 | 0.037288 | 2.0505
|  | 928 | 19 | 15776 | 0.0051255 | 3440734.696 | 38832.8476 | 977.9501 | 3621825.9958 | 3621825.9958 | 0.14127 | 2.0024 | 0.012415 | 0.010031 | 733 | 2860774.1971 | 2860774.1971 | 0.011586 | 0.01 | 757 | 2954442.1108 | 2954442.1108 | 0.012843 | 0.011606 | 9.4202
|  | 136 | 10 | 1360 | 0.0051255 | 504245.602 | 5227.5576 | 115.0106 | 530784.8442 | 530784.8442 | 0.43534 | 16.3137 | 0.043042 | 0.02966 | 1065 | 4156513.6697 | 4156513.6697 | 0.010191 | 0.0077325 | 924 | 3606214.6768 | 3606214.6768 | 0.013216 | 0.012651 | 1.3805
|  | 711 | 6 | 13509 | 0.0051255 | 2636166.3457 | 31462.6554 | 638.52 | 2774911.9429 | 2774911.9429 | 0.10607 | 2.9722 | 0.0118 | 0.011374 | 998 | 3895024.0774 | 3895024.0774 | 0.0058806 | 0.006063 | 811 | 3165194.9166 | 3165194.9166 | 0.016592 | 0.015441 | 7.2174
|  | 970 | 13 | 17460 | 0.0051255 | 3596457.6025 | 49260.0308 | 1260.1955 | 3785744.8447 | 3785744.8447 | 0.10118 | 1.5449 | 0.011181 | 0.0098214 | 878 | 3426684.5089 | 3426684.5089 | 0.0086916 | 0.007848 | 334 | 1303545.1321 | 1303545.1321 | 0.025448 | 0.020871 | 9.8466
|  | 524 | 17 | 9956 | 0.0051255 | 1942828.643 | 25072.3296 | 606.1102 | 2045082.7821 | 2045082.7821 | 0.16144 | 3.1676 | 0.016121 | 0.013386 | 615 | 2400240.2882 | 2400240.2882 | 0.011605 | 0.010653 | 1091 | 4257987.2429 | 4257987.2429 | 0.0087618 | 0.0089867 | 5.3192
|  | 363 | 5 | 5808 | 0.0051255 | 1345890.8347 | 6598.3728 | 162.5554 | 1416727.1945 | 1416727.1945 | 0.3701 | 11.5712 | 0.019481 | 0.01647 | 371 | 1447949.8324 | 1447949.8324 | 0.017062 | 0.014092 | 328 | 1280128.1537 | 1280128.1537 | 0.024128 | 0.020443 | 3.6848
|  | 870 | 13 | 14790 | 0.0051255 | 3225688.7775 | 7001.47 | 268.1326 | 3395461.8711 | 3395461.8711 | 0.56645 | 7.2523 | 0.011077 | 0.0097864 | 573 | 2236321.4392 | 2236321.4392 | 0.013192 | 0.01147 | 885 | 3454004.3171 | 3454004.3171 | 0.011397 | 0.010571 | 8.8315
|  | 199 | 14 | 2985 | 0.0051255 | 737829.9617 | 10569.2829 | 210.8664 | 776663.1176 | 776663.1176 | 0.24838 | 8.9292 | 0.031799 | 0.02328 | 292 | 1139626.2832 | 1139626.2832 | 0.023214 | 0.017832 | 683 | 2665632.7103 | 2665632.7103 | 0.013298 | 0.012133 | 2.0201
|  | 473 | 11 | 5203 | 0.0051255 | 1753736.5422 | 14679.2635 | 398.6702 | 1846038.4655 | 1846038.4655 | 0.19332 | 4.7479 | 0.016028 | 0.014206 | 802 | 3130069.4489 | 3130069.4489 | 0.010658 | 0.0087391 | 1024 | 3996497.6505 | 3996497.6505 | 0.015951 | 0.013545 | 4.8015
|  | 639 | 5 | 10863 | 0.0051255 | 2369212.7918 | 29619.1637 | 338.0849 | 2493908.2018 | 2493908.2018 | 0.1032 | 5.5699 | 0.01224 | 0.011723 | 369 | 1440144.1729 | 1440144.1729 | 0.017529 | 0.014173 | 697 | 2720272.3266 | 2720272.3266 | 0.017476 | 0.015419 | 6.4866
|  | 915 | 16 | 10980 | 0.0051255 | 3392534.7487 | 34304.3043 | 608.2661 | 3571089.2092 | 3571089.2092 | 0.12437 | 3.1417 | 0.011398 | 0.010623 | 988 | 3855995.78 | 3855995.78 | 0.0049084 | 0.0053666 | 720 | 2810037.4105 | 2810037.4105 | 0.019661 | 0.018108 | 9.2883
|  | 927 | 3 | 12051 | 0.0051255 | 3437027.0077 | 3879.1581 | 81.2306 | 3617923.1661 | 3617923.1661 | 0.63488 | 23.1428 | 0.0080999 | 0.0088537 | 272 | 1061569.6884 | 1061569.6884 | 0.023461 | 0.017746 | 306 | 1194265.8995 | 1194265.8995 | 0.025524 | 0.021306 | 9.4101
|  | 1047 | 19 | 13611 | 0.0051255 | 3881949.5977 | 44328.3247 | 1915.7044 | 4086262.7345 | 4086262.7345 | 0.11715 | 1.048 | 0.010703 | 0.0090526 | 975 | 3805258.9934 | 3805258.9934 | 0.0088484 | 0.0080862 | 994 | 3879412.7584 | 3879412.7584 | 0.008415 | 0.0091343 | 10.6282
|  | 836 | 7 | 14212 | 0.0051255 | 3099627.377 | 36328.1992 | 1.0445 | 3262765.66 | 3262765.66 | 0.09886 | 1791.6545 | 0.010859 | 0.010745 | 482 | 1881163.9332 | 1881163.9332 | 0.013538 | 0.010982 | 916 | 3574992.0389 | 3574992.0389 | 0.014299 | 0.015323 | 8.4863
|  | 666 | 11 | 13320 | 0.0051255 | 2469320.3745 | 45146.1332 | 1352.2613 | 2599284.6047 | 2599284.6047 | 0.092472 | 1.4313 | 0.013973 | 0.012632 | 80 | 312226.3789 | 312226.3789 | 0.060809 | 0.036772 | 760 | 2966150.6 | 2966150.6 | 0.018632 | 0.017559 | 6.7606
|  | 473 | 15 | 6149 | 0.0051255 | 1753736.5422 | 17231.7021 | 113.8129 | 1846038.4655 | 1846038.4655 | 0.1859 | 16.5104 | 0.016121 | 0.013802 | 232 | 905456.4989 | 905456.4989 | 0.027071 | 0.020296 | 383 | 1494783.7892 | 1494783.7892 | 0.019048 | 0.016412 | 4.8015
|  | 1043 | 12 | 10430 | 0.0051255 | 3867118.8447 | 7109.51 | 703.2409 | 4070651.4155 | 4070651.4155 | 0.47043 | 2.8421 | 0.0088735 | 0.008861 | 369 | 1440144.1729 | 1440144.1729 | 0.018301 | 0.014445 | 349 | 1362087.5782 | 1362087.5782 | 0.024195 | 0.020539 | 10.5876
|  | 527 | 5 | 8432 | 0.0051255 | 1953951.7077 | 25225.6569 | 415.6513 | 2056791.2713 | 2056791.2713 | 0.11395 | 4.5355 | 0.014898 | 0.013857 | 319 | 1245002.6861 | 1245002.6861 | 0.018645 | 0.01456 | 576 | 2248029.9284 | 2248029.9284 | 0.020667 | 0.019294 | 5.3496
|  | 179 | 4 | 3401 | 0.0051255 | 663676.1967 | 7276.8444 | 66.3954 | 698606.5229 | 698606.5229 | 0.3174 | 28.2212 | 0.035162 | 0.025859 | 713 | 2782717.6024 | 2782717.6024 | 0.0086029 | 0.0077629 | 1090 | 4254084.4132 | 4254084.4132 | 0.017207 | 0.015858 | 1.817
|  | 969 | 19 | 11628 | 0.0051255 | 3592749.9142 | 29943.9721 | 1028.3133 | 3781842.015 | 3781842.015 | 0.15413 | 1.9058 | 0.011711 | 0.010541 | 352 | 1373796.0674 | 1373796.0674 | 0.017303 | 0.013643 | 786 | 3067624.1732 | 3067624.1732 | 0.015775 | 0.016357 | 9.8364
|  | 994 | 10 | 15904 | 0.0051255 | 3685442.1205 | 40051.2585 | 615.3499 | 3879412.7584 | 3879412.7584 | 0.1048 | 3.0953 | 0.0093559 | 0.0087551 | 591 | 2306572.3745 | 2306572.3745 | 0.013033 | 0.011296 | 423 | 1650896.9787 | 1650896.9787 | 0.019103 | 0.016028 | 10.0902
|  | 616 | 13 | 10472 | 0.0051255 | 2283935.962 | 50005.2492 | 909.8918 | 2404143.1179 | 2404143.1179 | 0.083146 | 2.0994 | 0.014588 | 0.013076 | 509 | 1986540.3361 | 1986540.3361 | 0.012223 | 0.010395 | 407 | 1588451.7029 | 1588451.7029 | 0.025591 | 0.022149 | 6.2531
|  | 681 | 10 | 10896 | 0.0051255 | 2524935.6982 | 30534.4977 | 773.584 | 2657827.0508 | 2657827.0508 | 0.11736 | 2.4697 | 0.013069 | 0.012238 | 205 | 800080.0961 | 800080.0961 | 0.027789 | 0.019918 | 331 | 1291836.6429 | 1291836.6429 | 0.0278 | 0.024113 | 6.9129
|  | 1033 | 3 | 12396 | 0.0051255 | 3830041.9623 | 51637.2657 | 902.7838 | 4031623.1182 | 4031623.1182 | 0.063004 | 2.0967 | 0.0072275 | 0.0082013 | 427 | 1666508.2976 | 1666508.2976 | 0.016509 | 0.013287 | 535 | 2088013.9092 | 2088013.9092 | 0.017466 | 0.016103 | 10.4861
|  | 793 | 13 | 10309 | 0.0051255 | 2940196.7823 | 35525.8512 | 1470.3873 | 3094943.9813 | 3094943.9813 | 0.10969 | 1.3249 | 0.011649 | 0.010932 | 447 | 1744564.8924 | 1744564.8924 | 0.015037 | 0.0122 | 643 | 2509519.5208 | 2509519.5208 | 0.018887 | 0.017071 | 8.0498
|  | 375 | 17 | 7125 | 0.0051255 | 1390383.0938 | 24553.4668 | 329.3205 | 1463561.1513 | 1463561.1513 | 0.14638 | 5.746 | 0.020572 | 0.0167 | 741 | 2891996.835 | 2891996.835 | 0.010432 | 0.0090363 | 1057 | 4125291.0318 | 4125291.0318 | 0.011298 | 0.011555 | 3.8067
|  | 450 | 20 | 5850 | 0.0051255 | 1668459.7125 | 18941.436 | 936.8648 | 1756273.3816 | 1756273.3816 | 0.183 | 2.0723 | 0.018369 | 0.015702 | 528 | 2060694.1011 | 2060694.1011 | 0.010472 | 0.0095559 | 924 | 3606214.6768 | 3606214.6768 | 0.01626 | 0.016069 | 4.568
|  | 638 | 2 | 10208 | 0.0051255 | 2365505.1035 | 30355.2268 | 177.2055 | 2490005.3721 | 2490005.3721 | 0.090546 | 10.5845 | 0.011091 | 0.010866 | 661 | 2579770.4561 | 2579770.4561 | 0.013791 | 0.011135 | 975 | 3805258.9934 | 3805258.9934 | 0.011016 | 0.01012 | 6.4764
|  | 1080 | 2 | 11880 | 0.0051255 | 4004303.31 | 31267.1177 | 488.9177 | 4215056.1158 | 4215056.1158 | 0.089506 | 3.8521 | 0.0072019 | 0.0085399 | 935 | 3649145.8039 | 3649145.8039 | 0.0080175 | 0.0066174 | 1014 | 3957469.3532 | 3957469.3532 | 0.017166 | 0.016075 | 10.9632
|  | 90 | 10 | 1440 | 0.0051255 | 333691.9425 | 6562.5398 | 52.4702 | 351254.6763 | 351254.6763 | 0.35136 | 35.7046 | 0.059732 | 0.038256 | 658 | 2568061.9668 | 2568061.9668 | 0.0093293 | 0.0086536 | 928 | 3621825.9958 | 3621825.9958 | 0.013036 | 0.013819 | 0.9136
|  | 354 | 5 | 5664 | 0.0051255 | 1312521.6405 | 15979.6139 | 139.245 | 1381601.7268 | 1381601.7268 | 0.16211 | 13.474 | 0.020015 | 0.016868 | 364 | 1420630.0242 | 1420630.0242 | 0.01774 | 0.01427 | 363 | 1416727.1945 | 1416727.1945 | 0.023705 | 0.020329 | 3.5935
|  | 943 | 19 | 12259 | 0.0051255 | 3496350.0197 | 35050.4157 | 1406.1072 | 3680368.4418 | 3680368.4418 | 0.13726 | 1.4099 | 0.012151 | 0.010782 | 1013 | 3953566.5234 | 3953566.5234 | 0.0062916 | 0.005761 | 431 | 1682119.6166 | 1682119.6166 | 0.023471 | 0.021446 | 9.5725
|  | 164 | 11 | 3280 | 0.0051255 | 608060.873 | 2856.8397 | 7.0653 | 640064.0768 | 640064.0768 | 0.85591 | 265.0044 | 0.037033 | 0.026136 | 353 | 1377698.8971 | 1377698.8971 | 0.018808 | 0.015434 | 747 | 2915413.8134 | 2915413.8134 | 0.01183 | 0.011305 | 1.6648
|  | 866 | 7 | 11258 | 0.0051255 | 3210858.0245 | 36665.0708 | 747.6695 | 3379850.5521 | 3379850.5521 | 0.092617 | 2.5401 | 0.0091112 | 0.0091261 | 895 | 3493032.6145 | 3493032.6145 | 0.010171 | 0.008823 | 612 | 2388531.7989 | 2388531.7989 | 0.013061 | 0.012432 | 8.7909
|  | 631 | 18 | 7572 | 0.0051255 | 2339551.2857 | 24803.9836 | 1.1663 | 2462685.5639 | 2462685.5639 | 0.1509 | 1604.5451 | 0.014391 | 0.012979 | 87 | 339546.1871 | 339546.1871 | 0.057164 | 0.035075 | 686 | 2677341.1995 | 2677341.1995 | 0.018358 | 0.017836 | 6.4053
|  | 1086 | 11 | 10860 | 0.0051255 | 4026549.4395 | 26115.2029 | 530.2697 | 4238473.0942 | 4238473.0942 | 0.13816 | 3.5892 | 0.0090046 | 0.0092428 | 379 | 1479172.4703 | 1479172.4703 | 0.014444 | 0.012226 | 564 | 2201195.9716 | 2201195.9716 | 0.021901 | 0.019801 | 11.0241
|  | 750 | 16 | 10500 | 0.0051255 | 2780766.1875 | 31810.842 | 375.7611 | 2927122.3026 | 2927122.3026 | 0.13058 | 5.047 | 0.013114 | 0.011903 | 524 | 2045082.7821 | 2045082.7821 | 0.0099099 | 0.0092928 | 875 | 3414976.0197 | 3414976.0197 | 0.018302 | 0.016955 | 7.6133
|  | 718 | 16 | 8616 | 0.0051255 | 2662120.1635 | 18924.3411 | 175.7854 | 2802231.7511 | 2802231.7511 | 0.1934 | 10.7316 | 0.013024 | 0.012029 | 162 | 632258.4174 | 632258.4174 | 0.034317 | 0.023454 | 630 | 2458782.7342 | 2458782.7342 | 0.019454 | 0.018532 | 7.2885
|  | 206 | 13 | 3090 | 0.0051255 | 763783.7795 | 8483.7776 | 379.1917 | 803982.9258 | 803982.9258 | 0.30362 | 4.9967 | 0.030893 | 0.022785 | 882 | 3442295.8279 | 3442295.8279 | 0.0087817 | 0.0083943 | 354 | 1381601.7268 | 1381601.7268 | 0.020649 | 0.017343 | 2.0911
|  | 672 | 12 | 10080 | 0.0051255 | 2491566.504 | 27865.7583 | 505.9331 | 2622701.5832 | 2622701.5832 | 0.13092 | 3.7567 | 0.012953 | 0.011853 | 375 | 1463561.1513 | 1463561.1513 | 0.01649 | 0.013639 | 1057 | 4125291.0318 | 4125291.0318 | 0.012493 | 0.012606 | 6.8215
|  | 319 | 7 | 6380 | 0.0051255 | 1182752.5517 | 20295.1178 | 650.213 | 1245002.6861 | 1245002.6861 | 0.13851 | 2.9158 | 0.021563 | 0.017404 | 943 | 3680368.4418 | 3680368.4418 | 0.009913 | 0.0085613 | 322 | 1256711.1753 | 1256711.1753 | 0.022634 | 0.01846 | 3.2382
|  | 831 | 13 | 12465 | 0.0051255 | 3081088.9357 | 38943.8209 | 585.5811 | 3243251.5113 | 3243251.5113 | 0.10817 | 3.2519 | 0.011558 | 0.010615 | 535 | 2088013.9092 | 2088013.9092 | 0.011605 | 0.01046 | 420 | 1639188.4895 | 1639188.4895 | 0.022731 | 0.019561 | 8.4356
|  | 280 | 15 | 3920 | 0.0051255 | 1038152.71 | 1632.8552 | 272.3521 | 1092792.3263 | 1092792.3263 | 1.6145 | 7.2237 | 0.024317 | 0.01897 | 489 | 1908483.7413 | 1908483.7413 | 0.014014 | 0.012384 | 677 | 2642215.7318 | 2642215.7318 | 0.012416 | 0.011862 | 2.8423
|  | 903 | 5 | 11739 | 0.0051255 | 3348042.4897 | 14670.0193 | 194.3709 | 3524255.2524 | 3524255.2524 | 0.19425 | 9.6829 | 0.0084227 | 0.0087793 | 871 | 3399364.7008 | 3399364.7008 | 0.010578 | 0.0090097 | 287 | 1120112.1345 | 1120112.1345 | 0.026117 | 0.020338 | 9.1664
|  | 255 | 11 | 4335 | 0.0051255 | 945460.5038 | 10506.5833 | 100.8846 | 995221.5829 | 995221.5829 | 0.25522 | 18.6103 | 0.027221 | 0.021367 | 205 | 800080.0961 | 800080.0961 | 0.027217 | 0.019721 | 1002 | 3910635.3963 | 3910635.3963 | 0.015159 | 0.015423 | 2.5885
|  | 247 | 9 | 3458 | 0.0051255 | 915798.9977 | 10410.6782 | 152.2968 | 963998.945 | 963998.945 | 0.24262 | 12.3337 | 0.027624 | 0.021666 | 955 | 3727202.3987 | 3727202.3987 | 0.0068865 | 0.0061584 | 351 | 1369893.2376 | 1369893.2376 | 0.027219 | 0.023644 | 2.5073
|  | 376 | 16 | 5640 | 0.0051255 | 1394090.782 | 13776.0667 | 192.1831 | 1467463.9811 | 1467463.9811 | 0.22732 | 9.8164 | 0.020653 | 0.017269 | 420 | 1639188.4895 | 1639188.4895 | 0.012865 | 0.011232 | 164 | 640064.0768 | 640064.0768 | 0.043652 | 0.033172 | 3.8168
|  | 1073 | 5 | 21460 | 0.0051255 | 3978349.4922 | 24380.3512 | 318.2581 | 4187736.3076 | 4187736.3076 | 0.14193 | 5.9385 | 0.0078378 | 0.0079898 | 897 | 3500838.2739 | 3500838.2739 | 0.010651 | 0.0089807 | 890 | 3473518.4658 | 3473518.4658 | 0.0090531 | 0.0097169 | 10.8921
|  | 985 | 5 | 10835 | 0.0051255 | 3652072.9262 | 10053.094 | 332.3511 | 3844287.2908 | 3844287.2908 | 0.27174 | 5.6984 | 0.0075754 | 0.0081722 | 473 | 1846038.4655 | 1846038.4655 | 0.014517 | 0.012694 | 987 | 3852092.9503 | 3852092.9503 | 0.0087727 | 0.0093087 | 9.9988
|  | 862 | 9 | 17240 | 0.0051255 | 3196027.2715 | 7181.2306 | 717.6621 | 3364239.2332 | 3364239.2332 | 0.50464 | 2.8257 | 0.010539 | 0.0096632 | 190 | 741537.65 | 741537.65 | 0.031496 | 0.022792 | 373 | 1455755.4918 | 1455755.4918 | 0.019842 | 0.016936 | 8.7502
|  | 694 | 10 | 8328 | 0.0051255 | 2573135.6455 | 9146.0865 | 137.6772 | 2708563.8374 | 2708563.8374 | 0.32667 | 13.6952 | 0.011373 | 0.010712 | 910 | 3551575.0605 | 3551575.0605 | 0.0089001 | 0.0082858 | 631 | 2462685.5639 | 2462685.5639 | 0.013648 | 0.012682 | 7.0449
|  | 621 | 11 | 6210 | 0.0051255 | 2302474.4032 | 93950.0367 | 1820.0646 | 2423657.2666 | 2423657.2666 | 0.060586 | 1.0518 | 0.01226 | 0.011378 | 741 | 2891996.835 | 2891996.835 | 0.0097498 | 0.0093596 | 116 | 452728.2495 | 452728.2495 | 0.049257 | 0.032998 | 6.3038
|  | 292 | 3 | 4380 | 0.0051255 | 1082644.969 | 92722.2961 | 393.6077 | 1139626.2832 | 1139626.2832 | 0.055396 | 4.7731 | 0.022634 | 0.018161 | 534 | 2084111.0795 | 2084111.0795 | 0.014466 | 0.012185 | 482 | 1881163.9332 | 1881163.9332 | 0.015673 | 0.014273 | 2.9641
|  | 714 | 9 | 13566 | 0.0051255 | 2647289.4105 | 238374.2027 | 2581.3315 | 2786620.4321 | 2786620.4321 | 0.045231 | 0.74652 | 0.011704 | 0.010672 | 432 | 1686022.4463 | 1686022.4463 | 0.016539 | 0.013798 | 198 | 772760.2879 | 772760.2879 | 0.033072 | 0.024385 | 7.2479
|  | 261 | 17 | 3915 | 0.0051255 | 967706.6332 | 44107.1146 | 825.559 | 1018638.5613 | 1018638.5613 | 0.077159 | 2.298 | 0.025903 | 0.01986 | 169 | 659578.2255 | 659578.2255 | 0.035428 | 0.024859 | 967 | 3774036.3555 | 3774036.3555 | 0.011059 | 0.010161 | 2.6494
|  | 234 | 6 | 3042 | 0.0051255 | 867599.0505 | 20563.0118 | 196.0527 | 913262.1584 | 913262.1584 | 0.12511 | 9.5714 | 0.028108 | 0.021697 | 233 | 909359.3287 | 909359.3287 | 0.025461 | 0.019003 | 782 | 3052012.8542 | 3052012.8542 | 0.015233 | 0.014556 | 2.3754
|  | 723 | 20 | 12291 | 0.0051255 | 2680658.6047 | 92160.2453 | 4645.5764 | 2821745.8997 | 2821745.8997 | 0.079063 | 0.44431 | 0.013788 | 0.011364 | 1072 | 4183833.4779 | 4183833.4779 | 0.010265 | 0.0082706 | 230 | 897650.8395 | 897650.8395 | 0.029877 | 0.022594 | 7.3392
|  | 477 | 13 | 9540 | 0.0051255 | 1768567.2952 | 213875.0796 | 555.1926 | 1861649.7845 | 1861649.7845 | 0.046928 | 3.3934 | 0.016867 | 0.014273 | 650 | 2536839.3289 | 2536839.3289 | 0.011066 | 0.0099052 | 795 | 3102749.6408 | 3102749.6408 | 0.014041 | 0.012924 | 4.8421
|  | 367 | 4 | 3670 | 0.0051255 | 1360721.5877 | 41346.8993 | 423.1646 | 1432338.5134 | 1432338.5134 | 0.06951 | 4.443 | 0.018547 | 0.015698 | 200 | 780565.9474 | 780565.9474 | 0.030704 | 0.022319 | 633 | 2470491.2234 | 2470491.2234 | 0.015476 | 0.013164 | 3.7255
|  | 830 | 17 | 8300 | 0.0051255 | 3077381.2475 | 171773.8867 | 2542.2607 | 3239348.6816 | 3239348.6816 | 0.051484 | 0.76055 | 0.010598 | 0.0097821 | 160 | 624452.7579 | 624452.7579 | 0.037009 | 0.025709 | 817 | 3188611.895 | 3188611.895 | 0.010242 | 0.010416 | 8.4254
|  | 288 | 20 | 5472 | 0.0051255 | 1067814.216 | 136041.2331 | 1698.2475 | 1124014.9642 | 1124014.9642 | 0.05458 | 1.1264 | 0.025064 | 0.019428 | 475 | 1853844.125 | 1853844.125 | 0.016039 | 0.012733 | 211 | 823497.0745 | 823497.0745 | 0.033141 | 0.02561 | 2.9235
|  | 155 | 8 | 2635 | 0.0051255 | 574691.6787 | 63040.4441 | 341.1353 | 604938.6092 | 604938.6092 | 0.067737 | 5.5063 | 0.038469 | 0.026947 | 713 | 2782717.6024 | 2782717.6024 | 0.010107 | 0.0095908 | 613 | 2392434.6287 | 2392434.6287 | 0.015255 | 0.013209 | 1.5734
|  | 920 | 7 | 13800 | 0.0051255 | 3411073.19 | 319570.1792 | 583.1073 | 3590603.3579 | 3590603.3579 | 0.04121 | 3.2295 | 0.0094919 | 0.0095596 | 877 | 3422781.6792 | 3422781.6792 | 0.010311 | 0.0081959 | 1069 | 4172124.9887 | 4172124.9887 | 0.010963 | 0.011975 | 9.339
|  | 220 | 17 | 4400 | 0.0051255 | 815691.415 | 89482.2084 | 309.4029 | 858622.5421 | 858622.5421 | 0.06284 | 6.0738 | 0.030554 | 0.022857 | 610 | 2380726.1395 | 2380726.1395 | 0.0093033 | 0.0090871 | 664 | 2591478.9453 | 2591478.9453 | 0.018936 | 0.016421 | 2.2332
|  | 289 | 5 | 2890 | 0.0051255 | 1071521.9042 | 78577.0561 | 892.0496 | 1127917.7939 | 1127917.7939 | 0.059985 | 2.1168 | 0.023549 | 0.019081 | 159 | 620549.9282 | 620549.9282 | 0.035431 | 0.024492 | 682 | 2661729.8805 | 2661729.8805 | 0.017304 | 0.015761 | 2.9337
|  | 771 | 2 | 12336 | 0.0051255 | 2858627.6407 | 491917.9378 | 1725.2513 | 3009081.7271 | 3009081.7271 | 0.036483 | 1.1021 | 0.0097355 | 0.010181 | 799 | 3118360.9597 | 3118360.9597 | 0.0079805 | 0.0077147 | 883 | 3446198.6576 | 3446198.6576 | 0.013754 | 0.013629 | 7.8265
|  | 900 | 20 | 9900 | 0.0051255 | 3336919.425 | 258873.8018 | 3083.2825 | 3512546.7632 | 3512546.7632 | 0.047034 | 0.63095 | 0.011476 | 0.010315 | 512 | 1998248.8253 | 1998248.8253 | 0.012597 | 0.010978 | 796 | 3106652.4705 | 3106652.4705 | 0.017157 | 0.015156 | 9.136
|  | 690 | 18 | 12420 | 0.0051255 | 2558304.8925 | 228820.2446 | 15496.6858 | 2692952.5184 | 2692952.5184 | 0.049913 | 0.14632 | 0.013835 | 0.011513 | 1058 | 4129193.8616 | 4129193.8616 | 0.0099766 | 0.0082653 | 968 | 3777939.1853 | 3777939.1853 | 0.0091213 | 0.0093343 | 7.0043
|  | 598 | 4 | 8970 | 0.0051255 | 2217197.5735 | 250645.9287 | 1117.839 | 2333892.1826 | 2333892.1826 | 0.041372 | 1.6925 | 0.012377 | 0.011789 | 488 | 1904580.9116 | 1904580.9116 | 0.014427 | 0.012171 | 61 | 238072.6139 | 238072.6139 | 0.08222 | 0.04969 | 6.0704
(a)

## Figure 4b
Results based on AWWA dataset - ZIP codes for which actual drinking water utility rates were available (other ZIP codes rely on national median)
[10 empty] | 50000 | gpy | [6 empty] | 5.086% | 3.814% | 8.9% | 18.45%
136.8925
|  | awwa_1 | awwa_1 | awwa_1 | awwa_1 | awwa_1 | awwa_1 | awwa_1 | awwa_1 | awwa_1 | awwa_1 | awwa_1 | awwa_1 | awwa_2 | awwa_2 | awwa_3 | awwa_3 |  |  | awwa_1 | awwa_1 | awwa_2 | awwa_3
Large Building |  | rate_dw | precip_ann | ach_ann | demand_np_annual | rwh_annual | ach_annual | gw_trt_annual | ww_trt_annual | npv_rwh_net | npv_ach_net | npv_gwmbr_net | npv_wwmbr_net | npv_gwmbr_net | npv_wwmbr_net | npv_gwmbr_net | npv_wwmbr_net | npv_rwh_dw | npv_ach/dw | npv_gwmbr/dw | npv_wwmbr_net/dw | npv_gwmbr/dw | npv_gwmbr/dw | % dem rwh | % dem ach | rwh_gpd | ach_gpd
Mixed Use |  | 0.0051255 | 23.1495 | 4.3348 | 4078457.075 | 222671.7822 | 126252.8562 | 4293112.7105 | 4293112.7105 | 0.057005 | 0.062602 | 0.012677 | 0.0097516 | 0.01444 | 0.022591 | 0.011032 | 0.019144 | 11.1218 | 12.2139 | 2.4733 | 1.9026 | 2.8173 | 2.1524 | 5.46% | 3.096% | 609.6421 | 345.6615
1100 | ppl | 0.0054755 | 22.1654 | 4.4671 | 4078457.075 | 213205.8628 | 130106.1488 | 4293112.7105 | 4293112.7105 | 0.057779 | 0.062522 | 0.012354 | 0.0094342 | 0.014236 | 0.022395 | 0.010702 | 0.018906 | 10.5523 | 11.4186 | 2.2563 | 1.723 | 2.5999 | 1.9546 | 5.228% | 3.19% | 583.7258 | 356.2112 |  |  |  | RWH | GWMBR | GWMBR - TR
19 | floors | 0.007767 | 24.2914 | 4.3491 | 4078457.075 | 233655.5576 | 126669.3496 | 4293112.7105 | 4293112.7105 | 0.053178 | 0.059164 | 0.010026 | 0.0070993 | 0.011751 | 0.019899 | 0.0083996 | 0.016495 | 6.8466 | 7.6173 | 1.2909 | 0.91403 | 1.5129 | 1.0814 | 5.729% | 3.106% | 639.7141 | 346.8018 |  | 0.007767 | Min | 0.050857 | -0.61162 | -0.59189
20000 | bld_area (sf) | 0.0060025 | 25.9449 | 5.7314 | 4078457.075 | 249560.3414 | 166929.4131 | 4293112.7105 | 4293112.7105 | 0.053429 | 0.0564 | 0.011864 | 0.0089507 | 0.013902 | 0.022072 | 0.010049 | 0.018241 | 8.9012 | 9.3961 | 1.9764 | 1.4912 | 2.316 | 1.6742 | 6.119% | 4.093% | 683.259 | 457.0278 |  |  | Max | 95.4107 | 7.2956 | 7.6669
Natural Gas |  | 0.003189 | 20.3937 | 3.8361 | 4078457.075 | 196164.1299 | 111728.0109 | 4293112.7105 | 4293112.7105 | 0.062377 | 0.068652 | 0.014754 | 0.011856 | 0.016976 | 0.025172 | 0.01252 | 0.020619 | 19.5599 | 21.5277 | 4.6265 | 3.7178 | 5.3232 | 3.926 | 4.81% | 2.739% | 537.0681 | 305.8946
High Efficiency |  | 0.003189 | 16.9685 | 3.8361 | 4078457.075 | 163217.6132 | 111728.0109 | 4293112.7105 | 4293112.7105 | 0.068145 | 0.072288 | 0.014754 | 0.011856 | 0.016976 | 0.025172 | 0.012698 | 0.020953 | 21.3688 | 22.668 | 4.6265 | 3.7178 | 5.3232 | 3.9817 | 4.002% | 2.739% | 446.8655 | 305.8946 |  |  |  | npv_rwh_net
|  | 0.003189 | 20.5513 | 4.0839 | 4078457.075 | 197680.0621 | 118945.2891 | 4293112.7105 | 4293112.7105 | 0.062157 | 0.067493 | 0.014754 | 0.011856 | 0.016976 | 0.025172 | 0.0127 | 0.020957 | 19.4912 | 21.1643 | 4.6265 | 3.7178 | 5.3232 | 3.9825 | 4.847% | 2.916% | 541.2185 | 325.6545 |  |  | 97701 | 0.2928
|  | 0.003189 | 20.7479 | 3.8361 | 4078457.075 | 199571.1298 | 111728.0109 | 4293112.7105 | 4293112.7105 | 0.061889 | 0.068344 | 0.014754 | 0.011856 | 0.016976 | 0.025172 | 0.012552 | 0.020678 | 19.4069 | 21.4313 | 4.6265 | 3.7178 | 5.3232 | 3.9359 | 4.893% | 2.739% | 546.396 | 305.8946
|  | 0.003189 | 20.3937 | 3.8361 | 4078457.075 | 196164.1299 | 111728.0109 | 4293112.7105 | 4293112.7105 | 0.062377 | 0.068652 | 0.014754 | 0.011856 | 0.016976 | 0.025172 | 0.012658 | 0.020879 | 19.5599 | 21.5277 | 4.6265 | 3.7178 | 5.3232 | 3.9694 | 4.81% | 2.739% | 537.0681 | 305.8946
|  | 0.003189 | 20.5119 | 4.0839 | 4078457.075 | 197301.0791 | 118945.2891 | 4293112.7105 | 4293112.7105 | 0.062212 | 0.067527 | 0.014754 | 0.011856 | 0.016976 | 0.025172 | 0.012478 | 0.020539 | 19.5082 | 21.175 | 4.6265 | 3.7178 | 5.3232 | 3.9128 | 4.838% | 2.916% | 540.1809 | 325.6545
|  | 0.003189 | 20.8267 | 4.0839 | 4078457.075 | 200329.0959 | 118945.2891 | 4293112.7105 | 4293112.7105 | 0.061782 | 0.067256 | 0.014754 | 0.011856 | 0.016976 | 0.025172 | 0.012634 | 0.020833 | 19.3736 | 21.0901 | 4.6265 | 3.7178 | 5.3232 | 3.9618 | 4.912% | 2.916% | 548.4712 | 325.6545
|  | 0.003189 | 20.4331 | 4.0839 | 4078457.075 | 196543.1129 | 118945.2891 | 4293112.7105 | 4293112.7105 | 0.062321 | 0.067596 | 0.014754 | 0.011856 | 0.016976 | 0.025172 | 0.012589 | 0.020749 | 19.5426 | 21.1967 | 4.6265 | 3.7178 | 5.3232 | 3.9478 | 4.819% | 2.916% | 538.1057 | 325.6545
|  | 0.0036725 | 20.3543 | 3.4852 | 4078457.075 | 195785.1468 | 101507.9022 | 4293112.7105 | 4293112.7105 | 0.061883 | 0.069832 | 0.013988 | 0.011034 | 0.014981 | 0.02309 | 0.012698 | 0.02061 | 16.8503 | 19.0147 | 3.8088 | 3.0046 | 4.0793 | 3.4577 | 4.8% | 2.489% | 536.0305 | 277.9135
|  | 0.0036725 | 20.3937 | 3.4852 | 4078457.075 | 196164.1299 | 101507.9022 | 4293112.7105 | 4293112.7105 | 0.061828 | 0.069797 | 0.013988 | 0.011034 | 0.014981 | 0.02309 | 0.012808 | 0.020817 | 16.8353 | 19.0052 | 3.8088 | 3.0046 | 4.0793 | 3.4875 | 4.81% | 2.489% | 537.0681 | 277.9135
|  | 0.0036725 | 20.5511 | 3.3406 | 4078457.075 | 197678.1383 | 97296.3669 | 4293112.7105 | 4293112.7105 | 0.061609 | 0.07046 | 0.013988 | 0.011034 | 0.014981 | 0.02309 | 0.012829 | 0.020856 | 16.7757 | 19.1859 | 3.8088 | 3.0046 | 4.0793 | 3.4932 | 4.847% | 2.386% | 541.2132 | 266.3829
|  | 0.0036725 | 20.4724 | 3.4852 | 4078457.075 | 196921.1341 | 101507.9022 | 4293112.7105 | 4293112.7105 | 0.061718 | 0.069728 | 0.013988 | 0.011034 | 0.014981 | 0.02309 | 0.012909 | 0.021007 | 16.8054 | 18.9864 | 3.8088 | 3.0046 | 4.0793 | 3.5149 | 4.828% | 2.489% | 539.1407 | 277.9135
|  | 0.0036725 | 21.6723 | 3.3406 | 4078457.075 | 208462.8033 | 97296.3669 | 4293112.7105 | 4293112.7105 | 0.060141 | 0.069535 | 0.013988 | 0.011034 | 0.014981 | 0.02309 | 0.012914 | 0.021017 | 16.3761 | 18.9341 | 3.8088 | 3.0046 | 4.0793 | 3.5165 | 5.111% | 2.386% | 570.7401 | 266.3829
|  | 0.0036725 | 20.3937 | 3.4852 | 4078457.075 | 196164.1299 | 101507.9022 | 4293112.7105 | 4293112.7105 | 0.061828 | 0.069797 | 0.013988 | 0.011034 | 0.014981 | 0.02309 | 0.012761 | 0.020728 | 16.8353 | 19.0052 | 3.8088 | 3.0046 | 4.0793 | 3.4746 | 4.81% | 2.489% | 537.0681 | 277.9135
|  | 0.0036725 | 20.4724 | 3.4852 | 4078457.075 | 196921.1341 | 101507.9022 | 4293112.7105 | 4293112.7105 | 0.061718 | 0.069728 | 0.013988 | 0.011034 | 0.014981 | 0.02309 | 0.01283 | 0.020859 | 16.8054 | 18.9864 | 3.8088 | 3.0046 | 4.0793 | 3.4936 | 4.828% | 2.489% | 539.1407 | 277.9135 |  |  |  | ACH | GWMBR | GWMBR - TR
|  | 0.0036725 | 20.4724 | 3.4852 | 4078457.075 | 196921.1341 | 101507.9022 | 4293112.7105 | 4293112.7105 | 0.061718 | 0.069728 | 0.013988 | 0.011034 | 0.014981 | 0.02309 | 0.012917 | 0.021023 | 16.8054 | 18.9864 | 3.8088 | 3.0046 | 4.0793 | 3.5173 | 4.828% | 2.489% | 539.1407 | 277.9135 |  |  | Min | 0.038143 | -0.61162 | -0.59189
|  | 0.0036725 | 20.4724 | 3.4852 | 4078457.075 | 196921.1341 | 101507.9022 | 4293112.7105 | 4293112.7105 | 0.061718 | 0.069728 | 0.013988 | 0.011034 | 0.014981 | 0.02309 | 0.012927 | 0.021041 | 16.8054 | 18.9864 | 3.8088 | 3.0046 | 4.0793 | 3.52 | 4.828% | 2.489% | 539.1407 | 277.9135 |  |  | Max | 557.7812 | 7.2956 | 7.6669
|  | 0.0080995 | 19.0552 | 3.6627 | 4078457.075 | 183289.2868 | 106677.6636 | 4293112.7105 | 4293112.7105 | 0.059431 | 0.065761 | 0.0096587 | 0.0067247 | 0.011135 | 0.019273 | 0.0082695 | 0.016447 | 7.3376 | 8.1191 | 1.1925 | 0.83026 | 1.3747 | 1.021 | 4.494% | 2.616% | 501.8187 | 292.0675 |  | 0.0080995
|  | 0.0080995 | 18.6221 | 3.6627 | 4078457.075 | 179123.3588 | 106677.6636 | 4293112.7105 | 4293112.7105 | 0.060105 | 0.066172 | 0.0094973 | 0.0065315 | 0.010276 | 0.018364 | 0.0083258 | 0.016113 | 7.4208 | 8.1698 | 1.1726 | 0.80641 | 1.2687 | 1.0279 | 4.392% | 2.616% | 490.413 | 292.0675 |  | 0.0080995 |  | npv_ach_net
|  | 0.0080995 | 18.6221 | 3.6627 | 4078457.075 | 179123.3588 | 106677.6636 | 4293112.7105 | 4293112.7105 | 0.060105 | 0.066172 | 0.0094973 | 0.0065315 | 0.010276 | 0.018364 | 0.0086545 | 0.016732 | 7.4208 | 8.1698 | 1.1726 | 0.80641 | 1.2687 | 1.0685 | 4.392% | 2.616% | 490.413 | 292.0675 |  | 0.0080995 | 96150 | 1.6836
|  | 0.0080995 | 18.6614 | 3.6627 | 4078457.075 | 179501.38 | 106677.6636 | 4293112.7105 | 4293112.7105 | 0.060039 | 0.06613 | 0.0094973 | 0.0065315 | 0.010276 | 0.018364 | 0.0086282 | 0.016683 | 7.4127 | 8.1647 | 1.1726 | 0.80641 | 1.2687 | 1.0653 | 4.401% | 2.616% | 491.448 | 292.0675 |  | 0.0080995 | 96151 | 1.6882
|  | 0.007939 | 25.5118 | 5.9316 | 4078457.075 | 245394.4134 | 172760.3215 | 4293112.7105 | 4293112.7105 | 0.051885 | 0.054334 | 0.0099723 | 0.0070684 | 0.01213 | 0.020316 | 0.0078807 | 0.015991 | 6.5354 | 6.844 | 1.2561 | 0.89034 | 1.5279 | 0.99266 | 6.017% | 4.236% | 671.8533 | 472.992 |  | 0.007939 | 96152 | 1.6882
|  | 0.007939 | 25.5118 | 5.9316 | 4078457.075 | 245394.4134 | 172760.3215 | 4293112.7105 | 4293112.7105 | 0.051885 | 0.054334 | 0.0099723 | 0.0070684 | 0.01213 | 0.020316 | 0.0079152 | 0.016056 | 6.5354 | 6.844 | 1.2561 | 0.89034 | 1.5279 | 0.997 | 6.017% | 4.236% | 671.8533 | 472.992 |  | 0.007939 | 96154 | 1.6882
|  | 0.007939 | 25.5118 | 5.9316 | 4078457.075 | 245394.4134 | 172760.3215 | 4293112.7105 | 4293112.7105 | 0.051885 | 0.054334 | 0.0099723 | 0.0070684 | 0.01213 | 0.020316 | 0.0079224 | 0.01607 | 6.5354 | 6.844 | 1.2561 | 0.89034 | 1.5279 | 0.99791 | 6.017% | 4.236% | 671.8533 | 472.992 |  | 0.007939 | 96155 | 1.6793
|  | 0.007939 | 25.5118 | 5.9316 | 4078457.075 | 245394.4134 | 172760.3215 | 4293112.7105 | 4293112.7105 | 0.051885 | 0.054334 | 0.0099723 | 0.0070684 | 0.01213 | 0.020316 | 0.0078526 | 0.015938 | 6.5354 | 6.844 | 1.2561 | 0.89034 | 1.5279 | 0.98912 | 6.017% | 4.236% | 671.8533 | 472.992 |  | 0.007939 | 96156 | 1.6882
|  | 0.007939 | 25.5118 | 5.9316 | 4078457.075 | 245394.4134 | 172760.3215 | 4293112.7105 | 4293112.7105 | 0.051885 | 0.054334 | 0.0099723 | 0.0070684 | 0.01213 | 0.020316 | 0.0077599 | 0.015764 | 6.5354 | 6.844 | 1.2561 | 0.89034 | 1.5279 | 0.97744 | 6.017% | 4.236% | 671.8533 | 472.992 |  | 0.007939 | 96157 | 1.6836
|  | 0.007939 | 25.5118 | 5.9316 | 4078457.075 | 245394.4134 | 172760.3215 | 4293112.7105 | 4293112.7105 | 0.051885 | 0.054334 | 0.0099723 | 0.0070684 | 0.01213 | 0.020316 | 0.0077774 | 0.015797 | 6.5354 | 6.844 | 1.2561 | 0.89034 | 1.5279 | 0.97964 | 6.017% | 4.236% | 671.8533 | 472.992 |  | 0.007939 | 96158 | 1.6836
|  | 0.007939 | 25.5118 | 5.9316 | 4078457.075 | 245394.4134 | 172760.3215 | 4293112.7105 | 4293112.7105 | 0.051885 | 0.054334 | 0.0099723 | 0.0070684 | 0.01213 | 0.020316 | 0.0080067 | 0.016228 | 6.5354 | 6.844 | 1.2561 | 0.89034 | 1.5279 | 1.0085 | 6.017% | 4.236% | 671.8533 | 472.992 |  | 0.007939
|  | 0.007939 | 25.5118 | 5.9316 | 4078457.075 | 245394.4134 | 172760.3215 | 4293112.7105 | 4293112.7105 | 0.051885 | 0.054334 | 0.0099723 | 0.0070684 | 0.01213 | 0.020316 | 0.0080298 | 0.016272 | 6.5354 | 6.844 | 1.2561 | 0.89034 | 1.5279 | 1.0114 | 6.017% | 4.236% | 671.8533 | 472.992 |  | 0.007939
|  | 0.007939 | 25.5118 | 5.9316 | 4078457.075 | 245394.4134 | 172760.3215 | 4293112.7105 | 4293112.7105 | 0.051885 | 0.054334 | 0.0099723 | 0.0070684 | 0.01213 | 0.020316 | 0.0078386 | 0.015912 | 6.5354 | 6.844 | 1.2561 | 0.89034 | 1.5279 | 0.98735 | 6.017% | 4.236% | 671.8533 | 472.992 |  | 0.007939
|  | 0.007939 | 25.5118 | 5.9316 | 4078457.075 | 245394.4134 | 172760.3215 | 4293112.7105 | 4293112.7105 | 0.051885 | 0.054334 | 0.0099723 | 0.0070684 | 0.01213 | 0.020316 | 0.0079538 | 0.016129 | 6.5354 | 6.844 | 1.2561 | 0.89034 | 1.5279 | 1.0019 | 6.017% | 4.236% | 671.8533 | 472.992 |  | 0.007939
|  | 0.007939 | 25.8268 | 5.9316 | 4078457.075 | 248424.3541 | 172760.3215 | 4293112.7105 | 4293112.7105 | 0.051606 | 0.054159 | 0.0099723 | 0.0070684 | 0.01213 | 0.020316 | 0.0079902 | 0.016197 | 6.5003 | 6.8218 | 1.2561 | 0.89034 | 1.5279 | 1.0065 | 6.091% | 4.236% | 680.1488 | 472.992 |  | 0.007939
|  | 0.007939 | 25.8661 | 5.9378 | 4078457.075 | 248802.3752 | 172940.8991 | 4293112.7105 | 4293112.7105 | 0.051572 | 0.054126 | 0.0099723 | 0.0070684 | 0.01213 | 0.020316 | 0.0079664 | 0.016152 | 6.496 | 6.8177 | 1.2561 | 0.89034 | 1.5279 | 1.0034 | 6.1% | 4.24% | 681.1838 | 473.4864 |  | 0.007939
|  | 0.007939 | 26.1416 | 5.9316 | 4078457.075 | 251452.371 | 172760.3215 | 4293112.7105 | 4293112.7105 | 0.051334 | 0.053987 | 0.0099723 | 0.0070684 | 0.01213 | 0.020316 | 0.0078675 | 0.015966 | 6.4661 | 6.8003 | 1.2561 | 0.89034 | 1.5279 | 0.99099 | 6.165% | 4.236% | 688.4391 | 472.992 |  | 0.007939
|  | 0.007939 | 25.6299 | 5.9316 | 4078457.075 | 246530.4007 | 172760.3215 | 4293112.7105 | 4293112.7105 | 0.05178 | 0.054268 | 0.0099723 | 0.0070684 | 0.01213 | 0.020316 | 0.0079696 | 0.016158 | 6.5222 | 6.8356 | 1.2561 | 0.89034 | 1.5279 | 1.0039 | 6.045% | 4.236% | 674.9635 | 472.992 |  | 0.007939
|  | 0.007939 | 25.748 | 5.9316 | 4078457.075 | 247666.388 | 172760.3215 | 4293112.7105 | 4293112.7105 | 0.051675 | 0.054202 | 0.0099723 | 0.0070684 | 0.01213 | 0.020316 | 0.0080055 | 0.016226 | 6.509 | 6.8273 | 1.2561 | 0.89034 | 1.5279 | 1.0084 | 6.073% | 4.236% | 678.0736 | 472.992 |  | 0.007939
|  | 0.007939 | 25.5118 | 5.9316 | 4078457.075 | 245394.4134 | 172760.3215 | 4293112.7105 | 4293112.7105 | 0.051885 | 0.054334 | 0.0099723 | 0.0070684 | 0.01213 | 0.020316 | 0.0076992 | 0.01565 | 6.5354 | 6.844 | 1.2561 | 0.89034 | 1.5279 | 0.9698 | 6.017% | 4.236% | 671.8533 | 472.992 |  | 0.007939
|  | 0.007939 | 25.4724 | 5.9316 | 4078457.075 | 245015.4304 | 172760.3215 | 4293112.7105 | 4293112.7105 | 0.05192 | 0.054357 | 0.0099723 | 0.0070684 | 0.01213 | 0.020316 | 0.0077106 | 0.015671 | 6.5399 | 6.8468 | 1.2561 | 0.89034 | 1.5279 | 0.97123 | 6.008% | 4.236% | 670.8157 | 472.992 |  | 0.007939
|  | 0.007939 | 25.4724 | 5.9316 | 4078457.075 | 245015.4304 | 172760.3215 | 4293112.7105 | 4293112.7105 | 0.05192 | 0.054357 | 0.0099723 | 0.0070684 | 0.01213 | 0.020316 | 0.0080314 | 0.016275 | 6.5399 | 6.8468 | 1.2561 | 0.89034 | 1.5279 | 1.0116 | 6.008% | 4.236% | 670.8157 | 472.992 |  | 0.007939
|  | 0.007939 | 25.4724 | 5.9316 | 4078457.075 | 245015.4304 | 172760.3215 | 4293112.7105 | 4293112.7105 | 0.05192 | 0.054357 | 0.0099723 | 0.0070684 | 0.01213 | 0.020316 | 0.0078507 | 0.015935 | 6.5399 | 6.8468 | 1.2561 | 0.89034 | 1.5279 | 0.98888 | 6.008% | 4.236% | 670.8157 | 472.992 |  | 0.007939
|  | 0.007939 | 25.4724 | 5.9316 | 4078457.075 | 245015.4304 | 172760.3215 | 4293112.7105 | 4293112.7105 | 0.05192 | 0.054357 | 0.0099723 | 0.0070684 | 0.01213 | 0.020316 | 0.0079687 | 0.016157 | 6.5399 | 6.8468 | 1.2561 | 0.89034 | 1.5279 | 1.0037 | 6.008% | 4.236% | 670.8157 | 472.992 |  | 0.007939
|  | 0.007939 | 25.4724 | 5.9316 | 4078457.075 | 245015.4304 | 172760.3215 | 4293112.7105 | 4293112.7105 | 0.05192 | 0.054357 | 0.0099723 | 0.0070684 | 0.01213 | 0.020316 | 0.0079892 | 0.016195 | 6.5399 | 6.8468 | 1.2561 | 0.89034 | 1.5279 | 1.0063 | 6.008% | 4.236% | 670.8157 | 472.992 |  | 0.007939
|  | 0.007939 | 25.4724 | 5.9316 | 4078457.075 | 245015.4304 | 172760.3215 | 4293112.7105 | 4293112.7105 | 0.05192 | 0.054357 | 0.0099723 | 0.0070684 | 0.01213 | 0.020316 | 0.0080294 | 0.016271 | 6.5399 | 6.8468 | 1.2561 | 0.89034 | 1.5279 | 1.0114 | 6.008% | 4.236% | 670.8157 | 472.992 |  | 0.007939
|  | 0.007939 | 25.4724 | 5.9316 | 4078457.075 | 245015.4304 | 172760.3215 | 4293112.7105 | 4293112.7105 | 0.05192 | 0.054357 | 0.0099723 | 0.0070684 | 0.01213 | 0.020316 | 0.0079544 | 0.01613 | 6.5399 | 6.8468 | 1.2561 | 0.89034 | 1.5279 | 1.0019 | 6.008% | 4.236% | 670.8157 | 472.992 |  | 0.007939
|  | 0.007939 | 25.4724 | 5.9316 | 4078457.075 | 245015.4304 | 172760.3215 | 4293112.7105 | 4293112.7105 | 0.05192 | 0.054357 | 0.0099723 | 0.0070684 | 0.01213 | 0.020316 | 0.0079243 | 0.016073 | 6.5399 | 6.8468 | 1.2561 | 0.89034 | 1.5279 | 0.99814 | 6.008% | 4.236% | 670.8157 | 472.992 |  | 0.007939
|  | 0.007939 | 25.4724 | 5.9316 | 4078457.075 | 245015.4304 | 172760.3215 | 4293112.7105 | 4293112.7105 | 0.05192 | 0.054357 | 0.0099723 | 0.0070684 | 0.01213 | 0.020316 | 0.0079967 | 0.016209 | 6.5399 | 6.8468 | 1.2561 | 0.89034 | 1.5279 | 1.0073 | 6.008% | 4.236% | 670.8157 | 472.992 |  | 0.007939
|  | 0.007939 | 25.4724 | 5.9316 | 4078457.075 | 245015.4304 | 172760.3215 | 4293112.7105 | 4293112.7105 | 0.05192 | 0.054357 | 0.0099723 | 0.0070684 | 0.01213 | 0.020316 | 0.0078407 | 0.015916 | 6.5399 | 6.8468 | 1.2561 | 0.89034 | 1.5279 | 0.98762 | 6.008% | 4.236% | 670.8157 | 472.992 |  | 0.007939
|  | 0.005343 | 30.1182 | 7.4126 | 4078457.075 | 289702.7267 | 215895.0636 | 4293112.7105 | 4293112.7105 | 0.050944 | 0.05251 | 0.01239 | 0.0094513 | 0.014358 | 0.02248 | 0.011046 | 0.019174 | 9.5348 | 9.8278 | 2.319 | 1.7689 | 2.6872 | 2.0675 | 7.103% | 5.294% | 793.1628 | 591.0885
|  | 0.002728 | 20.6298 | 3.2799 | 4078457.075 | 198435.1426 | 95528.4541 | 4293112.7105 | 4293112.7105 | 0.062427 | 0.071676 | 0.014854 | 0.011885 | 0.015817 | 0.023897 | 0.014044 | 0.022097 | 22.8837 | 26.2741 | 5.4449 | 4.3567 | 5.7981 | 5.1482 | 4.865% | 2.342% | 543.2858 | 261.5427
|  | 0.004236 | 19.3701 | 3.8154 | 4078457.075 | 186318.2656 | 111125.1147 | 4293112.7105 | 4293112.7105 | 0.062747 | 0.068556 | 0.013307 | 0.01033 | 0.014102 | 0.02217 | 0.012694 | 0.02078 | 14.8128 | 16.184 | 3.1413 | 2.4387 | 3.329 | 2.9968 | 4.568% | 2.725% | 510.1116 | 304.244
|  | 0.011147 | 21.181 | 4.9008 | 4078457.075 | 203737.0578 | 142737.842 | 4293112.7105 | 4293112.7105 | 0.053297 | 0.056309 | 0.0065369 | 0.0035882 | 0.0080171 | 0.016128 | 0.0053957 | 0.013522 | 4.7815 | 5.0517 | 0.58646 | 0.32191 | 0.71925 | 0.48407 | 4.995% | 3.5% | 557.8017 | 390.7949 | 0.011147 | 0.011147
|  | 0.011147 | 21.1417 | 4.7751 | 4078457.075 | 203359.0366 | 139076.7771 | 4293112.7105 | 4293112.7105 | 0.053348 | 0.056688 | 0.0065369 | 0.0035882 | 0.0080171 | 0.016128 | 0.005183 | 0.013122 | 4.7861 | 5.0857 | 0.58646 | 0.32191 | 0.71925 | 0.46499 | 4.986% | 3.41% | 556.7667 | 380.7715 | 0.011147 | 0.011147
|  | 0.011147 | 23.9371 | 5.423 | 4078457.075 | 230247.5958 | 157947.1346 | 4293112.7105 | 4293112.7105 | 0.050128 | 0.053043 | 0.0065369 | 0.0035882 | 0.0080171 | 0.016128 | 0.0050384 | 0.012849 | 4.4972 | 4.7587 | 0.58646 | 0.32191 | 0.71925 | 0.45202 | 5.645% | 3.873% | 630.3836 | 432.4357 | 0.011147 | 0.011147
|  | 0.011147 | 24.0158 | 4.9008 | 4078457.075 | 231004.6 | 142737.842 | 4293112.7105 | 4293112.7105 | 0.050048 | 0.054261 | 0.0065369 | 0.0035882 | 0.0080171 | 0.016128 | 0.0053158 | 0.013372 | 4.49 | 4.868 | 0.58646 | 0.32191 | 0.71925 | 0.4769 | 5.664% | 3.5% | 632.4561 | 390.7949 | 0.011147 | 0.011147
|  | 0.011147 | 23.3071 | 4.9559 | 4078457.075 | 224187.7144 | 144342.6525 | 4293112.7105 | 4293112.7105 | 0.050786 | 0.05458 | 0.0065369 | 0.0035882 | 0.0080171 | 0.016128 | 0.0052151 | 0.013182 | 4.5562 | 4.8966 | 0.58646 | 0.32191 | 0.71925 | 0.46787 | 5.497% | 3.539% | 613.7925 | 395.1886 | 0.011147 | 0.011147
|  | 0.011147 | 21.6535 | 4.9008 | 4078457.075 | 208281.9688 | 142737.842 | 4293112.7105 | 4293112.7105 | 0.052696 | 0.05593 | 0.0065369 | 0.0035882 | 0.0080171 | 0.016128 | 0.0052946 | 0.013332 | 4.7276 | 5.0177 | 0.58646 | 0.32191 | 0.71925 | 0.475 | 5.107% | 3.5% | 570.245 | 390.7949 | 0.011147 | 0.011147
|  | 0.011147 | 24.4094 | 5.423 | 4078457.075 | 234790.583 | 157947.1346 | 4293112.7105 | 4293112.7105 | 0.049657 | 0.052746 | 0.0065369 | 0.0035882 | 0.0080171 | 0.016128 | 0.0053632 | 0.013461 | 4.4549 | 4.732 | 0.58646 | 0.32191 | 0.71925 | 0.48116 | 5.757% | 3.873% | 642.8216 | 432.4357 | 0.011147 | 0.011147
|  | 0.011147 | 24.3306 | 4.9008 | 4078457.075 | 234032.6169 | 142737.842 | 4293112.7105 | 4293112.7105 | 0.049734 | 0.054063 | 0.0065369 | 0.0035882 | 0.0080171 | 0.016128 | 0.0052639 | 0.013274 | 4.4618 | 4.8503 | 0.58646 | 0.32191 | 0.71925 | 0.47224 | 5.738% | 3.5% | 640.7464 | 390.7949 | 0.011147 | 0.011147
|  | 0.011147 | 21.6142 | 4.9008 | 4078457.075 | 207903.9476 | 142737.842 | 4293112.7105 | 4293112.7105 | 0.052745 | 0.055961 | 0.0065369 | 0.0035882 | 0.0080171 | 0.016128 | 0.0052494 | 0.013247 | 4.732 | 5.0205 | 0.58646 | 0.32191 | 0.71925 | 0.47094 | 5.098% | 3.5% | 569.21 | 390.7949 | 0.011147 | 0.011147
|  | 0.011147 | 24.4094 | 5.423 | 4078457.075 | 234790.583 | 157947.1346 | 4293112.7105 | 4293112.7105 | 0.049657 | 0.052746 | 0.0065369 | 0.0035882 | 0.0080171 | 0.016128 | 0.0053794 | 0.013492 | 4.4549 | 4.732 | 0.58646 | 0.32191 | 0.71925 | 0.48261 | 5.757% | 3.873% | 642.8216 | 432.4357 | 0.011147 | 0.011147
|  | 0.011147 | 24.0159 | 5.423 | 4078457.075 | 231005.5619 | 157947.1346 | 4293112.7105 | 4293112.7105 | 0.050048 | 0.052992 | 0.0065369 | 0.0035882 | 0.0080171 | 0.016128 | 0.0053998 | 0.01353 | 4.49 | 4.7542 | 0.58646 | 0.32191 | 0.71925 | 0.48444 | 5.664% | 3.873% | 632.4588 | 432.4357 | 0.011147 | 0.011147
|  | 0.011147 | 24.2519 | 4.9008 | 4078457.075 | 233275.6126 | 142737.842 | 4293112.7105 | 4293112.7105 | 0.049812 | 0.054112 | 0.0065369 | 0.0035882 | 0.0080171 | 0.016128 | 0.0052451 | 0.013239 | 4.4688 | 4.8546 | 0.58646 | 0.32191 | 0.71925 | 0.47056 | 5.72% | 3.5% | 638.6738 | 390.7949 | 0.011147 | 0.011147
|  | 0.011147 | 24.2519 | 4.9008 | 4078457.075 | 233275.6126 | 142737.842 | 4293112.7105 | 4293112.7105 | 0.049812 | 0.054112 | 0.0065369 | 0.0035882 | 0.0080171 | 0.016128 | 0.0053358 | 0.01341 | 4.4688 | 4.8546 | 0.58646 | 0.32191 | 0.71925 | 0.47869 | 5.72% | 3.5% | 638.6738 | 390.7949 | 0.011147 | 0.011147
|  | 0.011147 | 21.8897 | 4.9008 | 4078457.075 | 210553.9433 | 142737.842 | 4293112.7105 | 4293112.7105 | 0.052406 | 0.055747 | 0.0065369 | 0.0035882 | 0.0080171 | 0.016128 | 0.005182 | 0.01312 | 4.7015 | 5.0013 | 0.58646 | 0.32191 | 0.71925 | 0.4649 | 5.163% | 3.5% | 576.4653 | 390.7949 | 0.011147 | 0.011147
|  | 0.011147 | 21.6535 | 4.9008 | 4078457.075 | 208281.9688 | 142737.842 | 4293112.7105 | 4293112.7105 | 0.052696 | 0.05593 | 0.0065369 | 0.0035882 | 0.0080171 | 0.016128 | 0.0053918 | 0.013515 | 4.7276 | 5.0177 | 0.58646 | 0.32191 | 0.71925 | 0.48372 | 5.107% | 3.5% | 570.245 | 390.7949 | 0.011147 | 0.011147
|  | 0.011147 | 24.5669 | 5.423 | 4078457.075 | 236305.5533 | 157947.1346 | 4293112.7105 | 4293112.7105 | 0.049504 | 0.052649 | 0.0065369 | 0.0035882 | 0.0080171 | 0.016128 | 0.0053522 | 0.013441 | 4.4412 | 4.7234 | 0.58646 | 0.32191 | 0.71925 | 0.48017 | 5.794% | 3.873% | 646.9693 | 432.4357 | 0.011147 | 0.011147
|  | 0.011147 | 24.37 | 5.423 | 4078457.075 | 234411.5999 | 157947.1346 | 4293112.7105 | 4293112.7105 | 0.049695 | 0.05277 | 0.0065369 | 0.0035882 | 0.0080171 | 0.016128 | 0.005374 | 0.013482 | 4.4584 | 4.7342 | 0.58646 | 0.32191 | 0.71925 | 0.48213 | 5.748% | 3.873% | 641.784 | 432.4357 | 0.011147 | 0.011147
|  | 0.011147 | 24.252 | 5.423 | 4078457.075 | 233276.5745 | 157947.1346 | 4293112.7105 | 4293112.7105 | 0.049812 | 0.052843 | 0.0065369 | 0.0035882 | 0.0080171 | 0.016128 | 0.0052078 | 0.013169 | 4.4688 | 4.7408 | 0.58646 | 0.32191 | 0.71925 | 0.46721 | 5.72% | 3.873% | 638.6765 | 432.4357 | 0.011147 | 0.011147
|  | 0.011147 | 23.8189 | 4.9008 | 4078457.075 | 229110.6466 | 142737.842 | 4293112.7105 | 4293112.7105 | 0.050249 | 0.054388 | 0.0065369 | 0.0035882 | 0.0080171 | 0.016128 | 0.0051938 | 0.013142 | 4.508 | 4.8794 | 0.58646 | 0.32191 | 0.71925 | 0.46595 | 5.618% | 3.5% | 627.2708 | 390.7949 | 0.011147 | 0.011147
|  | 0.011147 | 24.3307 | 5.423 | 4078457.075 | 234033.5788 | 157947.1346 | 4293112.7105 | 4293112.7105 | 0.049734 | 0.052794 | 0.0065369 | 0.0035882 | 0.0080171 | 0.016128 | 0.0054084 | 0.013546 | 4.4618 | 4.7364 | 0.58646 | 0.32191 | 0.71925 | 0.48521 | 5.738% | 3.873% | 640.749 | 432.4357 | 0.011147 | 0.011147
|  | 0.011147 | 24.567 | 4.9008 | 4078457.075 | 236306.5152 | 142737.842 | 4293112.7105 | 4293112.7105 | 0.049503 | 0.053918 | 0.0065369 | 0.0035882 | 0.0080171 | 0.016128 | 0.0053673 | 0.013469 | 4.4412 | 4.8372 | 0.58646 | 0.32191 | 0.71925 | 0.48152 | 5.794% | 3.5% | 646.972 | 390.7949 | 0.011147 | 0.011147
|  | 0.011147 | 23.5825 | 4.9008 | 4078457.075 | 226836.7483 | 142737.842 | 4293112.7105 | 4293112.7105 | 0.050494 | 0.054542 | 0.0065369 | 0.0035882 | 0.0080171 | 0.016128 | 0.0052714 | 0.013288 | 4.53 | 4.8932 | 0.58646 | 0.32191 | 0.71925 | 0.47292 | 5.562% | 3.5% | 621.0452 | 390.7949 | 0.011147 | 0.011147
|  | 0.011147 | 21.2598 | 4.9008 | 4078457.075 | 204495.0239 | 142737.842 | 4293112.7105 | 4293112.7105 | 0.053195 | 0.056244 | 0.0065369 | 0.0035882 | 0.0080171 | 0.016128 | 0.0053028 | 0.013348 | 4.7723 | 5.0459 | 0.58646 | 0.32191 | 0.71925 | 0.47574 | 5.014% | 3.5% | 559.8769 | 390.7949 | 0.011147 | 0.011147
|  | 0.011147 | 21.6928 | 4.9008 | 4078457.075 | 208659.9899 | 142737.842 | 4293112.7105 | 4293112.7105 | 0.052647 | 0.055899 | 0.0065369 | 0.0035882 | 0.0080171 | 0.016128 | 0.0052218 | 0.013195 | 4.7232 | 5.015 | 0.58646 | 0.32191 | 0.71925 | 0.46847 | 5.116% | 3.5% | 571.2799 | 390.7949 | 0.011147 | 0.011147
|  | 0.011147 | 20.6694 | 4.7751 | 4078457.075 | 198816.0494 | 139076.7771 | 4293112.7105 | 4293112.7105 | 0.053978 | 0.057085 | 0.0065369 | 0.0035882 | 0.0080171 | 0.016128 | 0.0051898 | 0.013135 | 4.8426 | 5.1213 | 0.58646 | 0.32191 | 0.71925 | 0.46559 | 4.875% | 3.41% | 544.3287 | 380.7715 | 0.011147 | 0.011147
|  | 0.011147 | 24.37 | 5.423 | 4078457.075 | 234411.5999 | 157947.1346 | 4293112.7105 | 4293112.7105 | 0.049695 | 0.05277 | 0.0065369 | 0.0035882 | 0.0080171 | 0.016128 | 0.0052727 | 0.013291 | 4.4584 | 4.7342 | 0.58646 | 0.32191 | 0.71925 | 0.47304 | 5.748% | 3.873% | 641.784 | 432.4357 | 0.011147 | 0.011147
|  | 0.011147 | 24.6851 | 5.423 | 4078457.075 | 237442.5025 | 157947.1346 | 4293112.7105 | 4293112.7105 | 0.04939 | 0.052578 | 0.0065369 | 0.0035882 | 0.0080171 | 0.016128 | 0.0053778 | 0.013489 | 4.431 | 4.717 | 0.58646 | 0.32191 | 0.71925 | 0.48246 | 5.822% | 3.873% | 650.0821 | 432.4357 | 0.011147 | 0.011147
|  | 0.011147 | 24.5669 | 5.423 | 4078457.075 | 236305.5533 | 157947.1346 | 4293112.7105 | 4293112.7105 | 0.049489 | 0.052635 | 0.0064742 | 0.0035131 | 0.0076834 | 0.015774 | 0.0054377 | 0.013431 | 4.4399 | 4.7221 | 0.58083 | 0.31518 | 0.68931 | 0.48784 | 5.794% | 3.873% | 646.9693 | 432.4357 | 0.011147 | 0.011147
|  | 0.011147 | 21.7716 | 4.9008 | 4078457.075 | 209417.956 | 142737.842 | 4293112.7105 | 4293112.7105 | 0.05255 | 0.055838 | 0.0065369 | 0.0035882 | 0.0080171 | 0.016128 | 0.0053027 | 0.013347 | 4.7145 | 5.0095 | 0.58646 | 0.32191 | 0.71925 | 0.47572 | 5.135% | 3.5% | 573.3551 | 390.7949 | 0.011147 | 0.011147
|  | 0.011147 | 23.5825 | 4.9008 | 4078457.075 | 226836.7483 | 142737.842 | 4293112.7105 | 4293112.7105 | 0.050494 | 0.054542 | 0.0065369 | 0.0035882 | 0.0080171 | 0.016128 | 0.005345 | 0.013427 | 4.53 | 4.8932 | 0.58646 | 0.32191 | 0.71925 | 0.47952 | 5.562% | 3.5% | 621.0452 | 390.7949 | 0.011147 | 0.011147
|  | 0.011147 | 21.4173 | 4.7751 | 4078457.075 | 206009.9942 | 139076.7771 | 4293112.7105 | 4293112.7105 | 0.052993 | 0.056464 | 0.0065369 | 0.0035882 | 0.0080171 | 0.016128 | 0.0053095 | 0.01336 | 4.7542 | 5.0656 | 0.58646 | 0.32191 | 0.71925 | 0.47633 | 5.051% | 3.41% | 564.0246 | 380.7715 | 0.011147 | 0.011147
|  | 0.011147 | 24.0946 | 4.9008 | 4078457.075 | 231762.5661 | 142737.842 | 4293112.7105 | 4293112.7105 | 0.049969 | 0.054211 | 0.0065369 | 0.0035882 | 0.0080171 | 0.016128 | 0.0053681 | 0.013471 | 4.4829 | 4.8635 | 0.58646 | 0.32191 | 0.71925 | 0.48159 | 5.683% | 3.5% | 634.5313 | 390.7949 | 0.011147 | 0.011147
|  | 0.011147 | 23.3857 | 4.9008 | 4078457.075 | 224943.7568 | 142737.842 | 4293112.7105 | 4293112.7105 | 0.050702 | 0.054673 | 0.0065369 | 0.0035882 | 0.0080171 | 0.016128 | 0.0052585 | 0.013264 | 4.5487 | 4.905 | 0.58646 | 0.32191 | 0.71925 | 0.47176 | 5.515% | 3.5% | 615.8624 | 390.7949 | 0.011147 | 0.011147
|  | 0.011147 | 24.2913 | 5.423 | 4078457.075 | 233654.5957 | 157947.1346 | 4293112.7105 | 4293112.7105 | 0.049758 | 0.052804 | 0.0064742 | 0.0035131 | 0.0076834 | 0.015774 | 0.0054543 | 0.013462 | 4.464 | 4.7373 | 0.58083 | 0.31518 | 0.68931 | 0.48933 | 5.729% | 3.873% | 639.7114 | 432.4357 | 0.011147 | 0.011147
|  | 0.011147 | 25.2756 | 4.8778 | 4078457.075 | 243122.4389 | 142067.9574 | 4293112.7105 | 4293112.7105 | 0.048838 | 0.053561 | 0.0065369 | 0.0035882 | 0.0080171 | 0.016128 | 0.0053473 | 0.013431 | 4.3815 | 4.8052 | 0.58646 | 0.32191 | 0.71925 | 0.47973 | 5.961% | 3.483% | 665.633 | 388.9609 | 0.011147 | 0.011147
|  | 0.011147 | 24.6063 | 5.423 | 4078457.075 | 236684.5364 | 157947.1346 | 4293112.7105 | 4293112.7105 | 0.049451 | 0.052611 | 0.0064742 | 0.0035131 | 0.0076834 | 0.015774 | 0.0054583 | 0.013469 | 4.4365 | 4.7199 | 0.58083 | 0.31518 | 0.68931 | 0.48969 | 5.803% | 3.873% | 648.0069 | 432.4357 | 0.011147 | 0.011147
|  | 0.011147 | 21.7322 | 4.9008 | 4078457.075 | 209038.973 | 142737.842 | 4293112.7105 | 4293112.7105 | 0.052589 | 0.055859 | 0.0064961 | 0.0035394 | 0.0078 | 0.015898 | 0.0054048 | 0.013428 | 4.718 | 5.0114 | 0.5828 | 0.31753 | 0.69978 | 0.48488 | 5.125% | 3.5% | 572.3175 | 390.7949 | 0.011147 | 0.011147
|  | 0.011147 | 22.0473 | 4.9008 | 4078457.075 | 212069.8755 | 142737.842 | 4293112.7105 | 4293112.7105 | 0.052201 | 0.055613 | 0.0064742 | 0.0035131 | 0.0076834 | 0.015774 | 0.0054986 | 0.013545 | 4.6831 | 4.9892 | 0.58083 | 0.31518 | 0.68931 | 0.4933 | 5.2% | 3.5% | 580.6157 | 390.7949 | 0.011147 | 0.011147
|  | 0.011147 | 25.5117 | 4.8778 | 4078457.075 | 245393.4515 | 142067.9574 | 4293112.7105 | 4293112.7105 | 0.04861 | 0.053412 | 0.0064742 | 0.0035131 | 0.0076834 | 0.015774 | 0.0054591 | 0.013471 | 4.361 | 4.7918 | 0.58083 | 0.31518 | 0.68931 | 0.48976 | 6.017% | 3.483% | 671.8507 | 388.9609 | 0.011147 | 0.011147
|  | 0.011147 | 21.8897 | 4.9008 | 4078457.075 | 210553.9433 | 142737.842 | 4293112.7105 | 4293112.7105 | 0.052406 | 0.055747 | 0.0065369 | 0.0035882 | 0.0080171 | 0.016128 | 0.0053902 | 0.013512 | 4.7015 | 5.0013 | 0.58646 | 0.32191 | 0.71925 | 0.48358 | 5.163% | 3.5% | 576.4653 | 390.7949 | 0.011147 | 0.011147
|  | 0.011147 | 24.1733 | 4.9559 | 4078457.075 | 232519.5703 | 144342.6525 | 4293112.7105 | 4293112.7105 | 0.049875 | 0.054001 | 0.0064742 | 0.0035131 | 0.0076834 | 0.015774 | 0.0055621 | 0.013665 | 4.4745 | 4.8446 | 0.58083 | 0.31518 | 0.68931 | 0.499 | 5.701% | 3.539% | 636.6039 | 395.1886 | 0.011147 | 0.011147
|  | 0.011147 | 24.0157 | 4.9559 | 4078457.075 | 231003.6381 | 144342.6525 | 4293112.7105 | 4293112.7105 | 0.050048 | 0.054115 | 0.0065369 | 0.0035882 | 0.0080171 | 0.016128 | 0.0053089 | 0.013359 | 4.49 | 4.8549 | 0.58646 | 0.32191 | 0.71925 | 0.47629 | 5.664% | 3.539% | 632.4535 | 395.1886 | 0.011147 | 0.011147
|  | 0.011147 | 24.2913 | 4.9559 | 4078457.075 | 233654.5957 | 144342.6525 | 4293112.7105 | 4293112.7105 | 0.049758 | 0.053927 | 0.0064742 | 0.0035131 | 0.0076834 | 0.015774 | 0.0054938 | 0.013536 | 4.464 | 4.838 | 0.58083 | 0.31518 | 0.68931 | 0.49288 | 5.729% | 3.539% | 639.7114 | 395.1886 | 0.011147 | 0.011147
|  | 0.011147 | 21.4566 | 4.7751 | 4078457.075 | 206388.0154 | 139076.7771 | 4293112.7105 | 4293112.7105 | 0.052943 | 0.056433 | 0.0065369 | 0.0035882 | 0.0080171 | 0.016128 | 0.0050876 | 0.012942 | 4.7498 | 5.0628 | 0.58646 | 0.32191 | 0.71925 | 0.45643 | 5.06% | 3.41% | 565.0596 | 380.7715 | 0.011147 | 0.011147
|  | 0.011147 | 23.3857 | 4.9008 | 4078457.075 | 224943.7568 | 142737.842 | 4293112.7105 | 4293112.7105 | 0.050673 | 0.054644 | 0.0064115 | 0.0034381 | 0.0073497 | 0.015421 | 0.0056942 | 0.013742 | 4.5461 | 4.9024 | 0.5752 | 0.30845 | 0.65937 | 0.51085 | 5.515% | 3.5% | 615.8624 | 390.7949 | 0.011147 | 0.011147
|  | 0.011147 | 23.3857 | 4.9008 | 4078457.075 | 224943.7568 | 142737.842 | 4293112.7105 | 4293112.7105 | 0.050702 | 0.054673 | 0.0065369 | 0.0035882 | 0.0080171 | 0.016128 | 0.0054115 | 0.013552 | 4.5487 | 4.905 | 0.58646 | 0.32191 | 0.71925 | 0.48549 | 5.515% | 3.5% | 615.8624 | 390.7949 | 0.011147 | 0.011147
|  | 0.011147 | 23.5825 | 4.9008 | 4078457.075 | 226836.7483 | 142737.842 | 4293112.7105 | 4293112.7105 | 0.050494 | 0.054542 | 0.0065369 | 0.0035882 | 0.0080171 | 0.016128 | 0.0052609 | 0.013269 | 4.53 | 4.8932 | 0.58646 | 0.32191 | 0.71925 | 0.47198 | 5.562% | 3.5% | 621.0452 | 390.7949 | 0.011147 | 0.011147
|  | 0.011147 | 23.3857 | 4.9008 | 4078457.075 | 224943.7568 | 142737.842 | 4293112.7105 | 4293112.7105 | 0.050702 | 0.054673 | 0.0065369 | 0.0035882 | 0.0080171 | 0.016128 | 0.005307 | 0.013355 | 4.5487 | 4.905 | 0.58646 | 0.32191 | 0.71925 | 0.47611 | 5.515% | 3.5% | 615.8624 | 390.7949 | 0.011147 | 0.011147
|  | 0.011147 | 23.5825 | 4.9008 | 4078457.075 | 226836.7483 | 142737.842 | 4293112.7105 | 4293112.7105 | 0.050494 | 0.054542 | 0.0065369 | 0.0035882 | 0.0080171 | 0.016128 | 0.0051806 | 0.013117 | 4.53 | 4.8932 | 0.58646 | 0.32191 | 0.71925 | 0.46477 | 5.562% | 3.5% | 621.0452 | 390.7949 | 0.011147 | 0.011147
|  | 0.011147 | 23.3857 | 4.9008 | 4078457.075 | 224943.7568 | 142737.842 | 4293112.7105 | 4293112.7105 | 0.050702 | 0.054673 | 0.0065369 | 0.0035882 | 0.0080171 | 0.016128 | 0.0054049 | 0.01354 | 4.5487 | 4.905 | 0.58646 | 0.32191 | 0.71925 | 0.48489 | 5.515% | 3.5% | 615.8624 | 390.7949 | 0.011147 | 0.011147
|  | 0.011147 | 23.5825 | 4.9008 | 4078457.075 | 226836.7483 | 142737.842 | 4293112.7105 | 4293112.7105 | 0.050494 | 0.054542 | 0.0065369 | 0.0035882 | 0.0080171 | 0.016128 | 0.005152 | 0.013063 | 4.53 | 4.8932 | 0.58646 | 0.32191 | 0.71925 | 0.4622 | 5.562% | 3.5% | 621.0452 | 390.7949 | 0.011147 | 0.011147
|  | 0.011147 | 23.5825 | 4.9008 | 4078457.075 | 226836.7483 | 142737.842 | 4293112.7105 | 4293112.7105 | 0.050494 | 0.054542 | 0.0065369 | 0.0035882 | 0.0080171 | 0.016128 | 0.0052616 | 0.01327 | 4.53 | 4.8932 | 0.58646 | 0.32191 | 0.71925 | 0.47204 | 5.562% | 3.5% | 621.0452 | 390.7949 | 0.011147 | 0.011147
|  | 0.011147 | 23.5825 | 4.9008 | 4078457.075 | 226836.7483 | 142737.842 | 4293112.7105 | 4293112.7105 | 0.050494 | 0.054542 | 0.0065369 | 0.0035882 | 0.0080171 | 0.016128 | 0.0054015 | 0.013533 | 4.53 | 4.8932 | 0.58646 | 0.32191 | 0.71925 | 0.48459 | 5.562% | 3.5% | 621.0452 | 390.7949 | 0.011147 | 0.011147
|  | 0.011147 | 24.2519 | 4.9008 | 4078457.075 | 233275.6126 | 142737.842 | 4293112.7105 | 4293112.7105 | 0.049812 | 0.054112 | 0.0065369 | 0.0035882 | 0.0080171 | 0.016128 | 0.005331 | 0.013401 | 4.4688 | 4.8546 | 0.58646 | 0.32191 | 0.71925 | 0.47827 | 5.72% | 3.5% | 638.6738 | 390.7949 | 0.011147 | 0.011147
|  | 0.011147 | 24.4094 | 4.9008 | 4078457.075 | 234790.583 | 142737.842 | 4293112.7105 | 4293112.7105 | 0.049657 | 0.054015 | 0.0065369 | 0.0035882 | 0.0080171 | 0.016128 | 0.0053066 | 0.013355 | 4.4549 | 4.8459 | 0.58646 | 0.32191 | 0.71925 | 0.47608 | 5.757% | 3.5% | 642.8216 | 390.7949 | 0.011147 | 0.011147
|  | 0.011147 | 23.5825 | 4.9008 | 4078457.075 | 226836.7483 | 142737.842 | 4293112.7105 | 4293112.7105 | 0.050494 | 0.054542 | 0.0065369 | 0.0035882 | 0.0080171 | 0.016128 | 0.0053416 | 0.013421 | 4.53 | 4.8932 | 0.58646 | 0.32191 | 0.71925 | 0.47922 | 5.562% | 3.5% | 621.0452 | 390.7949 | 0.011147 | 0.011147
|  | 0.011147 | 23.3857 | 4.9008 | 4078457.075 | 224943.7568 | 142737.842 | 4293112.7105 | 4293112.7105 | 0.050702 | 0.054673 | 0.0065369 | 0.0035882 | 0.0080171 | 0.016128 | 0.00535 | 0.013436 | 4.5487 | 4.905 | 0.58646 | 0.32191 | 0.71925 | 0.47997 | 5.515% | 3.5% | 615.8624 | 390.7949 | 0.011147 | 0.011147
|  | 0.011147 | 23.3464 | 4.9008 | 4078457.075 | 224565.7356 | 142737.842 | 4293112.7105 | 4293112.7105 | 0.050744 | 0.0547 | 0.0065369 | 0.0035882 | 0.0080171 | 0.016128 | 0.0052968 | 0.013336 | 4.5525 | 4.9074 | 0.58646 | 0.32191 | 0.71925 | 0.4752 | 5.506% | 3.5% | 614.8275 | 390.7949 | 0.011147 | 0.011147
|  | 0.011147 | 20.9448 | 4.9008 | 4078457.075 | 201465.0832 | 142737.842 | 4293112.7105 | 4293112.7105 | 0.053607 | 0.056504 | 0.0065369 | 0.0035882 | 0.0080171 | 0.016128 | 0.0054124 | 0.013554 | 4.8093 | 5.0692 | 0.58646 | 0.32191 | 0.71925 | 0.48557 | 4.94% | 3.5% | 551.5813 | 390.7949 | 0.011147 | 0.011147
|  | 0.011147 | 23.3857 | 4.9008 | 4078457.075 | 224943.7568 | 142737.842 | 4293112.7105 | 4293112.7105 | 0.050702 | 0.054673 | 0.0065369 | 0.0035882 | 0.0080171 | 0.016128 | 0.0053652 | 0.013465 | 4.5487 | 4.905 | 0.58646 | 0.32191 | 0.71925 | 0.48133 | 5.515% | 3.5% | 615.8624 | 390.7949 | 0.011147 | 0.011147
|  | 0.011147 | 24.5669 | 5.423 | 4078457.075 | 236305.5533 | 157947.1346 | 4293112.7105 | 4293112.7105 | 0.049485 | 0.05263 | 0.0064553 | 0.0034906 | 0.007583 | 0.015668 | 0.0054917 | 0.013481 | 4.4395 | 4.7217 | 0.57913 | 0.31315 | 0.6803 | 0.49268 | 5.794% | 3.873% | 646.9693 | 432.4357 | 0.011147 | 0.011147
|  | 0.011147 | 23.3464 | 4.9008 | 4078457.075 | 224565.7356 | 142737.842 | 4293112.7105 | 4293112.7105 | 0.050744 | 0.0547 | 0.0065369 | 0.0035882 | 0.0080171 | 0.016128 | 0.0052046 | 0.013163 | 4.5525 | 4.9074 | 0.58646 | 0.32191 | 0.71925 | 0.46692 | 5.506% | 3.5% | 614.8275 | 390.7949 | 0.011147 | 0.011147
|  | 0.011147 | 23.3857 | 4.9008 | 4078457.075 | 224943.7568 | 142737.842 | 4293112.7105 | 4293112.7105 | 0.050702 | 0.054673 | 0.0065369 | 0.0035882 | 0.0080171 | 0.016128 | 0.0053859 | 0.013504 | 4.5487 | 4.905 | 0.58646 | 0.32191 | 0.71925 | 0.48319 | 5.515% | 3.5% | 615.8624 | 390.7949 | 0.011147 | 0.011147
|  | 0.011147 | 21.4173 | 4.7751 | 4078457.075 | 206009.9942 | 139076.7771 | 4293112.7105 | 4293112.7105 | 0.052978 | 0.05645 | 0.0064742 | 0.0035131 | 0.0076834 | 0.015774 | 0.005553 | 0.013648 | 4.7529 | 5.0643 | 0.58083 | 0.31518 | 0.68931 | 0.49819 | 5.051% | 3.41% | 564.0246 | 380.7715 | 0.011147 | 0.011147
|  | 0.011147 | 24.0157 | 4.9559 | 4078457.075 | 231003.6381 | 144342.6525 | 4293112.7105 | 4293112.7105 | 0.050048 | 0.054115 | 0.0065369 | 0.0035882 | 0.0080171 | 0.016128 | 0.0053986 | 0.013528 | 4.49 | 4.8549 | 0.58646 | 0.32191 | 0.71925 | 0.48434 | 5.664% | 3.539% | 632.4535 | 395.1886 | 0.011147 | 0.011147
|  | 0.011147 | 21.496 | 4.7751 | 4078457.075 | 206766.9984 | 139076.7771 | 4293112.7105 | 4293112.7105 | 0.052893 | 0.056401 | 0.0065369 | 0.0035882 | 0.0080171 | 0.016128 | 0.0053664 | 0.013467 | 4.7453 | 5.06 | 0.58646 | 0.32191 | 0.71925 | 0.48144 | 5.07% | 3.41% | 566.0972 | 380.7715 | 0.011147 | 0.011147
|  | 0.011147 | 23.3464 | 4.9008 | 4078457.075 | 224565.7356 | 142737.842 | 4293112.7105 | 4293112.7105 | 0.050744 | 0.0547 | 0.0065369 | 0.0035882 | 0.0080171 | 0.016128 | 0.0053149 | 0.01337 | 4.5525 | 4.9074 | 0.58646 | 0.32191 | 0.71925 | 0.47682 | 5.506% | 3.5% | 614.8275 | 390.7949 | 0.011147 | 0.011147
|  | 0.011147 | 20.9448 | 4.9008 | 4078457.075 | 201465.0832 | 142737.842 | 4293112.7105 | 4293112.7105 | 0.053607 | 0.056504 | 0.0065369 | 0.0035882 | 0.0080171 | 0.016128 | 0.0051801 | 0.013116 | 4.8093 | 5.0692 | 0.58646 | 0.32191 | 0.71925 | 0.46473 | 4.94% | 3.5% | 551.5813 | 390.7949 | 0.011147 | 0.011147
|  | 0.011147 | 23.5825 | 4.9008 | 4078457.075 | 226836.7483 | 142737.842 | 4293112.7105 | 4293112.7105 | 0.050494 | 0.054542 | 0.0065369 | 0.0035882 | 0.0080171 | 0.016128 | 0.0052531 | 0.013254 | 4.53 | 4.8932 | 0.58646 | 0.32191 | 0.71925 | 0.47128 | 5.562% | 3.5% | 621.0452 | 390.7949 | 0.011147 | 0.011147
|  | 0.011147 | 23.5825 | 4.9008 | 4078457.075 | 226836.7483 | 142737.842 | 4293112.7105 | 4293112.7105 | 0.050494 | 0.054542 | 0.0065369 | 0.0035882 | 0.0080171 | 0.016128 | 0.0053528 | 0.013442 | 4.53 | 4.8932 | 0.58646 | 0.32191 | 0.71925 | 0.48022 | 5.562% | 3.5% | 621.0452 | 390.7949 | 0.011147 | 0.011147
|  | 0.011147 | 23.7401 | 4.9008 | 4078457.075 | 228352.6805 | 142737.842 | 4293112.7105 | 4293112.7105 | 0.05033 | 0.054439 | 0.0065369 | 0.0035882 | 0.0080171 | 0.016128 | 0.0051513 | 0.013062 | 4.5153 | 4.8839 | 0.58646 | 0.32191 | 0.71925 | 0.46214 | 5.599% | 3.5% | 625.1956 | 390.7949 | 0.011147 | 0.011147
|  | 0.011147 | 23.3857 | 4.9008 | 4078457.075 | 224943.7568 | 142737.842 | 4293112.7105 | 4293112.7105 | 0.050702 | 0.054673 | 0.0065369 | 0.0035882 | 0.0080171 | 0.016128 | 0.005275 | 0.013295 | 4.5487 | 4.905 | 0.58646 | 0.32191 | 0.71925 | 0.47325 | 5.515% | 3.5% | 615.8624 | 390.7949 | 0.011147 | 0.011147
|  | 0.011147 | 24.0552 | 4.9008 | 4078457.075 | 231383.583 | 142737.842 | 4293112.7105 | 4293112.7105 | 0.050008 | 0.054236 | 0.0065369 | 0.0035882 | 0.0080171 | 0.016128 | 0.0053486 | 0.013434 | 4.4865 | 4.8658 | 0.58646 | 0.32191 | 0.71925 | 0.47985 | 5.673% | 3.5% | 633.4937 | 390.7949 | 0.011147 | 0.011147
|  | 0.011147 | 23.3857 | 4.9008 | 4078457.075 | 224943.7568 | 142737.842 | 4293112.7105 | 4293112.7105 | 0.050702 | 0.054673 | 0.0065369 | 0.0035882 | 0.0080171 | 0.016128 | 0.0053699 | 0.013474 | 4.5487 | 4.905 | 0.58646 | 0.32191 | 0.71925 | 0.48175 | 5.515% | 3.5% | 615.8624 | 390.7949 | 0.011147 | 0.011147
|  | 0.011147 | 21.1417 | 4.9008 | 4078457.075 | 203359.0366 | 142737.842 | 4293112.7105 | 4293112.7105 | 0.053348 | 0.056341 | 0.0065369 | 0.0035882 | 0.0080171 | 0.016128 | 0.005337 | 0.013412 | 4.7861 | 5.0546 | 0.58646 | 0.32191 | 0.71925 | 0.4788 | 4.986% | 3.5% | 556.7667 | 390.7949 | 0.011147 | 0.011147
|  | 0.006138 | 22.6771 | 4.4213 | 4078457.075 | 218127.8331 | 128772.2047 | 4293112.7105 | 4293112.7105 | 0.056485 | 0.061597 | 0.011524 | 0.0085715 | 0.012914 | 0.021018 | 0.010426 | 0.018514 | 9.2024 | 10.0353 | 1.8775 | 1.3965 | 2.1039 | 1.6985 | 5.348% | 3.157% | 597.2015 | 352.5591
|  | 0.006138 | 22.7952 | 4.4213 | 4078457.075 | 219263.8204 | 128772.2047 | 4293112.7105 | 4293112.7105 | 0.056351 | 0.061513 | 0.011524 | 0.0085715 | 0.012914 | 0.021018 | 0.010429 | 0.018521 | 9.1807 | 10.0216 | 1.8775 | 1.3965 | 2.1039 | 1.6991 | 5.376% | 3.157% | 600.3116 | 352.5591
|  | 0.006138 | 22.6771 | 4.4213 | 4078457.075 | 218127.8331 | 128772.2047 | 4293112.7105 | 4293112.7105 | 0.056485 | 0.061597 | 0.011524 | 0.0085715 | 0.012914 | 0.021018 | 0.010402 | 0.01847 | 9.2024 | 10.0353 | 1.8775 | 1.3965 | 2.1039 | 1.6947 | 5.348% | 3.157% | 597.2015 | 352.5591
|  | 0.006138 | 23.1889 | 4.1448 | 4078457.075 | 223050.7653 | 120719.027 | 4293112.7105 | 4293112.7105 | 0.055917 | 0.062213 | 0.011524 | 0.0085715 | 0.012914 | 0.021018 | 0.010426 | 0.018515 | 9.11 | 10.1358 | 1.8775 | 1.3965 | 2.1039 | 1.6986 | 5.469% | 2.96% | 610.6797 | 330.5107
|  | 0.006138 | 22.7952 | 4.4213 | 4078457.075 | 219263.8204 | 128772.2047 | 4293112.7105 | 4293112.7105 | 0.056351 | 0.061513 | 0.011524 | 0.0085715 | 0.012914 | 0.021018 | 0.010455 | 0.018569 | 9.1807 | 10.0216 | 1.8775 | 1.3965 | 2.1039 | 1.7033 | 5.376% | 3.157% | 600.3116 | 352.5591
|  | 0.006138 | 23.3464 | 4.4213 | 4078457.075 | 224565.7356 | 128772.2047 | 4293112.7105 | 4293112.7105 | 0.055748 | 0.061132 | 0.011524 | 0.0085715 | 0.012914 | 0.021018 | 0.01045 | 0.01856 | 9.0824 | 9.9597 | 1.8775 | 1.3965 | 2.1039 | 1.7025 | 5.506% | 3.157% | 614.8275 | 352.5591
|  | 0.006138 | 22.4409 | 4.4213 | 4078457.075 | 215855.8585 | 128772.2047 | 4293112.7105 | 4293112.7105 | 0.056755 | 0.061767 | 0.011524 | 0.0085715 | 0.012914 | 0.021018 | 0.010387 | 0.018441 | 9.2465 | 10.0631 | 1.8775 | 1.3965 | 2.1039 | 1.6922 | 5.293% | 3.157% | 590.9811 | 352.5591
|  | 0.006138 | 23.0709 | 4.4213 | 4078457.075 | 221915.7399 | 128772.2047 | 4293112.7105 | 4293112.7105 | 0.056046 | 0.06132 | 0.011524 | 0.0085715 | 0.012914 | 0.021018 | 0.010375 | 0.018419 | 9.131 | 9.9903 | 1.8775 | 1.3965 | 2.1039 | 1.6903 | 5.441% | 3.157% | 607.5722 | 352.5591
|  | 0.006138 | 23.7402 | 4.1448 | 4078457.075 | 228353.6424 | 120719.027 | 4293112.7105 | 4293112.7105 | 0.05533 | 0.061842 | 0.011508 | 0.008552 | 0.012827 | 0.020926 | 0.010338 | 0.018304 | 9.0143 | 10.0752 | 1.8749 | 1.3933 | 2.0897 | 1.6842 | 5.599% | 2.96% | 625.1982 | 330.5107
|  | 0.006138 | 23.4251 | 4.1448 | 4078457.075 | 225322.7398 | 120719.027 | 4293112.7105 | 4293112.7105 | 0.055664 | 0.062053 | 0.011524 | 0.0085715 | 0.012914 | 0.021018 | 0.010406 | 0.018478 | 9.0687 | 10.1097 | 1.8775 | 1.3965 | 2.1039 | 1.6954 | 5.525% | 2.96% | 616.9 | 330.5107
|  | 0.006138 | 22.874 | 4.1448 | 4078457.075 | 220021.7865 | 120719.027 | 4293112.7105 | 4293112.7105 | 0.056263 | 0.062431 | 0.011524 | 0.0085715 | 0.012914 | 0.021018 | 0.010473 | 0.018604 | 9.1664 | 10.1713 | 1.8775 | 1.3965 | 2.1039 | 1.7063 | 5.395% | 2.96% | 602.3868 | 330.5107
|  | 0.006138 | 22.6771 | 4.4213 | 4078457.075 | 218127.8331 | 128772.2047 | 4293112.7105 | 4293112.7105 | 0.056485 | 0.061597 | 0.011524 | 0.0085715 | 0.012914 | 0.021018 | 0.010447 | 0.018554 | 9.2024 | 10.0353 | 1.8775 | 1.3965 | 2.1039 | 1.702 | 5.348% | 3.157% | 597.2015 | 352.5591
|  | 0.006138 | 23.2677 | 4.1448 | 4078457.075 | 223808.7314 | 120719.027 | 4293112.7105 | 4293112.7105 | 0.055832 | 0.06216 | 0.011524 | 0.0085715 | 0.012914 | 0.021018 | 0.010232 | 0.018149 | 9.0961 | 10.127 | 1.8775 | 1.3965 | 2.1039 | 1.667 | 5.488% | 2.96% | 612.7549 | 330.5107
|  | 0.006138 | 23.2677 | 4.1448 | 4078457.075 | 223808.7314 | 120719.027 | 4293112.7105 | 4293112.7105 | 0.055832 | 0.06216 | 0.011524 | 0.0085715 | 0.012914 | 0.021018 | 0.01037 | 0.01841 | 9.0961 | 10.127 | 1.8775 | 1.3965 | 2.1039 | 1.6895 | 5.488% | 2.96% | 612.7549 | 330.5107
|  | 0.006138 | 22.6771 | 4.4213 | 4078457.075 | 218127.8331 | 128772.2047 | 4293112.7105 | 4293112.7105 | 0.056485 | 0.061597 | 0.011524 | 0.0085715 | 0.012914 | 0.021018 | 0.010473 | 0.018604 | 9.2024 | 10.0353 | 1.8775 | 1.3965 | 2.1039 | 1.7063 | 5.348% | 3.157% | 597.2015 | 352.5591
|  | 0.006138 | 22.4409 | 4.4213 | 4078457.075 | 215855.8585 | 128772.2047 | 4293112.7105 | 4293112.7105 | 0.056755 | 0.061767 | 0.011524 | 0.0085715 | 0.012914 | 0.021018 | 0.010386 | 0.01844 | 9.2465 | 10.0631 | 1.8775 | 1.3965 | 2.1039 | 1.6921 | 5.293% | 3.157% | 590.9811 | 352.5591
|  | 0.006138 | 22.7165 | 4.1448 | 4078457.075 | 218506.8162 | 120719.027 | 4293112.7105 | 4293112.7105 | 0.05644 | 0.062543 | 0.011524 | 0.0085715 | 0.012914 | 0.021018 | 0.010383 | 0.018433 | 9.1952 | 10.1894 | 1.8775 | 1.3965 | 2.1039 | 1.6915 | 5.358% | 2.96% | 598.2391 | 330.5107
|  | 0.006138 | 22.6771 | 4.4213 | 4078457.075 | 218127.8331 | 128772.2047 | 4293112.7105 | 4293112.7105 | 0.056485 | 0.061597 | 0.011524 | 0.0085715 | 0.012914 | 0.021018 | 0.010473 | 0.018602 | 9.2024 | 10.0353 | 1.8775 | 1.3965 | 2.1039 | 1.7062 | 5.348% | 3.157% | 597.2015 | 352.5591
|  | 0.006138 | 22.6771 | 4.4213 | 4078457.075 | 218127.8331 | 128772.2047 | 4293112.7105 | 4293112.7105 | 0.056485 | 0.061597 | 0.011524 | 0.0085715 | 0.012914 | 0.021018 | 0.010469 | 0.018595 | 9.2024 | 10.0353 | 1.8775 | 1.3965 | 2.1039 | 1.7055 | 5.348% | 3.157% | 597.2015 | 352.5591
|  | 0.006138 | 22.4409 | 4.4213 | 4078457.075 | 215855.8585 | 128772.2047 | 4293112.7105 | 4293112.7105 | 0.056755 | 0.061767 | 0.011524 | 0.0085715 | 0.012914 | 0.021018 | 0.010404 | 0.018474 | 9.2465 | 10.0631 | 1.8775 | 1.3965 | 2.1039 | 1.6951 | 5.293% | 3.157% | 590.9811 | 352.5591
|  | 0.006138 | 22.8346 | 4.4213 | 4078457.075 | 219642.8034 | 128772.2047 | 4293112.7105 | 4293112.7105 | 0.056307 | 0.061485 | 0.011524 | 0.0085715 | 0.012914 | 0.021018 | 0.010389 | 0.018445 | 9.1736 | 10.0171 | 1.8775 | 1.3965 | 2.1039 | 1.6926 | 5.385% | 3.157% | 601.3492 | 352.5591
|  | 0.006138 | 23.4251 | 4.1448 | 4078457.075 | 225322.7398 | 120719.027 | 4293112.7105 | 4293112.7105 | 0.055664 | 0.062053 | 0.011524 | 0.0085715 | 0.012914 | 0.021018 | 0.010313 | 0.018302 | 9.0687 | 10.1097 | 1.8775 | 1.3965 | 2.1039 | 1.6802 | 5.525% | 2.96% | 616.9 | 330.5107
|  | 0.006138 | 22.4409 | 4.4213 | 4078457.075 | 215855.8585 | 128772.2047 | 4293112.7105 | 4293112.7105 | 0.056755 | 0.061767 | 0.011524 | 0.0085715 | 0.012914 | 0.021018 | 0.010337 | 0.018348 | 9.2465 | 10.0631 | 1.8775 | 1.3965 | 2.1039 | 1.6842 | 5.293% | 3.157% | 590.9811 | 352.5591
|  | 0.006138 | 22.6771 | 4.4213 | 4078457.075 | 218127.8331 | 128772.2047 | 4293112.7105 | 4293112.7105 | 0.056485 | 0.061597 | 0.011524 | 0.0085715 | 0.012914 | 0.021018 | 0.010446 | 0.018552 | 9.2024 | 10.0353 | 1.8775 | 1.3965 | 2.1039 | 1.7018 | 5.348% | 3.157% | 597.2015 | 352.5591
|  | 0.006138 | 23.4251 | 4.1448 | 4078457.075 | 225322.7398 | 120719.027 | 4293112.7105 | 4293112.7105 | 0.055664 | 0.062053 | 0.011524 | 0.0085715 | 0.012914 | 0.021018 | 0.01038 | 0.018428 | 9.0687 | 10.1097 | 1.8775 | 1.3965 | 2.1039 | 1.6911 | 5.525% | 2.96% | 616.9 | 330.5107
|  | 0.006138 | 23.4252 | 4.4213 | 4078457.075 | 225323.7017 | 128772.2047 | 4293112.7105 | 4293112.7105 | 0.055664 | 0.061079 | 0.011524 | 0.0085715 | 0.012914 | 0.021018 | 0.010444 | 0.018548 | 9.0687 | 9.951 | 1.8775 | 1.3965 | 2.1039 | 1.7015 | 5.525% | 3.157% | 616.9027 | 352.5591
|  | 0.0063265 | 31.5352 | 7.1085 | 4078457.075 | 303332.6502 | 207038.0244 | 4293112.7105 | 4293112.7105 | 0.049066 | 0.051326 | 0.011298 | 0.0083379 | 0.012524 | 0.020617 | 0.010224 | 0.018197 | 7.7556 | 8.1129 | 1.7858 | 1.3179 | 1.9797 | 1.616 | 7.437% | 5.076% | 830.4795 | 566.8392
|  | 0.0063265 | 26.7324 | 7.3664 | 4078457.075 | 257135.193 | 214549.4693 | 4293112.7105 | 4293112.7105 | 0.052388 | 0.053101 | 0.011298 | 0.0083379 | 0.012524 | 0.020617 | 0.010261 | 0.018268 | 8.2807 | 8.3934 | 1.7858 | 1.3179 | 1.9797 | 1.6219 | 6.305% | 5.261% | 703.9978 | 587.4044
|  | 0.0063265 | 26.7324 | 7.3664 | 4078457.075 | 257135.193 | 214549.4693 | 4293112.7105 | 4293112.7105 | 0.052388 | 0.053101 | 0.011298 | 0.0083379 | 0.012524 | 0.020617 | 0.010257 | 0.01826 | 8.2807 | 8.3934 | 1.7858 | 1.3179 | 1.9797 | 1.6213 | 6.305% | 5.261% | 703.9978 | 587.4044
|  | 0.0063265 | 26.7324 | 7.3664 | 4078457.075 | 257135.193 | 214549.4693 | 4293112.7105 | 4293112.7105 | 0.052388 | 0.053101 | 0.011298 | 0.0083379 | 0.012524 | 0.020617 | 0.010323 | 0.018384 | 8.2807 | 8.3934 | 1.7858 | 1.3179 | 1.9797 | 1.6317 | 6.305% | 5.261% | 703.9978 | 587.4044
|  | 0.0063265 | 26.7324 | 7.3664 | 4078457.075 | 257135.193 | 214549.4693 | 4293112.7105 | 4293112.7105 | 0.052388 | 0.053101 | 0.011298 | 0.0083379 | 0.012524 | 0.020617 | 0.0098997 | 0.017586 | 8.2807 | 8.3934 | 1.7858 | 1.3179 | 1.9797 | 1.5648 | 6.305% | 5.261% | 703.9978 | 587.4044
|  | 0.0063265 | 26.8112 | 7.3664 | 4078457.075 | 257893.1591 | 214549.4693 | 4293112.7105 | 4293112.7105 | 0.052324 | 0.05306 | 0.011298 | 0.0083379 | 0.012524 | 0.020617 | 0.010253 | 0.018253 | 8.2705 | 8.387 | 1.7858 | 1.3179 | 1.9797 | 1.6207 | 6.323% | 5.261% | 706.073 | 587.4044
|  | 0.0063265 | 26.8112 | 7.3664 | 4078457.075 | 257893.1591 | 214549.4693 | 4293112.7105 | 4293112.7105 | 0.052324 | 0.05306 | 0.011298 | 0.0083379 | 0.012524 | 0.020617 | 0.010355 | 0.018444 | 8.2705 | 8.387 | 1.7858 | 1.3179 | 1.9797 | 1.6367 | 6.323% | 5.261% | 706.073 | 587.4044
|  | 0.0063265 | 30.4725 | 7.3664 | 4078457.075 | 293110.6885 | 214549.4693 | 4293112.7105 | 4293112.7105 | 0.049711 | 0.051414 | 0.011298 | 0.0083379 | 0.012524 | 0.020617 | 0.010188 | 0.01813 | 7.8575 | 8.1268 | 1.7858 | 1.3179 | 1.9797 | 1.6103 | 7.187% | 5.261% | 802.4933 | 587.4044
|  | 0.0063265 | 26.8506 | 7.3664 | 4078457.075 | 258272.1422 | 214549.4693 | 4293112.7105 | 4293112.7105 | 0.052292 | 0.05304 | 0.011298 | 0.0083379 | 0.012524 | 0.020617 | 0.01037 | 0.018473 | 8.2655 | 8.3838 | 1.7858 | 1.3179 | 1.9797 | 1.6391 | 6.333% | 5.261% | 707.1106 | 587.4044
|  | 0.0063265 | 26.8506 | 7.3664 | 4078457.075 | 258272.1422 | 214549.4693 | 4293112.7105 | 4293112.7105 | 0.052292 | 0.05304 | 0.011298 | 0.0083379 | 0.012524 | 0.020617 | 0.010385 | 0.018501 | 8.2655 | 8.3838 | 1.7858 | 1.3179 | 1.9797 | 1.6415 | 6.333% | 5.261% | 707.1106 | 587.4044
|  | 0.0063265 | 26.8506 | 7.3664 | 4078457.075 | 258272.1422 | 214549.4693 | 4293112.7105 | 4293112.7105 | 0.052292 | 0.05304 | 0.011298 | 0.0083379 | 0.012524 | 0.020617 | 0.010144 | 0.018047 | 8.2655 | 8.3838 | 1.7858 | 1.3179 | 1.9797 | 1.6034 | 6.333% | 5.261% | 707.1106 | 587.4044
|  | 0.0063265 | 26.8899 | 7.3664 | 4078457.075 | 258650.1633 | 214549.4693 | 4293112.7105 | 4293112.7105 | 0.05226 | 0.05302 | 0.011298 | 0.0083379 | 0.012524 | 0.020617 | 0.010306 | 0.018352 | 8.2605 | 8.3807 | 1.7858 | 1.3179 | 1.9797 | 1.629 | 6.342% | 5.261% | 708.1456 | 587.4044
|  | 0.0063265 | 26.8506 | 7.3664 | 4078457.075 | 258272.1422 | 214549.4693 | 4293112.7105 | 4293112.7105 | 0.052292 | 0.05304 | 0.011298 | 0.0083379 | 0.012524 | 0.020617 | 0.010288 | 0.018318 | 8.2655 | 8.3838 | 1.7858 | 1.3179 | 1.9797 | 1.6261 | 6.333% | 5.261% | 707.1106 | 587.4044
|  | 0.0063265 | 26.8506 | 7.3664 | 4078457.075 | 258272.1422 | 214549.4693 | 4293112.7105 | 4293112.7105 | 0.052292 | 0.05304 | 0.011298 | 0.0083379 | 0.012524 | 0.020617 | 0.010162 | 0.018081 | 8.2655 | 8.3838 | 1.7858 | 1.3179 | 1.9797 | 1.6063 | 6.333% | 5.261% | 707.1106 | 587.4044
|  | 0.0063265 | 31.2992 | 7.1085 | 4078457.075 | 301062.5994 | 207038.0244 | 4293112.7105 | 4293112.7105 | 0.049205 | 0.051414 | 0.011298 | 0.0083379 | 0.012524 | 0.020617 | 0.010345 | 0.018426 | 7.7776 | 8.1268 | 1.7858 | 1.3179 | 1.9797 | 1.6352 | 7.382% | 5.076% | 824.2645 | 566.8392
|  | 0.0063265 | 26.6536 | 7.3664 | 4078457.075 | 256377.2269 | 214549.4693 | 4293112.7105 | 4293112.7105 | 0.052452 | 0.053142 | 0.011298 | 0.0083379 | 0.012524 | 0.020617 | 0.010048 | 0.017866 | 8.2909 | 8.3998 | 1.7858 | 1.3179 | 1.9797 | 1.5882 | 6.286% | 5.261% | 701.9226 | 587.4044
|  | 0.0063265 | 29.9212 | 7.4126 | 4078457.075 | 287807.8114 | 215895.0636 | 4293112.7105 | 4293112.7105 | 0.050063 | 0.051582 | 0.011298 | 0.0083379 | 0.012524 | 0.020617 | 0.010275 | 0.018293 | 7.9133 | 8.1532 | 1.7858 | 1.3179 | 1.9797 | 1.624 | 7.057% | 5.294% | 787.9748 | 591.0885
|  | 0.0063265 | 31.378 | 7.1085 | 4078457.075 | 301820.5655 | 207038.0244 | 4293112.7105 | 4293112.7105 | 0.049158 | 0.051384 | 0.011298 | 0.0083379 | 0.012524 | 0.020617 | 0.010245 | 0.018238 | 7.7702 | 8.1221 | 1.7858 | 1.3179 | 1.9797 | 1.6195 | 7.4% | 5.076% | 826.3397 | 566.8392
|  | 0.0063265 | 31.4566 | 7.1085 | 4078457.075 | 302576.6079 | 207038.0244 | 4293112.7105 | 4293112.7105 | 0.049112 | 0.051355 | 0.011298 | 0.0083379 | 0.012524 | 0.020617 | 0.010173 | 0.018102 | 7.7629 | 8.1175 | 1.7858 | 1.3179 | 1.9797 | 1.6081 | 7.419% | 5.076% | 828.4096 | 566.8392
|  | 0.0063265 | 31.7322 | 7.1085 | 4078457.075 | 305227.5655 | 207038.0244 | 4293112.7105 | 4293112.7105 | 0.048951 | 0.051254 | 0.011298 | 0.0083379 | 0.012524 | 0.020617 | 0.010328 | 0.018394 | 7.7375 | 8.1014 | 1.7858 | 1.3179 | 1.9797 | 1.6325 | 7.484% | 5.076% | 835.6675 | 566.8392
|  | 0.0063265 | 31.6141 | 6.9789 | 4078457.075 | 304091.5782 | 203263.3704 | 4293112.7105 | 4293112.7105 | 0.04902 | 0.051466 | 0.011298 | 0.0083379 | 0.012524 | 0.020617 | 0.010047 | 0.017865 | 7.7483 | 8.135 | 1.7858 | 1.3179 | 1.9797 | 1.5881 | 7.456% | 4.984% | 832.5574 | 556.5048
|  | 0.0063265 | 31.5355 | 7.1085 | 4078457.075 | 303335.5359 | 207038.0244 | 4293112.7105 | 4293112.7105 | 0.049066 | 0.051326 | 0.011298 | 0.0083379 | 0.012524 | 0.020617 | 0.010314 | 0.018367 | 7.7556 | 8.1129 | 1.7858 | 1.3179 | 1.9797 | 1.6303 | 7.438% | 5.076% | 830.4874 | 566.8392
|  | 0.0063265 | 27.3229 | 7.1085 | 4078457.075 | 262815.1294 | 207038.0244 | 4293112.7105 | 4293112.7105 | 0.051916 | 0.053122 | 0.011298 | 0.0083379 | 0.012524 | 0.020617 | 0.010232 | 0.018213 | 8.2062 | 8.3968 | 1.7858 | 1.3179 | 1.9797 | 1.6174 | 6.444% | 5.076% | 719.5486 | 566.8392
|  | 0.0063265 | 26.8898 | 7.1085 | 4078457.075 | 258649.2015 | 207038.0244 | 4293112.7105 | 4293112.7105 | 0.05226 | 0.053339 | 0.011298 | 0.0083379 | 0.012524 | 0.020617 | 0.010364 | 0.018461 | 8.2605 | 8.431 | 1.7858 | 1.3179 | 1.9797 | 1.6382 | 6.342% | 5.076% | 708.1429 | 566.8392
|  | 0.0063265 | 26.9686 | 7.1085 | 4078457.075 | 259407.1676 | 207038.0244 | 4293112.7105 | 4293112.7105 | 0.052197 | 0.053299 | 0.011298 | 0.0083379 | 0.012524 | 0.020617 | 0.010226 | 0.018202 | 8.2505 | 8.4247 | 1.7858 | 1.3179 | 1.9797 | 1.6164 | 6.36% | 5.076% | 710.2181 | 566.8392
|  | 0.0063265 | 26.8506 | 7.3664 | 4078457.075 | 258272.1422 | 214549.4693 | 4293112.7105 | 4293112.7105 | 0.052292 | 0.05304 | 0.011298 | 0.0083379 | 0.012524 | 0.020617 | 0.010033 | 0.017837 | 8.2655 | 8.3838 | 1.7858 | 1.3179 | 1.9797 | 1.5858 | 6.333% | 5.261% | 707.1106 | 587.4044
|  | 0.0063265 | 27.2836 | 7.1085 | 4078457.075 | 262437.1082 | 207038.0244 | 4293112.7105 | 4293112.7105 | 0.051947 | 0.053142 | 0.011298 | 0.0083379 | 0.012524 | 0.020617 | 0.010348 | 0.018431 | 8.211 | 8.3998 | 1.7858 | 1.3179 | 1.9797 | 1.6357 | 6.435% | 5.076% | 718.5136 | 566.8392
|  | 0.0063265 | 26.9686 | 7.1085 | 4078457.075 | 259407.1676 | 207038.0244 | 4293112.7105 | 4293112.7105 | 0.052197 | 0.053299 | 0.011298 | 0.0083379 | 0.012524 | 0.020617 | 0.010252 | 0.01825 | 8.2505 | 8.4247 | 1.7858 | 1.3179 | 1.9797 | 1.6204 | 6.36% | 5.076% | 710.2181 | 566.8392
|  | 0.0063265 | 31.2992 | 7.1085 | 4078457.075 | 301062.5994 | 207038.0244 | 4293112.7105 | 4293112.7105 | 0.049205 | 0.051414 | 0.011298 | 0.0083379 | 0.012524 | 0.020617 | 0.010066 | 0.017899 | 7.7776 | 8.1268 | 1.7858 | 1.3179 | 1.9797 | 1.591 | 7.382% | 5.076% | 824.2645 | 566.8392
|  | 0.0063265 | 30.7482 | 6.9789 | 4078457.075 | 295762.608 | 203263.3704 | 4293112.7105 | 4293112.7105 | 0.049539 | 0.051793 | 0.011298 | 0.0083379 | 0.012524 | 0.020617 | 0.010087 | 0.01794 | 7.8304 | 8.1867 | 1.7858 | 1.3179 | 1.9797 | 1.5944 | 7.252% | 4.984% | 809.7539 | 556.5048
|  | 0.0063265 | 31.378 | 6.9789 | 4078457.075 | 301820.5655 | 203263.3704 | 4293112.7105 | 4293112.7105 | 0.049158 | 0.051553 | 0.011298 | 0.0083379 | 0.012524 | 0.020617 | 0.010382 | 0.018495 | 7.7702 | 8.1488 | 1.7858 | 1.3179 | 1.9797 | 1.641 | 7.4% | 4.984% | 826.3397 | 556.5048
|  | 0.0063265 | 26.5747 | 7.1085 | 4078457.075 | 255618.2989 | 207038.0244 | 4293112.7105 | 4293112.7105 | 0.052517 | 0.053501 | 0.011298 | 0.0083379 | 0.012524 | 0.020617 | 0.010261 | 0.018268 | 8.3011 | 8.4566 | 1.7858 | 1.3179 | 1.9797 | 1.622 | 6.268% | 5.076% | 699.8448 | 566.8392
|  | 0.0063265 | 26.8899 | 7.3664 | 4078457.075 | 258650.1633 | 214549.4693 | 4293112.7105 | 4293112.7105 | 0.05226 | 0.05302 | 0.011298 | 0.0083379 | 0.012524 | 0.020617 | 0.01029 | 0.018323 | 8.2605 | 8.3807 | 1.7858 | 1.3179 | 1.9797 | 1.6266 | 6.342% | 5.261% | 708.1456 | 587.4044
|  | 0.0063265 | 30.8661 | 6.9789 | 4078457.075 | 296896.6715 | 203263.3704 | 4293112.7105 | 4293112.7105 | 0.049467 | 0.051748 | 0.011298 | 0.0083379 | 0.012524 | 0.020617 | 0.010339 | 0.018414 | 7.819 | 8.1795 | 1.7858 | 1.3179 | 1.9797 | 1.6342 | 7.28% | 4.984% | 812.8588 | 556.5048
|  | 0.0063265 | 27.008 | 7.1085 | 4078457.075 | 259786.1506 | 207038.0244 | 4293112.7105 | 4293112.7105 | 0.052165 | 0.053279 | 0.011298 | 0.0083379 | 0.012524 | 0.020617 | 0.010329 | 0.018396 | 8.2455 | 8.4216 | 1.7858 | 1.3179 | 1.9797 | 1.6327 | 6.37% | 5.076% | 711.2557 | 566.8392
|  | 0.0063265 | 27.0079 | 7.1085 | 4078457.075 | 259785.1887 | 207038.0244 | 4293112.7105 | 4293112.7105 | 0.052165 | 0.053279 | 0.011298 | 0.0083379 | 0.012524 | 0.020617 | 0.010122 | 0.018006 | 8.2455 | 8.4216 | 1.7858 | 1.3179 | 1.9797 | 1.6 | 6.37% | 5.076% | 711.2531 | 566.8392
|  | 0.0063265 | 27.0473 | 7.1085 | 4078457.075 | 260164.1718 | 207038.0244 | 4293112.7105 | 4293112.7105 | 0.052134 | 0.053259 | 0.011298 | 0.0083379 | 0.012524 | 0.020617 | 0.010313 | 0.018365 | 8.2405 | 8.4184 | 1.7858 | 1.3179 | 1.9797 | 1.6301 | 6.379% | 5.076% | 712.2907 | 566.8392
|  | 0.0063265 | 27.3622 | 7.1085 | 4078457.075 | 263193.1506 | 207038.0244 | 4293112.7105 | 4293112.7105 | 0.051886 | 0.053103 | 0.011298 | 0.0083379 | 0.012524 | 0.020617 | 0.010322 | 0.018382 | 8.2013 | 8.3937 | 1.7858 | 1.3179 | 1.9797 | 1.6315 | 6.453% | 5.076% | 720.5836 | 566.8392
|  | 0.0063265 | 27.441 | 7.1085 | 4078457.075 | 263951.1167 | 207038.0244 | 4293112.7105 | 4293112.7105 | 0.051824 | 0.053064 | 0.011298 | 0.0083379 | 0.012524 | 0.020617 | 0.010339 | 0.018415 | 8.1916 | 8.3876 | 1.7858 | 1.3179 | 1.9797 | 1.6343 | 6.472% | 5.076% | 722.6588 | 566.8392
|  | 0.0063265 | 27.1654 | 7.1085 | 4078457.075 | 261300.1591 | 207038.0244 | 4293112.7105 | 4293112.7105 | 0.05204 | 0.0532 | 0.011298 | 0.0083379 | 0.012524 | 0.020617 | 0.010193 | 0.018139 | 8.2257 | 8.4091 | 1.7858 | 1.3179 | 1.9797 | 1.6112 | 6.407% | 5.076% | 715.4008 | 566.8392
|  | 0.0063265 | 31.3386 | 7.1085 | 4078457.075 | 301441.5825 | 207038.0244 | 4293112.7105 | 4293112.7105 | 0.049182 | 0.051399 | 0.011298 | 0.0083379 | 0.012524 | 0.020617 | 0.010243 | 0.018233 | 7.7739 | 8.1244 | 1.7858 | 1.3179 | 1.9797 | 1.619 | 7.391% | 5.076% | 825.3021 | 566.8392
|  | 0.0063265 | 30.4331 | 7.4126 | 4078457.075 | 292731.7054 | 215895.0636 | 4293112.7105 | 4293112.7105 | 0.049735 | 0.051375 | 0.011298 | 0.0083379 | 0.012524 | 0.020617 | 0.010229 | 0.018207 | 7.8614 | 8.1206 | 1.7858 | 1.3179 | 1.9797 | 1.6168 | 7.178% | 5.294% | 801.4557 | 591.0885
|  | 0.0063265 | 27.1654 | 7.1085 | 4078457.075 | 261300.1591 | 207038.0244 | 4293112.7105 | 4293112.7105 | 0.05204 | 0.0532 | 0.011298 | 0.0083379 | 0.012524 | 0.020617 | 0.010176 | 0.018108 | 8.2257 | 8.4091 | 1.7858 | 1.3179 | 1.9797 | 1.6085 | 6.407% | 5.076% | 715.4008 | 566.8392
|  | 0.0063265 | 27.441 | 7.1085 | 4078457.075 | 263951.1167 | 207038.0244 | 4293112.7105 | 4293112.7105 | 0.051824 | 0.053064 | 0.011298 | 0.0083379 | 0.012524 | 0.020617 | 0.010195 | 0.018144 | 8.1916 | 8.3876 | 1.7858 | 1.3179 | 1.9797 | 1.6115 | 6.472% | 5.076% | 722.6588 | 566.8392
|  | 0.0063265 | 30.3545 | 7.4126 | 4078457.075 | 291975.6631 | 215895.0636 | 4293112.7105 | 4293112.7105 | 0.049785 | 0.051406 | 0.011298 | 0.0083379 | 0.012524 | 0.020617 | 0.010382 | 0.018496 | 7.8693 | 8.1255 | 1.7858 | 1.3179 | 1.9797 | 1.6411 | 7.159% | 5.294% | 799.3858 | 591.0885
|  | 0.0063265 | 30.3938 | 7.4126 | 4078457.075 | 292353.6843 | 215895.0636 | 4293112.7105 | 4293112.7105 | 0.04976 | 0.051391 | 0.011298 | 0.0083379 | 0.012524 | 0.020617 | 0.010242 | 0.018232 | 7.8654 | 8.1231 | 1.7858 | 1.3179 | 1.9797 | 1.6189 | 7.168% | 5.294% | 800.4208 | 591.0885
|  | 0.0063265 | 27.4803 | 7.1085 | 4078457.075 | 264329.1378 | 207038.0244 | 4293112.7105 | 4293112.7105 | 0.051794 | 0.053045 | 0.011298 | 0.0083379 | 0.012524 | 0.020617 | 0.01036 | 0.018455 | 8.1868 | 8.3846 | 1.7858 | 1.3179 | 1.9797 | 1.6376 | 6.481% | 5.076% | 723.6937 | 566.8392
|  | 0.0063265 | 26.693 | 7.3664 | 4078457.075 | 256756.21 | 214549.4693 | 4293112.7105 | 4293112.7105 | 0.05242 | 0.053121 | 0.011298 | 0.0083379 | 0.012524 | 0.020617 | 0.010323 | 0.018384 | 8.2857 | 8.3966 | 1.7858 | 1.3179 | 1.9797 | 1.6317 | 6.295% | 5.261% | 702.9602 | 587.4044
|  | 0.0063265 | 26.7324 | 7.3664 | 4078457.075 | 257135.193 | 214549.4693 | 4293112.7105 | 4293112.7105 | 0.052388 | 0.053101 | 0.011298 | 0.0083379 | 0.012524 | 0.020617 | 0.010013 | 0.017799 | 8.2807 | 8.3934 | 1.7858 | 1.3179 | 1.9797 | 1.5827 | 6.305% | 5.261% | 703.9978 | 587.4044
|  | 0.0063265 | 26.8506 | 7.3664 | 4078457.075 | 258272.1422 | 214549.4693 | 4293112.7105 | 4293112.7105 | 0.052292 | 0.05304 | 0.011298 | 0.0083379 | 0.012524 | 0.020617 | 0.010126 | 0.018014 | 8.2655 | 8.3838 | 1.7858 | 1.3179 | 1.9797 | 1.6006 | 6.333% | 5.261% | 707.1106 | 587.4044
|  | 0.0063265 | 26.7324 | 7.3664 | 4078457.075 | 257135.193 | 214549.4693 | 4293112.7105 | 4293112.7105 | 0.052388 | 0.053101 | 0.011298 | 0.0083379 | 0.012524 | 0.020617 | 0.010222 | 0.018195 | 8.2807 | 8.3934 | 1.7858 | 1.3179 | 1.9797 | 1.6158 | 6.305% | 5.261% | 703.9978 | 587.4044
|  | 0.0063265 | 27.441 | 7.1085 | 4078457.075 | 263951.1167 | 207038.0244 | 4293112.7105 | 4293112.7105 | 0.051824 | 0.053064 | 0.011298 | 0.0083379 | 0.012524 | 0.020617 | 0.010334 | 0.018404 | 8.1916 | 8.3876 | 1.7858 | 1.3179 | 1.9797 | 1.6334 | 6.472% | 5.076% | 722.6588 | 566.8392
|  | 0.0063265 | 31.4962 | 7.1085 | 4078457.075 | 302957.5147 | 207038.0244 | 4293112.7105 | 4293112.7105 | 0.049089 | 0.051341 | 0.011298 | 0.0083379 | 0.012524 | 0.020617 | 0.010228 | 0.018206 | 7.7592 | 8.1152 | 1.7858 | 1.3179 | 1.9797 | 1.6167 | 7.428% | 5.076% | 829.4525 | 566.8392
|  | 0.0063265 | 30.748 | 6.9789 | 4078457.075 | 295760.6842 | 203263.3704 | 4293112.7105 | 4293112.7105 | 0.049539 | 0.051793 | 0.011298 | 0.0083379 | 0.012524 | 0.020617 | 0.010301 | 0.018343 | 7.8304 | 8.1867 | 1.7858 | 1.3179 | 1.9797 | 1.6283 | 7.252% | 4.984% | 809.7486 | 556.5048
|  | 0.0063265 | 31.2993 | 7.1085 | 4078457.075 | 301063.5613 | 207038.0244 | 4293112.7105 | 4293112.7105 | 0.049205 | 0.051414 | 0.011298 | 0.0083379 | 0.012524 | 0.020617 | 0.010361 | 0.018456 | 7.7776 | 8.1268 | 1.7858 | 1.3179 | 1.9797 | 1.6377 | 7.382% | 5.076% | 824.2671 | 566.8392
|  | 0.0063265 | 30 | 7.4126 | 4078457.075 | 288565.7775 | 215895.0636 | 4293112.7105 | 4293112.7105 | 0.050012 | 0.051549 | 0.011298 | 0.0083379 | 0.012524 | 0.020617 | 0.010341 | 0.018417 | 7.9052 | 8.1481 | 1.7858 | 1.3179 | 1.9797 | 1.6345 | 7.075% | 5.294% | 790.05 | 591.0885
|  | 0.0063265 | 27.7953 | 7.1085 | 4078457.075 | 267359.0785 | 207038.0244 | 4293112.7105 | 4293112.7105 | 0.051554 | 0.052894 | 0.011298 | 0.0083379 | 0.012524 | 0.020617 | 0.010344 | 0.018424 | 8.1488 | 8.3607 | 1.7858 | 1.3179 | 1.9797 | 1.635 | 6.555% | 5.076% | 731.9893 | 566.8392
|  | 0.0063265 | 27.6772 | 7.1085 | 4078457.075 | 266223.0912 | 207038.0244 | 4293112.7105 | 4293112.7105 | 0.051643 | 0.05295 | 0.011298 | 0.0083379 | 0.012524 | 0.020617 | 0.010062 | 0.017892 | 8.163 | 8.3696 | 1.7858 | 1.3179 | 1.9797 | 1.5904 | 6.528% | 5.076% | 728.8791 | 566.8392
|  | 0.0063265 | 27.1654 | 7.1085 | 4078457.075 | 261300.1591 | 207038.0244 | 4293112.7105 | 4293112.7105 | 0.05204 | 0.0532 | 0.011298 | 0.0083379 | 0.012524 | 0.020617 | 0.010321 | 0.01838 | 8.2257 | 8.4091 | 1.7858 | 1.3179 | 1.9797 | 1.6313 | 6.407% | 5.076% | 715.4008 | 566.8392
|  | 0.0063265 | 26.7324 | 7.3664 | 4078457.075 | 257135.193 | 214549.4693 | 4293112.7105 | 4293112.7105 | 0.052388 | 0.053101 | 0.011298 | 0.0083379 | 0.012524 | 0.020617 | 0.010012 | 0.017799 | 8.2807 | 8.3934 | 1.7858 | 1.3179 | 1.9797 | 1.5826 | 6.305% | 5.261% | 703.9978 | 587.4044
|  | 0.0063265 | 26.7324 | 7.3664 | 4078457.075 | 257135.193 | 214549.4693 | 4293112.7105 | 4293112.7105 | 0.052388 | 0.053101 | 0.011298 | 0.0083379 | 0.012524 | 0.020617 | 0.010277 | 0.018298 | 8.2807 | 8.3934 | 1.7858 | 1.3179 | 1.9797 | 1.6244 | 6.305% | 5.261% | 703.9978 | 587.4044
|  | 0.0063265 | 26.7324 | 7.3664 | 4078457.075 | 257135.193 | 214549.4693 | 4293112.7105 | 4293112.7105 | 0.052388 | 0.053101 | 0.011298 | 0.0083379 | 0.012524 | 0.020617 | 0.010337 | 0.01841 | 8.2807 | 8.3934 | 1.7858 | 1.3179 | 1.9797 | 1.6338 | 6.305% | 5.261% | 703.9978 | 587.4044
|  | 0.0063265 | 26.8506 | 7.3664 | 4078457.075 | 258272.1422 | 214549.4693 | 4293112.7105 | 4293112.7105 | 0.052292 | 0.05304 | 0.011298 | 0.0083379 | 0.012524 | 0.020617 | 0.010283 | 0.01831 | 8.2655 | 8.3838 | 1.7858 | 1.3179 | 1.9797 | 1.6254 | 6.333% | 5.261% | 707.1106 | 587.4044
|  | 0.0063265 | 26.8506 | 7.3664 | 4078457.075 | 258272.1422 | 214549.4693 | 4293112.7105 | 4293112.7105 | 0.052292 | 0.05304 | 0.011298 | 0.0083379 | 0.012524 | 0.020617 | 0.010381 | 0.018493 | 8.2655 | 8.3838 | 1.7858 | 1.3179 | 1.9797 | 1.6409 | 6.333% | 5.261% | 707.1106 | 587.4044
|  | 0.0063265 | 26.8112 | 7.3664 | 4078457.075 | 257893.1591 | 214549.4693 | 4293112.7105 | 4293112.7105 | 0.052324 | 0.05306 | 0.011298 | 0.0083379 | 0.012524 | 0.020617 | 0.010303 | 0.018347 | 8.2705 | 8.387 | 1.7858 | 1.3179 | 1.9797 | 1.6285 | 6.323% | 5.261% | 706.073 | 587.4044
|  | 0.0063265 | 26.8506 | 7.3664 | 4078457.075 | 258272.1422 | 214549.4693 | 4293112.7105 | 4293112.7105 | 0.052292 | 0.05304 | 0.011298 | 0.0083379 | 0.012524 | 0.020617 | 0.010052 | 0.017874 | 8.2655 | 8.3838 | 1.7858 | 1.3179 | 1.9797 | 1.5889 | 6.333% | 5.261% | 707.1106 | 587.4044
|  | 0.0063265 | 30 | 7.4126 | 4078457.075 | 288565.7775 | 215895.0636 | 4293112.7105 | 4293112.7105 | 0.050012 | 0.051549 | 0.011298 | 0.0083379 | 0.012524 | 0.020617 | 0.010348 | 0.018432 | 7.9052 | 8.1481 | 1.7858 | 1.3179 | 1.9797 | 1.6357 | 7.075% | 5.294% | 790.05 | 591.0885
|  | 0.0063265 | 26.8506 | 7.3664 | 4078457.075 | 258272.1422 | 214549.4693 | 4293112.7105 | 4293112.7105 | 0.052292 | 0.05304 | 0.011298 | 0.0083379 | 0.012524 | 0.020617 | 0.010265 | 0.018276 | 8.2655 | 8.3838 | 1.7858 | 1.3179 | 1.9797 | 1.6226 | 6.333% | 5.261% | 707.1106 | 587.4044
|  | 0.0063265 | 26.7324 | 7.3664 | 4078457.075 | 257135.193 | 214549.4693 | 4293112.7105 | 4293112.7105 | 0.052388 | 0.053101 | 0.011298 | 0.0083379 | 0.012524 | 0.020617 | 0.010326 | 0.01839 | 8.2807 | 8.3934 | 1.7858 | 1.3179 | 1.9797 | 1.6322 | 6.305% | 5.261% | 703.9978 | 587.4044
|  | 0.0063265 | 27.3229 | 7.1085 | 4078457.075 | 262815.1294 | 207038.0244 | 4293112.7105 | 4293112.7105 | 0.051916 | 0.053122 | 0.011298 | 0.0083379 | 0.012524 | 0.020617 | 0.010196 | 0.018145 | 8.2062 | 8.3968 | 1.7858 | 1.3179 | 1.9797 | 1.6117 | 6.444% | 5.076% | 719.5486 | 566.8392
|  | 0.0063265 | 26.8506 | 7.3664 | 4078457.075 | 258272.1422 | 214549.4693 | 4293112.7105 | 4293112.7105 | 0.052292 | 0.05304 | 0.011298 | 0.0083379 | 0.012524 | 0.020617 | 0.010213 | 0.018178 | 8.2655 | 8.3838 | 1.7858 | 1.3179 | 1.9797 | 1.6144 | 6.333% | 5.261% | 707.1106 | 587.4044
|  | 0.0063265 | 26.8506 | 7.3664 | 4078457.075 | 258272.1422 | 214549.4693 | 4293112.7105 | 4293112.7105 | 0.052292 | 0.05304 | 0.011298 | 0.0083379 | 0.012524 | 0.020617 | 0.010236 | 0.018221 | 8.2655 | 8.3838 | 1.7858 | 1.3179 | 1.9797 | 1.618 | 6.333% | 5.261% | 707.1106 | 587.4044
|  | 0.0063265 | 26.8506 | 7.3664 | 4078457.075 | 258272.1422 | 214549.4693 | 4293112.7105 | 4293112.7105 | 0.052292 | 0.05304 | 0.011298 | 0.0083379 | 0.012524 | 0.020617 | 0.01028 | 0.018304 | 8.2655 | 8.3838 | 1.7858 | 1.3179 | 1.9797 | 1.625 | 6.333% | 5.261% | 707.1106 | 587.4044
|  | 0.0063265 | 26.7324 | 7.3664 | 4078457.075 | 257135.193 | 214549.4693 | 4293112.7105 | 4293112.7105 | 0.052388 | 0.053101 | 0.011298 | 0.0083379 | 0.012524 | 0.020617 | 0.010191 | 0.018135 | 8.2807 | 8.3934 | 1.7858 | 1.3179 | 1.9797 | 1.6108 | 6.305% | 5.261% | 703.9978 | 587.4044
|  | 0.0063265 | 26.6536 | 7.3664 | 4078457.075 | 256377.2269 | 214549.4693 | 4293112.7105 | 4293112.7105 | 0.052452 | 0.053142 | 0.011298 | 0.0083379 | 0.012524 | 0.020617 | 0.010297 | 0.018335 | 8.2909 | 8.3998 | 1.7858 | 1.3179 | 1.9797 | 1.6275 | 6.286% | 5.261% | 701.9226 | 587.4044
|  | 0.0063265 | 26.8112 | 7.3664 | 4078457.075 | 257893.1591 | 214549.4693 | 4293112.7105 | 4293112.7105 | 0.052324 | 0.05306 | 0.011298 | 0.0083379 | 0.012524 | 0.020617 | 0.01013 | 0.018021 | 8.2705 | 8.387 | 1.7858 | 1.3179 | 1.9797 | 1.6012 | 6.323% | 5.261% | 706.073 | 587.4044
|  | 0.0063265 | 26.8899 | 7.3664 | 4078457.075 | 258650.1633 | 214549.4693 | 4293112.7105 | 4293112.7105 | 0.05226 | 0.05302 | 0.011298 | 0.0083379 | 0.012524 | 0.020617 | 0.010326 | 0.018389 | 8.2605 | 8.3807 | 1.7858 | 1.3179 | 1.9797 | 1.6321 | 6.342% | 5.261% | 708.1456 | 587.4044
|  | 0.0063265 | 26.7324 | 7.3664 | 4078457.075 | 257135.193 | 214549.4693 | 4293112.7105 | 4293112.7105 | 0.052388 | 0.053101 | 0.011298 | 0.0083379 | 0.012524 | 0.020617 | 0.010276 | 0.018297 | 8.2807 | 8.3934 | 1.7858 | 1.3179 | 1.9797 | 1.6243 | 6.305% | 5.261% | 703.9978 | 587.4044
|  | 0.0063265 | 26.8112 | 7.3664 | 4078457.075 | 257893.1591 | 214549.4693 | 4293112.7105 | 4293112.7105 | 0.052324 | 0.05306 | 0.011298 | 0.0083379 | 0.012524 | 0.020617 | 0.010183 | 0.01812 | 8.2705 | 8.387 | 1.7858 | 1.3179 | 1.9797 | 1.6095 | 6.323% | 5.261% | 706.073 | 587.4044
|  | 0.0063265 | 26.8112 | 7.3664 | 4078457.075 | 257893.1591 | 214549.4693 | 4293112.7105 | 4293112.7105 | 0.052324 | 0.05306 | 0.011298 | 0.0083379 | 0.012524 | 0.020617 | 0.010366 | 0.018465 | 8.2705 | 8.387 | 1.7858 | 1.3179 | 1.9797 | 1.6385 | 6.323% | 5.261% | 706.073 | 587.4044
|  | 0.0063265 | 26.7324 | 7.3664 | 4078457.075 | 257135.193 | 214549.4693 | 4293112.7105 | 4293112.7105 | 0.052388 | 0.053101 | 0.011298 | 0.0083379 | 0.012524 | 0.020617 | 0.010275 | 0.018295 | 8.2807 | 8.3934 | 1.7858 | 1.3179 | 1.9797 | 1.6242 | 6.305% | 5.261% | 703.9978 | 587.4044
|  | 0.0063265 | 26.7324 | 7.3664 | 4078457.075 | 257135.193 | 214549.4693 | 4293112.7105 | 4293112.7105 | 0.052388 | 0.053101 | 0.011298 | 0.0083379 | 0.012524 | 0.020617 | 0.010258 | 0.018263 | 8.2807 | 8.3934 | 1.7858 | 1.3179 | 1.9797 | 1.6215 | 6.305% | 5.261% | 703.9978 | 587.4044
|  | 0.0063265 | 26.7324 | 7.3664 | 4078457.075 | 257135.193 | 214549.4693 | 4293112.7105 | 4293112.7105 | 0.052388 | 0.053101 | 0.011298 | 0.0083379 | 0.012524 | 0.020617 | 0.010375 | 0.018483 | 8.2807 | 8.3934 | 1.7858 | 1.3179 | 1.9797 | 1.64 | 6.305% | 5.261% | 703.9978 | 587.4044
|  | 0.0063265 | 26.7324 | 7.3664 | 4078457.075 | 257135.193 | 214549.4693 | 4293112.7105 | 4293112.7105 | 0.052388 | 0.053101 | 0.011298 | 0.0083379 | 0.012524 | 0.020617 | 0.010262 | 0.018269 | 8.2807 | 8.3934 | 1.7858 | 1.3179 | 1.9797 | 1.622 | 6.305% | 5.261% | 703.9978 | 587.4044
|  | 0.0063265 | 26.7324 | 7.3664 | 4078457.075 | 257135.193 | 214549.4693 | 4293112.7105 | 4293112.7105 | 0.052388 | 0.053101 | 0.011298 | 0.0083379 | 0.012524 | 0.020617 | 0.010202 | 0.018157 | 8.2807 | 8.3934 | 1.7858 | 1.3179 | 1.9797 | 1.6127 | 6.305% | 5.261% | 703.9978 | 587.4044
|  | 0.0063265 | 31.614 | 7.1085 | 4078457.075 | 304090.6163 | 207038.0244 | 4293112.7105 | 4293112.7105 | 0.04902 | 0.051297 | 0.011298 | 0.0083379 | 0.012524 | 0.020617 | 0.01031 | 0.01836 | 7.7483 | 8.1083 | 1.7858 | 1.3179 | 1.9797 | 1.6296 | 7.456% | 5.076% | 832.5547 | 566.8392
|  | 0.0063265 | 31.614 | 7.1085 | 4078457.075 | 304090.6163 | 207038.0244 | 4293112.7105 | 4293112.7105 | 0.04902 | 0.051297 | 0.011298 | 0.0083379 | 0.012524 | 0.020617 | 0.01033 | 0.018397 | 7.7483 | 8.1083 | 1.7858 | 1.3179 | 1.9797 | 1.6328 | 7.456% | 5.076% | 832.5547 | 566.8392
|  | 0.0049265 | 31.9685 | 6.5991 | 4078457.075 | 307500.5019 | 192201.5371 | 4293112.7105 | 4293112.7105 | 0.050215 | 0.05327 | 0.012698 | 0.0097379 | 0.013924 | 0.022017 | 0.011747 | 0.01983 | 10.1929 | 10.8129 | 2.5775 | 1.9766 | 2.8264 | 2.3845 | 7.54% | 4.713% | 841.8905 | 526.2191
|  | 0.0049265 | 31.8505 | 6.5991 | 4078457.075 | 306365.4765 | 192201.5371 | 4293112.7105 | 4293112.7105 | 0.050283 | 0.053313 | 0.012698 | 0.0097379 | 0.013924 | 0.022017 | 0.011788 | 0.019906 | 10.2066 | 10.8216 | 2.5775 | 1.9766 | 2.8264 | 2.3927 | 7.512% | 4.713% | 838.783 | 526.2191
|  | 0.0082565 | 26.1024 | 7.417 | 4078457.075 | 251075.3117 | 216023.2154 | 4293112.7105 | 4293112.7105 | 0.050988 | 0.051446 | 0.0093836 | 0.0064264 | 0.010503 | 0.018603 | 0.0083829 | 0.016477 | 6.1754 | 6.231 | 1.1365 | 0.77834 | 1.2721 | 1.0153 | 6.156% | 5.297% | 687.4067 | 591.4393 |  | 0.0082565
|  | 0.0082565 | 26.811 | 7.417 | 4078457.075 | 257891.2354 | 216023.2154 | 4293112.7105 | 4293112.7105 | 0.050407 | 0.051084 | 0.0094244 | 0.0064752 | 0.01072 | 0.018833 | 0.0082974 | 0.016428 | 6.1051 | 6.1871 | 1.1415 | 0.78425 | 1.2984 | 1.005 | 6.323% | 5.297% | 706.0677 | 591.4393 |  | 0.0082565
|  | 0.0082565 | 26.2599 | 7.417 | 4078457.075 | 252590.282 | 216023.2154 | 4293112.7105 | 4293112.7105 | 0.050854 | 0.051362 | 0.0093836 | 0.0064264 | 0.010503 | 0.018603 | 0.0082191 | 0.016169 | 6.1592 | 6.2208 | 1.1365 | 0.77834 | 1.2721 | 0.99547 | 6.193% | 5.297% | 691.5545 | 591.4393 |  | 0.0082565
|  | 0.0082565 | 26.3779 | 7.417 | 4078457.075 | 253725.3074 | 216023.2154 | 4293112.7105 | 4293112.7105 | 0.050764 | 0.051309 | 0.0094244 | 0.0064752 | 0.01072 | 0.018833 | 0.0080492 | 0.01596 | 6.1483 | 6.2143 | 1.1415 | 0.78425 | 1.2984 | 0.97489 | 6.221% | 5.297% | 694.662 | 591.4393 |  | 0.0082565
|  | 0.0082565 | 26.5354 | 7.417 | 4078457.075 | 255240.2777 | 216023.2154 | 4293112.7105 | 4293112.7105 | 0.050642 | 0.051236 | 0.0094654 | 0.0065242 | 0.010939 | 0.019064 | 0.0080297 | 0.016035 | 6.1336 | 6.2055 | 1.1464 | 0.79019 | 1.3248 | 0.97253 | 6.258% | 5.297% | 698.8098 | 591.4393 |  | 0.0082565
|  | 0.0082565 | 26.6142 | 7.417 | 4078457.075 | 255998.2439 | 216023.2154 | 4293112.7105 | 4293112.7105 | 0.050577 | 0.051195 | 0.0094654 | 0.0065242 | 0.010939 | 0.019064 | 0.0081633 | 0.016287 | 6.1257 | 6.2005 | 1.1464 | 0.79019 | 1.3248 | 0.98871 | 6.277% | 5.297% | 700.885 | 591.4393 |  | 0.0082565
|  | 0.0082565 | 26.4173 | 7.417 | 4078457.075 | 254104.2905 | 216023.2154 | 4293112.7105 | 4293112.7105 | 0.050731 | 0.051288 | 0.0094244 | 0.0064752 | 0.01072 | 0.018833 | 0.0080324 | 0.015929 | 6.1443 | 6.2118 | 1.1415 | 0.78425 | 1.2984 | 0.97286 | 6.23% | 5.297% | 695.6996 | 591.4393 |  | 0.0082565
|  | 0.0082565 | 26.5748 | 7.417 | 4078457.075 | 255619.2608 | 216023.2154 | 4293112.7105 | 4293112.7105 | 0.0506 | 0.051206 | 0.0094244 | 0.0064752 | 0.01072 | 0.018833 | 0.0081564 | 0.016162 | 6.1285 | 6.2018 | 1.1415 | 0.78425 | 1.2984 | 0.98788 | 6.268% | 5.297% | 699.8474 | 591.4393 |  | 0.0082565
|  | 0.0082565 | 26.3385 | 7.417 | 4078457.075 | 253346.3244 | 216023.2154 | 4293112.7105 | 4293112.7105 | 0.050787 | 0.05132 | 0.0093836 | 0.0064264 | 0.010503 | 0.018603 | 0.0083834 | 0.016478 | 6.1512 | 6.2157 | 1.1365 | 0.77834 | 1.2721 | 1.0154 | 6.212% | 5.297% | 693.6244 | 591.4393 |  | 0.0082565
|  | 0.0082565 | 26.5354 | 7.417 | 4078457.075 | 255240.2777 | 216023.2154 | 4293112.7105 | 4293112.7105 | 0.050642 | 0.051236 | 0.0094654 | 0.0065242 | 0.010939 | 0.019064 | 0.0081208 | 0.016207 | 6.1336 | 6.2055 | 1.1464 | 0.79019 | 1.3248 | 0.98357 | 6.258% | 5.297% | 698.8098 | 591.4393 |  | 0.0082565
|  | 0.005616 | 29.7244 | 7.6988 | 4078457.075 | 285914.8199 | 224230.7578 | 4293112.7105 | 4293112.7105 | 0.05091 | 0.052056 | 0.012038 | 0.0090839 | 0.013204 | 0.021308 | 0.010937 | 0.018994 | 9.0651 | 9.2692 | 2.1436 | 1.6175 | 2.3511 | 1.9474 | 7.01% | 5.498% | 782.7921 | 613.9104
|  | 0.005616 | 29.7244 | 7.6988 | 4078457.075 | 285914.8199 | 224230.7578 | 4293112.7105 | 4293112.7105 | 0.05091 | 0.052056 | 0.012038 | 0.0090839 | 0.013204 | 0.021308 | 0.01099 | 0.019094 | 9.0651 | 9.2692 | 2.1436 | 1.6175 | 2.3511 | 1.957 | 7.01% | 5.498% | 782.7921 | 613.9104
|  | 0.005616 | 29.3306 | 7.6988 | 4078457.075 | 282126.9131 | 224230.7578 | 4293112.7105 | 4293112.7105 | 0.051173 | 0.052222 | 0.012038 | 0.0090839 | 0.013204 | 0.021308 | 0.010888 | 0.018901 | 9.112 | 9.2988 | 2.1436 | 1.6175 | 2.3511 | 1.9387 | 6.917% | 5.498% | 772.4214 | 613.9104
|  | 0.005616 | 30.0393 | 7.7923 | 4078457.075 | 288943.7987 | 226953.9843 | 4293112.7105 | 4293112.7105 | 0.050704 | 0.051826 | 0.012038 | 0.0090839 | 0.013204 | 0.021308 | 0.010877 | 0.018881 | 9.0285 | 9.2282 | 2.1436 | 1.6175 | 2.3511 | 1.9368 | 7.085% | 5.565% | 791.085 | 621.3661
|  | 0.005616 | 29.9606 | 7.7923 | 4078457.075 | 288186.7944 | 226953.9843 | 4293112.7105 | 4293112.7105 | 0.050755 | 0.051858 | 0.012038 | 0.0090839 | 0.013204 | 0.021308 | 0.010922 | 0.018966 | 9.0376 | 9.2339 | 2.1436 | 1.6175 | 2.3511 | 1.9448 | 7.066% | 5.565% | 789.0124 | 621.3661
|  | 0.005616 | 30.6299 | 7.6988 | 4078457.075 | 294624.6969 | 224230.7578 | 4293112.7105 | 4293112.7105 | 0.05033 | 0.051691 | 0.012038 | 0.0090839 | 0.013204 | 0.021308 | 0.010979 | 0.019073 | 8.9618 | 9.2042 | 2.1436 | 1.6175 | 2.3511 | 1.9549 | 7.224% | 5.498% | 806.6385 | 613.9104
|  | 0.005616 | 30.6692 | 7.6988 | 4078457.075 | 295002.7181 | 224230.7578 | 4293112.7105 | 4293112.7105 | 0.050305 | 0.051675 | 0.012038 | 0.0090839 | 0.013204 | 0.021308 | 0.010772 | 0.018684 | 8.9575 | 9.2014 | 2.1436 | 1.6175 | 2.3511 | 1.9182 | 7.233% | 5.498% | 807.6734 | 613.9104
|  | 0.005616 | 30.2756 | 7.6988 | 4078457.075 | 291216.7351 | 224230.7578 | 4293112.7105 | 4293112.7105 | 0.050552 | 0.051831 | 0.012038 | 0.0090839 | 0.013204 | 0.021308 | 0.010739 | 0.01862 | 9.0015 | 9.2292 | 2.1436 | 1.6175 | 2.3511 | 1.9122 | 7.14% | 5.498% | 797.308 | 613.9104
|  | 0.005616 | 31.1023 | 7.6988 | 4078457.075 | 299168.6461 | 224230.7578 | 4293112.7105 | 4293112.7105 | 0.050041 | 0.051508 | 0.012038 | 0.0090839 | 0.013204 | 0.021308 | 0.010945 | 0.019009 | 8.9103 | 9.1717 | 2.1436 | 1.6175 | 2.3511 | 1.9489 | 7.335% | 5.498% | 819.0791 | 613.9104
|  | 0.005616 | 30.1181 | 7.7923 | 4078457.075 | 289701.7648 | 226953.9843 | 4293112.7105 | 4293112.7105 | 0.050653 | 0.051794 | 0.012038 | 0.0090839 | 0.013204 | 0.021308 | 0.010973 | 0.019062 | 9.0194 | 9.2225 | 2.1436 | 1.6175 | 2.3511 | 1.9539 | 7.103% | 5.565% | 793.1602 | 621.3661
|  | 0.005616 | 31.1024 | 7.7923 | 4078457.075 | 299169.6079 | 226953.9843 | 4293112.7105 | 4293112.7105 | 0.05004 | 0.051408 | 0.012038 | 0.0090839 | 0.013204 | 0.021308 | 0.010854 | 0.018837 | 8.9103 | 9.1538 | 2.1436 | 1.6175 | 2.3511 | 1.9327 | 7.335% | 5.565% | 819.0817 | 621.3661
|  | 0.005616 | 30.6693 | 7.6988 | 4078457.075 | 295003.68 | 224230.7578 | 4293112.7105 | 4293112.7105 | 0.050305 | 0.051675 | 0.012038 | 0.0090839 | 0.013204 | 0.021308 | 0.010788 | 0.018714 | 8.9575 | 9.2014 | 2.1436 | 1.6175 | 2.3511 | 1.921 | 7.233% | 5.498% | 807.6761 | 613.9104
|  | 0.005616 | 30 | 7.6988 | 4078457.075 | 288565.7775 | 224230.7578 | 4293112.7105 | 4293112.7105 | 0.050729 | 0.051942 | 0.012038 | 0.0090839 | 0.013204 | 0.021308 | 0.010831 | 0.018794 | 9.033 | 9.249 | 2.1436 | 1.6175 | 2.3511 | 1.9286 | 7.075% | 5.498% | 790.05 | 613.9104
|  | 0.005616 | 30.0395 | 7.6988 | 4078457.075 | 288945.7224 | 224230.7578 | 4293112.7105 | 4293112.7105 | 0.050704 | 0.051926 | 0.012038 | 0.0090839 | 0.013204 | 0.021308 | 0.011021 | 0.019152 | 9.0285 | 9.2461 | 2.1436 | 1.6175 | 2.3511 | 1.9624 | 7.085% | 5.498% | 791.0903 | 613.9104
|  | 0.005616 | 30.4329 | 7.6988 | 4078457.075 | 292729.7817 | 224230.7578 | 4293112.7105 | 4293112.7105 | 0.050453 | 0.051768 | 0.012038 | 0.0090839 | 0.013204 | 0.021308 | 0.010829 | 0.01879 | 8.9838 | 9.218 | 2.1436 | 1.6175 | 2.3511 | 1.9282 | 7.177% | 5.498% | 801.4505 | 613.9104
|  | 0.005616 | 29.567 | 7.6988 | 4078457.075 | 284400.8114 | 224230.7578 | 4293112.7105 | 4293112.7105 | 0.051014 | 0.052122 | 0.012038 | 0.0090839 | 0.013204 | 0.021308 | 0.010921 | 0.018964 | 9.0837 | 9.2809 | 2.1436 | 1.6175 | 2.3511 | 1.9446 | 6.973% | 5.498% | 778.647 | 613.9104
|  | 0.005616 | 29.6063 | 7.7923 | 4078457.075 | 284778.8326 | 226953.9843 | 4293112.7105 | 4293112.7105 | 0.050988 | 0.052005 | 0.012038 | 0.0090839 | 0.013204 | 0.021308 | 0.010957 | 0.019032 | 9.079 | 9.2601 | 2.1436 | 1.6175 | 2.3511 | 1.9511 | 6.983% | 5.565% | 779.682 | 621.3661
|  | 0.005616 | 29.9607 | 7.6988 | 4078457.075 | 288187.7563 | 224230.7578 | 4293112.7105 | 4293112.7105 | 0.050755 | 0.051959 | 0.012038 | 0.0090839 | 0.013204 | 0.021308 | 0.010542 | 0.018248 | 9.0375 | 9.2519 | 2.1436 | 1.6175 | 2.3511 | 1.877 | 7.066% | 5.498% | 789.0151 | 613.9104
|  | 0.005616 | 29.1732 | 7.6408 | 4078457.075 | 280612.9047 | 222541.4837 | 4293112.7105 | 4293112.7105 | 0.05128 | 0.052353 | 0.012038 | 0.0090839 | 0.013204 | 0.021308 | 0.010995 | 0.019103 | 9.1311 | 9.3222 | 2.1436 | 1.6175 | 2.3511 | 1.9578 | 6.88% | 5.457% | 768.2763 | 609.2854
|  | 0.005616 | 29.4094 | 7.7923 | 4078457.075 | 282884.8792 | 226953.9843 | 4293112.7105 | 4293112.7105 | 0.05112 | 0.052088 | 0.012038 | 0.0090839 | 0.013204 | 0.021308 | 0.010961 | 0.019039 | 9.1025 | 9.2749 | 2.1436 | 1.6175 | 2.3511 | 1.9517 | 6.936% | 5.565% | 774.4966 | 621.3661
|  | 0.005616 | 29.3306 | 7.6988 | 4078457.075 | 282126.9131 | 224230.7578 | 4293112.7105 | 4293112.7105 | 0.051173 | 0.052222 | 0.012038 | 0.0090839 | 0.013204 | 0.021308 | 0.010765 | 0.018669 | 9.112 | 9.2988 | 2.1436 | 1.6175 | 2.3511 | 1.9168 | 6.917% | 5.498% | 772.4214 | 613.9104
|  | 0.005616 | 30.3543 | 7.6988 | 4078457.075 | 291973.7393 | 224230.7578 | 4293112.7105 | 4293112.7105 | 0.050503 | 0.0518 | 0.012038 | 0.0090839 | 0.013204 | 0.021308 | 0.010992 | 0.019097 | 8.9926 | 9.2236 | 2.1436 | 1.6175 | 2.3511 | 1.9572 | 7.159% | 5.498% | 799.3805 | 613.9104
|  | 0.005616 | 30.9448 | 7.7923 | 4078457.075 | 297653.6757 | 226953.9843 | 4293112.7105 | 4293112.7105 | 0.050136 | 0.051468 | 0.012038 | 0.0090839 | 0.013204 | 0.021308 | 0.010957 | 0.019031 | 8.9273 | 9.1645 | 2.1436 | 1.6175 | 2.3511 | 1.951 | 7.298% | 5.565% | 814.9314 | 621.3661
|  | 0.005616 | 29.1339 | 7.6408 | 4078457.075 | 280234.8835 | 222541.4837 | 4293112.7105 | 4293112.7105 | 0.051307 | 0.05237 | 0.012038 | 0.0090839 | 0.013204 | 0.021308 | 0.010754 | 0.01865 | 9.1359 | 9.3252 | 2.1436 | 1.6175 | 2.3511 | 1.9149 | 6.871% | 5.457% | 767.2413 | 609.2854
|  | 0.005616 | 30.118 | 7.6988 | 4078457.075 | 289700.8029 | 224230.7578 | 4293112.7105 | 4293112.7105 | 0.050653 | 0.051894 | 0.012038 | 0.0090839 | 0.013204 | 0.021308 | 0.010883 | 0.018893 | 9.0194 | 9.2405 | 2.1436 | 1.6175 | 2.3511 | 1.9379 | 7.103% | 5.498% | 793.1576 | 613.9104
|  | 0.005616 | 29.7244 | 7.6408 | 4078457.075 | 285914.8199 | 222541.4837 | 4293112.7105 | 4293112.7105 | 0.05091 | 0.05212 | 0.012038 | 0.0090839 | 0.013204 | 0.021308 | 0.010835 | 0.018802 | 9.0651 | 9.2806 | 2.1436 | 1.6175 | 2.3511 | 1.9293 | 7.01% | 5.457% | 782.7921 | 609.2854
|  | 0.005616 | 30.748 | 7.7923 | 4078457.075 | 295760.6842 | 226953.9843 | 4293112.7105 | 4293112.7105 | 0.050257 | 0.051544 | 0.012038 | 0.0090839 | 0.013204 | 0.021308 | 0.01096 | 0.019036 | 8.9488 | 9.178 | 2.1436 | 1.6175 | 2.3511 | 1.9515 | 7.252% | 5.565% | 809.7486 | 621.3661
|  | 0.005616 | 29.3306 | 7.6988 | 4078457.075 | 282126.9131 | 224230.7578 | 4293112.7105 | 4293112.7105 | 0.051173 | 0.052222 | 0.012038 | 0.0090839 | 0.013204 | 0.021308 | 0.010954 | 0.019025 | 9.112 | 9.2988 | 2.1436 | 1.6175 | 2.3511 | 1.9504 | 6.917% | 5.498% | 772.4214 | 613.9104
|  | 0.005616 | 29.9606 | 7.6988 | 4078457.075 | 288186.7944 | 224230.7578 | 4293112.7105 | 4293112.7105 | 0.050755 | 0.051959 | 0.012038 | 0.0090839 | 0.013204 | 0.021308 | 0.010837 | 0.018806 | 9.0376 | 9.2519 | 2.1436 | 1.6175 | 2.3511 | 1.9297 | 7.066% | 5.498% | 789.0124 | 613.9104
|  | 0.005616 | 30.7087 | 7.6988 | 4078457.075 | 295382.6631 | 224230.7578 | 4293112.7105 | 4293112.7105 | 0.050281 | 0.05166 | 0.012038 | 0.0090839 | 0.013204 | 0.021308 | 0.0109 | 0.018925 | 8.9531 | 9.1987 | 2.1436 | 1.6175 | 2.3511 | 1.941 | 7.243% | 5.498% | 808.7137 | 613.9104
|  | 0.005616 | 29.3306 | 7.6988 | 4078457.075 | 282126.9131 | 224230.7578 | 4293112.7105 | 4293112.7105 | 0.051173 | 0.052222 | 0.012038 | 0.0090839 | 0.013204 | 0.021308 | 0.010952 | 0.019022 | 9.112 | 9.2988 | 2.1436 | 1.6175 | 2.3511 | 1.9501 | 6.917% | 5.498% | 772.4214 | 613.9104
|  | 0.005616 | 29.7244 | 7.6988 | 4078457.075 | 285914.8199 | 224230.7578 | 4293112.7105 | 4293112.7105 | 0.05091 | 0.052056 | 0.012038 | 0.0090839 | 0.013204 | 0.021308 | 0.010926 | 0.018973 | 9.0651 | 9.2692 | 2.1436 | 1.6175 | 2.3511 | 1.9455 | 7.01% | 5.498% | 782.7921 | 613.9104
|  | 0.005616 | 29.6064 | 7.6988 | 4078457.075 | 284779.7945 | 224230.7578 | 4293112.7105 | 4293112.7105 | 0.050988 | 0.052105 | 0.012038 | 0.0090839 | 0.013204 | 0.021308 | 0.010977 | 0.019069 | 9.079 | 9.278 | 2.1436 | 1.6175 | 2.3511 | 1.9545 | 6.983% | 5.498% | 779.6846 | 613.9104
|  | 0.005616 | 29.3306 | 7.6988 | 4078457.075 | 282126.9131 | 224230.7578 | 4293112.7105 | 4293112.7105 | 0.051173 | 0.052222 | 0.012038 | 0.0090839 | 0.013204 | 0.021308 | 0.010922 | 0.018965 | 9.112 | 9.2988 | 2.1436 | 1.6175 | 2.3511 | 1.9448 | 6.917% | 5.498% | 772.4214 | 613.9104
|  | 0.005616 | 29.4882 | 7.7923 | 4078457.075 | 283642.8453 | 226953.9843 | 4293112.7105 | 4293112.7105 | 0.051067 | 0.052054 | 0.012038 | 0.0090839 | 0.013204 | 0.021308 | 0.010957 | 0.019032 | 9.0931 | 9.2689 | 2.1436 | 1.6175 | 2.3511 | 1.9511 | 6.955% | 5.565% | 776.5718 | 621.3661
|  | 0.005616 | 29.7245 | 7.6988 | 4078457.075 | 285915.7818 | 224230.7578 | 4293112.7105 | 4293112.7105 | 0.05091 | 0.052056 | 0.012038 | 0.0090839 | 0.013204 | 0.021308 | 0.010861 | 0.018851 | 9.0651 | 9.2692 | 2.1436 | 1.6175 | 2.3511 | 1.934 | 7.01% | 5.498% | 782.7947 | 613.9104
|  | 0.005616 | 30.3543 | 7.6988 | 4078457.075 | 291973.7393 | 224230.7578 | 4293112.7105 | 4293112.7105 | 0.050503 | 0.0518 | 0.012038 | 0.0090839 | 0.013204 | 0.021308 | 0.010827 | 0.018787 | 8.9926 | 9.2236 | 2.1436 | 1.6175 | 2.3511 | 1.9279 | 7.159% | 5.498% | 799.3805 | 613.9104
|  | 0.005616 | 29.7244 | 7.6988 | 4078457.075 | 285914.8199 | 224230.7578 | 4293112.7105 | 4293112.7105 | 0.05091 | 0.052056 | 0.012038 | 0.0090839 | 0.013204 | 0.021308 | 0.010976 | 0.019067 | 9.0651 | 9.2692 | 2.1436 | 1.6175 | 2.3511 | 1.9544 | 7.01% | 5.498% | 782.7921 | 613.9104
|  | 0.005616 | 29.3306 | 7.6988 | 4078457.075 | 282126.9131 | 224230.7578 | 4293112.7105 | 4293112.7105 | 0.051173 | 0.052222 | 0.012038 | 0.0090839 | 0.013204 | 0.021308 | 0.010904 | 0.018932 | 9.112 | 9.2988 | 2.1436 | 1.6175 | 2.3511 | 1.9416 | 6.917% | 5.498% | 772.4214 | 613.9104
|  | 0.005616 | 29.3306 | 7.6988 | 4078457.075 | 282126.9131 | 224230.7578 | 4293112.7105 | 4293112.7105 | 0.051173 | 0.052222 | 0.012038 | 0.0090839 | 0.013204 | 0.021308 | 0.010987 | 0.019089 | 9.112 | 9.2988 | 2.1436 | 1.6175 | 2.3511 | 1.9564 | 6.917% | 5.498% | 772.4214 | 613.9104
|  | 0.003502 | 24.9606 | 7.9449 | 4078457.075 | 240092.4982 | 231398.5229 | 4293112.7105 | 4293112.7105 | 0.056746 | 0.056248 | 0.014062 | 0.01109 | 0.014915 | 0.02299 | 0.013182 | 0.021109 | 16.2039 | 16.0617 | 4.0155 | 3.1668 | 4.2589 | 3.7641 | 5.887% | 5.674% | 657.3374 | 633.5346
|  | 0.003502 | 24.8031 | 8.6452 | 4078457.075 | 238577.5279 | 251795.0522 | 4293112.7105 | 4293112.7105 | 0.056886 | 0.055674 | 0.014026 | 0.011046 | 0.01472 | 0.022784 | 0.013301 | 0.021232 | 16.2439 | 15.8977 | 4.005 | 3.1543 | 4.2032 | 3.798 | 5.85% | 6.174% | 653.1897 | 689.3773
|  | 0.003502 | 24.7638 | 7.9449 | 4078457.075 | 238199.5067 | 231398.5229 | 4293112.7105 | 4293112.7105 | 0.056923 | 0.056356 | 0.014026 | 0.011046 | 0.01472 | 0.022784 | 0.013364 | 0.021352 | 16.2545 | 16.0926 | 4.005 | 3.1543 | 4.2032 | 3.8161 | 5.84% | 5.674% | 652.1547 | 633.5346
|  | 0.003502 | 24.7243 | 7.9449 | 4078457.075 | 237819.5618 | 231398.5229 | 4293112.7105 | 4293112.7105 | 0.056961 | 0.05638 | 0.014026 | 0.011046 | 0.01472 | 0.022784 | 0.013294 | 0.021219 | 16.2652 | 16.0994 | 4.005 | 3.1543 | 4.2032 | 3.796 | 5.831% | 5.674% | 651.1145 | 633.5346
|  | 0.003502 | 28.4645 | 8.6452 | 4078457.075 | 273796.0191 | 251795.0522 | 4293112.7105 | 4293112.7105 | 0.053862 | 0.053768 | 0.014026 | 0.011046 | 0.01472 | 0.022784 | 0.013431 | 0.021478 | 15.3805 | 15.3536 | 4.005 | 3.1543 | 4.2032 | 3.8353 | 6.713% | 6.174% | 749.6126 | 689.3773
|  | 0.003502 | 24.8425 | 7.9449 | 4078457.075 | 238956.5109 | 231398.5229 | 4293112.7105 | 4293112.7105 | 0.056849 | 0.056309 | 0.014026 | 0.011046 | 0.01472 | 0.022784 | 0.013279 | 0.021191 | 16.2332 | 16.0792 | 4.005 | 3.1543 | 4.2032 | 3.7917 | 5.859% | 5.674% | 654.2273 | 633.5346
|  | 0.003502 | 28.4645 | 8.6452 | 4078457.075 | 273796.0191 | 251795.0522 | 4293112.7105 | 4293112.7105 | 0.053862 | 0.053768 | 0.014026 | 0.011046 | 0.01472 | 0.022784 | 0.013437 | 0.021489 | 15.3805 | 15.3536 | 4.005 | 3.1543 | 4.2032 | 3.8369 | 6.713% | 6.174% | 749.6126 | 689.3773
|  | 0.003502 | 28.4645 | 8.6452 | 4078457.075 | 273796.0191 | 251795.0522 | 4293112.7105 | 4293112.7105 | 0.053862 | 0.053768 | 0.014026 | 0.011046 | 0.01472 | 0.022784 | 0.013433 | 0.021482 | 15.3805 | 15.3536 | 4.005 | 3.1543 | 4.2032 | 3.8359 | 6.713% | 6.174% | 749.6126 | 689.3773
|  | 0.003502 | 24.9606 | 7.9449 | 4078457.075 | 240092.4982 | 231398.5229 | 4293112.7105 | 4293112.7105 | 0.056738 | 0.056239 | 0.014026 | 0.011046 | 0.01472 | 0.022784 | 0.013263 | 0.021162 | 16.2015 | 16.0592 | 4.005 | 3.1543 | 4.2032 | 3.7873 | 5.887% | 5.674% | 657.3374 | 633.5346
|  | 0.004744 | 23.7008 | 9.7914 | 4078457.075 | 227974.6593 | 285178.6047 | 4293112.7105 | 4293112.7105 | 0.056746 | 0.054253 | 0.01282 | 0.0098481 | 0.013673 | 0.021748 | 0.012042 | 0.020059 | 11.9615 | 11.4362 | 2.7024 | 2.0759 | 2.8821 | 2.5384 | 5.59% | 6.992% | 624.1606 | 780.7765
|  | 0.004744 | 24.0944 | 7.8575 | 4078457.075 | 231760.6423 | 228852.9615 | 4293112.7105 | 4293112.7105 | 0.056344 | 0.055626 | 0.01282 | 0.0098481 | 0.013673 | 0.021748 | 0.011842 | 0.019682 | 11.8769 | 11.7255 | 2.7024 | 2.0759 | 2.8821 | 2.4962 | 5.683% | 5.611% | 634.5261 | 626.5653
|  | 0.004744 | 24.1337 | 7.8575 | 4078457.075 | 232138.6635 | 228852.9615 | 4293112.7105 | 4293112.7105 | 0.056304 | 0.055601 | 0.01282 | 0.0098481 | 0.013673 | 0.021748 | 0.012007 | 0.019993 | 11.8685 | 11.7202 | 2.7024 | 2.0759 | 2.8821 | 2.5309 | 5.692% | 5.611% | 635.561 | 626.5653
|  | 0.004744 | 23.7008 | 9.7914 | 4078457.075 | 227974.6593 | 285178.6047 | 4293112.7105 | 4293112.7105 | 0.056737 | 0.054245 | 0.012784 | 0.0098043 | 0.013478 | 0.021542 | 0.012221 | 0.020296 | 11.9598 | 11.4344 | 2.6947 | 2.0667 | 2.841 | 2.5761 | 5.59% | 6.992% | 624.1606 | 780.7765
|  | 0.004744 | 24.1731 | 7.8575 | 4078457.075 | 232517.6465 | 228852.9615 | 4293112.7105 | 4293112.7105 | 0.056257 | 0.055567 | 0.012784 | 0.0098043 | 0.013478 | 0.021542 | 0.012089 | 0.020048 | 11.8585 | 11.7132 | 2.6947 | 2.0667 | 2.841 | 2.5483 | 5.701% | 5.611% | 636.5986 | 626.5653
|  | 0.0069015 | 27.2835 | 11.2879 | 4078457.075 | 262436.1463 | 328764.7908 | 4293112.7105 | 4293112.7105 | 0.05135 | 0.049176 | 0.010626 | 0.0076468 | 0.01132 | 0.019384 | 0.0098985 | 0.017828 | 7.4404 | 7.1253 | 1.5397 | 1.108 | 1.6402 | 1.4343 | 6.435% | 8.061% | 718.511 | 900.1089
|  | 0.0069015 | 27.4014 | 11.2879 | 4078457.075 | 263570.2099 | 328764.7908 | 4293112.7105 | 4293112.7105 | 0.051258 | 0.049118 | 0.010626 | 0.0076468 | 0.01132 | 0.019384 | 0.009952 | 0.017929 | 7.427 | 7.1169 | 1.5397 | 1.108 | 1.6402 | 1.442 | 6.462% | 8.061% | 721.6159 | 900.1089
|  | 0.0069015 | 27.4014 | 11.2879 | 4078457.075 | 263570.2099 | 328764.7908 | 4293112.7105 | 4293112.7105 | 0.051258 | 0.049118 | 0.010626 | 0.0076468 | 0.01132 | 0.019384 | 0.0095559 | 0.017181 | 7.427 | 7.1169 | 1.5397 | 1.108 | 1.6402 | 1.3846 | 6.462% | 8.061% | 721.6159 | 900.1089
|  | 0.0069015 | 27.3227 | 11.2879 | 4078457.075 | 262813.2056 | 328764.7908 | 4293112.7105 | 4293112.7105 | 0.051319 | 0.049156 | 0.010626 | 0.0076468 | 0.01132 | 0.019384 | 0.0097787 | 0.017602 | 7.4359 | 7.1225 | 1.5397 | 1.108 | 1.6402 | 1.4169 | 6.444% | 8.061% | 719.5433 | 900.1089
|  | 0.007789 | 38.6222 | 11.3813 | 4078457.075 | 371501.5057 | 331485.1047 | 4293112.7105 | 4293112.7105 | 0.044187 | 0.044288 | 0.0097386 | 0.0067593 | 0.010433 | 0.018497 | 0.0089304 | 0.016788 | 5.673 | 5.6859 | 1.2503 | 0.8678 | 1.3394 | 1.1465 | 9.109% | 8.128% | 1017.1157 | 907.5568 |  | 0.007789
|  | 0.007789 | 38.4645 | 11.4309 | 4078457.075 | 369984.6116 | 332929.7254 | 4293112.7105 | 4293112.7105 | 0.044249 | 0.044302 | 0.0097386 | 0.0067593 | 0.010433 | 0.018497 | 0.0091027 | 0.017113 | 5.681 | 5.6878 | 1.2503 | 0.8678 | 1.3394 | 1.1687 | 9.072% | 8.163% | 1012.9627 | 911.5119 |  | 0.007789
|  | 0.007789 | 35.5906 | 12.0379 | 4078457.075 | 342340.972 | 350608.8533 | 4293112.7105 | 4293112.7105 | 0.045474 | 0.044788 | 0.0097386 | 0.0067593 | 0.010433 | 0.018497 | 0.0091722 | 0.017244 | 5.8382 | 5.7501 | 1.2503 | 0.8678 | 1.3394 | 1.1776 | 8.394% | 8.597% | 937.2785 | 959.9147 |  | 0.007789
|  | 0.007789 | 38.6614 | 11.3813 | 4078457.075 | 371878.565 | 331485.1047 | 4293112.7105 | 4293112.7105 | 0.044172 | 0.044278 | 0.0097386 | 0.0067593 | 0.010433 | 0.018497 | 0.0090249 | 0.016967 | 5.6711 | 5.6847 | 1.2503 | 0.8678 | 1.3394 | 1.1587 | 9.118% | 8.128% | 1018.148 | 907.5568 |  | 0.007789
|  | 0.007789 | 38.2677 | 11.3813 | 4078457.075 | 368091.6201 | 331485.1047 | 4293112.7105 | 4293112.7105 | 0.044327 | 0.044376 | 0.0097386 | 0.0067593 | 0.010433 | 0.018497 | 0.0090936 | 0.017096 | 5.691 | 5.6972 | 1.2503 | 0.8678 | 1.3394 | 1.1675 | 9.025% | 8.128% | 1007.7799 | 907.5568 |  | 0.007789
|  | 0.007789 | 38.1496 | 11.3813 | 4078457.075 | 366955.6328 | 331485.1047 | 4293112.7105 | 4293112.7105 | 0.044374 | 0.044406 | 0.0097386 | 0.0067593 | 0.010433 | 0.018497 | 0.0090615 | 0.017036 | 5.6971 | 5.7011 | 1.2503 | 0.8678 | 1.3394 | 1.1634 | 8.997% | 8.128% | 1004.6698 | 907.5568 |  | 0.007789
|  | 0.007789 | 38.4253 | 11.3813 | 4078457.075 | 369607.5523 | 331485.1047 | 4293112.7105 | 4293112.7105 | 0.044265 | 0.044336 | 0.0097386 | 0.0067593 | 0.010433 | 0.018497 | 0.009152 | 0.017206 | 5.683 | 5.6922 | 1.2503 | 0.8678 | 1.3394 | 1.175 | 9.062% | 8.128% | 1011.9303 | 907.5568 |  | 0.007789
|  | 0.007789 | 38.504 | 11.3813 | 4078457.075 | 370364.5566 | 331485.1047 | 4293112.7105 | 4293112.7105 | 0.044234 | 0.044317 | 0.0097386 | 0.0067593 | 0.010433 | 0.018497 | 0.0090441 | 0.017003 | 5.679 | 5.6897 | 1.2503 | 0.8678 | 1.3394 | 1.1611 | 9.081% | 8.128% | 1014.0029 | 907.5568 |  | 0.007789
|  | 0.007789 | 39.0551 | 12.0379 | 4078457.075 | 375665.5099 | 350608.8533 | 4293112.7105 | 4293112.7105 | 0.04402 | 0.043872 | 0.0097386 | 0.0067593 | 0.010433 | 0.018497 | 0.0089686 | 0.01686 | 5.6516 | 5.6326 | 1.2503 | 0.8678 | 1.3394 | 1.1514 | 9.211% | 8.597% | 1028.5161 | 959.9147 |  | 0.007789
|  | 0.013246 | 34.7637 | 11.4309 | 4078457.075 | 334387.1373 | 332929.7254 | 4293112.7105 | 4293112.7105 | 0.040407 | 0.039862 | 0.0042821 | 0.0013028 | 0.0049762 | 0.01304 | 0.0036651 | 0.011692 | 3.0506 | 3.0095 | 0.32329 | 0.098355 | 0.37569 | 0.2767 | 8.199% | 8.163% | 915.5021 | 911.5119 | 0.013246 | 0.013246
|  | 0.013246 | 34.4882 | 11.4309 | 4078457.075 | 331737.1416 | 332929.7254 | 4293112.7105 | 4293112.7105 | 0.040541 | 0.039947 | 0.0042821 | 0.0013028 | 0.0049762 | 0.01304 | 0.0035095 | 0.011399 | 3.0607 | 3.0159 | 0.32329 | 0.098355 | 0.37569 | 0.26496 | 8.134% | 8.163% | 908.2468 | 911.5119 | 0.013246 | 0.013246
|  | 0.013246 | 35.748 | 11.2117 | 4078457.075 | 343854.9805 | 326545.434 | 4293112.7105 | 4293112.7105 | 0.039952 | 0.039689 | 0.0043141 | 0.001341 | 0.0051464 | 0.01322 | 0.0034585 | 0.01139 | 3.0163 | 2.9964 | 0.3257 | 0.10124 | 0.38854 | 0.26111 | 8.431% | 8.007% | 941.4236 | 894.0327 | 0.013246 | 0.013246
|  | 0.013246 | 34.7245 | 11.4309 | 4078457.075 | 334010.078 | 332929.7254 | 4293112.7105 | 4293112.7105 | 0.040426 | 0.039874 | 0.0042821 | 0.0013028 | 0.0049762 | 0.01304 | 0.0034527 | 0.011292 | 3.052 | 3.0104 | 0.32329 | 0.098355 | 0.37569 | 0.26067 | 8.19% | 8.163% | 914.4698 | 911.5119 | 0.013246 | 0.013246
|  | 0.013246 | 34.4882 | 11.4309 | 4078457.075 | 331737.1416 | 332929.7254 | 4293112.7105 | 4293112.7105 | 0.040541 | 0.039947 | 0.0042821 | 0.0013028 | 0.0049762 | 0.01304 | 0.0036877 | 0.011735 | 3.0607 | 3.0159 | 0.32329 | 0.098355 | 0.37569 | 0.27841 | 8.134% | 8.163% | 908.2468 | 911.5119 | 0.013246 | 0.013246
|  | 0.013246 | 36.1812 | 11.2117 | 4078457.075 | 348021.8703 | 326545.434 | 4293112.7105 | 4293112.7105 | 0.039757 | 0.039566 | 0.0043141 | 0.001341 | 0.0051464 | 0.01322 | 0.003468 | 0.011408 | 3.0016 | 2.9872 | 0.3257 | 0.10124 | 0.38854 | 0.26183 | 8.533% | 8.007% | 952.832 | 894.0327 | 0.013246 | 0.013246
|  | 0.013246 | 36.4568 | 11.2117 | 4078457.075 | 350672.8279 | 326545.434 | 4293112.7105 | 4293112.7105 | 0.039635 | 0.03949 | 0.0043141 | 0.001341 | 0.0051464 | 0.01322 | 0.0035295 | 0.011524 | 2.9924 | 2.9814 | 0.3257 | 0.10124 | 0.38854 | 0.26646 | 8.598% | 8.007% | 960.0899 | 894.0327 | 0.013246 | 0.013246
|  | 0.013246 | 35.748 | 11.4309 | 4078457.075 | 343854.9805 | 332929.7254 | 4293112.7105 | 4293112.7105 | 0.039945 | 0.039571 | 0.0042821 | 0.0013028 | 0.0049762 | 0.01304 | 0.0034415 | 0.011271 | 3.0157 | 2.9875 | 0.32329 | 0.098355 | 0.37569 | 0.25982 | 8.431% | 8.163% | 941.4236 | 911.5119 | 0.013246 | 0.013246
|  | 0.0050265 | 34.2913 | 12.6117 | 4078457.075 | 329843.1882 | 367321.0174 | 4293112.7105 | 4293112.7105 | 0.048857 | 0.047697 | 0.012501 | 0.0095218 | 0.013195 | 0.021259 | 0.011926 | 0.019991 | 9.7199 | 9.489 | 2.487 | 1.8943 | 2.6251 | 2.3727 | 8.087% | 9.006% | 903.0614 | 1005.6701
|  | 0.0050265 | 37.5197 | 12.6117 | 4078457.075 | 360896.7134 | 367321.0174 | 4293112.7105 | 4293112.7105 | 0.047394 | 0.046775 | 0.012501 | 0.0095218 | 0.013195 | 0.021259 | 0.011912 | 0.019963 | 9.4288 | 9.3056 | 2.487 | 1.8943 | 2.6251 | 2.3698 | 8.849% | 9.006% | 988.0814 | 1005.6701
|  | 0.0050265 | 34.252 | 12.6117 | 4078457.075 | 329465.167 | 367321.0174 | 4293112.7105 | 4293112.7105 | 0.048877 | 0.047709 | 0.012501 | 0.0095218 | 0.013195 | 0.021259 | 0.011934 | 0.020006 | 9.7238 | 9.4915 | 2.487 | 1.8943 | 2.6251 | 2.3742 | 8.078% | 9.006% | 902.0265 | 1005.6701
|  | 0.0050265 | 34.4882 | 12.6117 | 4078457.075 | 331737.1416 | 367321.0174 | 4293112.7105 | 4293112.7105 | 0.04876 | 0.047635 | 0.012501 | 0.0095218 | 0.013195 | 0.021259 | 0.011831 | 0.019811 | 9.7006 | 9.4769 | 2.487 | 1.8943 | 2.6251 | 2.3537 | 8.134% | 9.006% | 908.2468 | 1005.6701
|  | 0.0050265 | 37.7165 | 12.6117 | 4078457.075 | 362789.7049 | 367321.0174 | 4293112.7105 | 4293112.7105 | 0.047313 | 0.046724 | 0.012501 | 0.0095218 | 0.013195 | 0.021259 | 0.011685 | 0.019537 | 9.4126 | 9.2955 | 2.487 | 1.8943 | 2.6251 | 2.3247 | 8.895% | 9.006% | 993.2641 | 1005.6701
|  | 0.0050265 | 34.0945 | 11.3813 | 4078457.075 | 327950.1967 | 331485.1047 | 4293112.7105 | 4293112.7105 | 0.048955 | 0.048313 | 0.012501 | 0.0095218 | 0.013195 | 0.021259 | 0.011816 | 0.019783 | 9.7394 | 9.6117 | 2.487 | 1.8943 | 2.6251 | 2.3508 | 8.041% | 8.128% | 897.8787 | 907.5568
|  | 0.0050265 | 34.7638 | 12.6117 | 4078457.075 | 334388.0992 | 367321.0174 | 4293112.7105 | 4293112.7105 | 0.048626 | 0.047551 | 0.012501 | 0.0095218 | 0.013195 | 0.021259 | 0.011772 | 0.019699 | 9.6739 | 9.4601 | 2.487 | 1.8943 | 2.6251 | 2.3419 | 8.199% | 9.006% | 915.5047 | 1005.6701
|  | 0.0050265 | 38.8583 | 12.2926 | 4078457.075 | 373772.5184 | 358027.0969 | 4293112.7105 | 4293112.7105 | 0.046858 | 0.046571 | 0.012501 | 0.0095218 | 0.013195 | 0.021259 | 0.011842 | 0.019833 | 9.3222 | 9.265 | 2.487 | 1.8943 | 2.6251 | 2.356 | 9.165% | 8.778% | 1023.3334 | 980.2248
|  | 0.0050265 | 37.4803 | 12.6117 | 4078457.075 | 360517.7303 | 367321.0174 | 4293112.7105 | 4293112.7105 | 0.04741 | 0.046785 | 0.012501 | 0.0095218 | 0.013195 | 0.021259 | 0.011624 | 0.019421 | 9.432 | 9.3077 | 2.487 | 1.8943 | 2.6251 | 2.3126 | 8.84% | 9.006% | 987.0438 | 1005.6701
|  | 0.0050265 | 35.9626 | 12.6117 | 4078457.075 | 345919.1877 | 367321.0174 | 4293112.7105 | 4293112.7105 | 0.048067 | 0.047199 | 0.012501 | 0.0095218 | 0.013195 | 0.021259 | 0.011924 | 0.019986 | 9.5627 | 9.39 | 2.487 | 1.8943 | 2.6251 | 2.3722 | 8.482% | 9.006% | 947.0751 | 1005.6701
|  | 0.0050265 | 34.37 | 12.6117 | 4078457.075 | 330600.1924 | 367321.0174 | 4293112.7105 | 4293112.7105 | 0.048818 | 0.047672 | 0.012501 | 0.0095218 | 0.013195 | 0.021259 | 0.011668 | 0.019503 | 9.7121 | 9.4842 | 2.487 | 1.8943 | 2.6251 | 2.3212 | 8.106% | 9.006% | 905.134 | 1005.6701
|  | 0.0050265 | 37.9922 | 12.6117 | 4078457.075 | 365441.6244 | 367321.0174 | 4293112.7105 | 4293112.7105 | 0.0472 | 0.046653 | 0.012501 | 0.0095218 | 0.013195 | 0.021259 | 0.011901 | 0.019943 | 9.3903 | 9.2814 | 2.487 | 1.8943 | 2.6251 | 2.3676 | 8.96% | 9.006% | 1000.5246 | 1005.6701
|  | 0.0050265 | 34.3308 | 11.3813 | 4078457.075 | 330223.1331 | 331485.1047 | 4293112.7105 | 4293112.7105 | 0.048837 | 0.048239 | 0.012501 | 0.0095218 | 0.013195 | 0.021259 | 0.011577 | 0.019333 | 9.716 | 9.597 | 2.487 | 1.8943 | 2.6251 | 2.3033 | 8.097% | 8.128% | 904.1017 | 907.5568
|  | 0.0050265 | 34.5276 | 11.3813 | 4078457.075 | 332116.1246 | 331485.1047 | 4293112.7105 | 4293112.7105 | 0.048741 | 0.048178 | 0.012501 | 0.0095218 | 0.013195 | 0.021259 | 0.011899 | 0.01994 | 9.6967 | 9.5849 | 2.487 | 1.8943 | 2.6251 | 2.3673 | 8.143% | 8.128% | 909.2844 | 907.5568
|  | 0.0050265 | 34.6456 | 11.3813 | 4078457.075 | 333251.15 | 331485.1047 | 4293112.7105 | 4293112.7105 | 0.048683 | 0.048142 | 0.012501 | 0.0095218 | 0.013195 | 0.021259 | 0.011879 | 0.019901 | 9.6853 | 9.5776 | 2.487 | 1.8943 | 2.6251 | 2.3632 | 8.171% | 8.128% | 912.3919 | 907.5568
|  | 0.0050265 | 34.5276 | 11.3813 | 4078457.075 | 332116.1246 | 331485.1047 | 4293112.7105 | 4293112.7105 | 0.048741 | 0.048178 | 0.012501 | 0.0095218 | 0.013195 | 0.021259 | 0.011616 | 0.019406 | 9.6967 | 9.5849 | 2.487 | 1.8943 | 2.6251 | 2.3109 | 8.143% | 8.128% | 909.2844 | 907.5568
|  | 0.0050265 | 34.3308 | 11.3813 | 4078457.075 | 330223.1331 | 331485.1047 | 4293112.7105 | 4293112.7105 | 0.048837 | 0.048239 | 0.012501 | 0.0095218 | 0.013195 | 0.021259 | 0.01171 | 0.019584 | 9.716 | 9.597 | 2.487 | 1.8943 | 2.6251 | 2.3297 | 8.097% | 8.128% | 904.1017 | 907.5568
|  | 0.0050265 | 34.6456 | 11.3813 | 4078457.075 | 333251.15 | 331485.1047 | 4293112.7105 | 4293112.7105 | 0.048683 | 0.048142 | 0.012501 | 0.0095218 | 0.013195 | 0.021259 | 0.01174 | 0.01964 | 9.6853 | 9.5776 | 2.487 | 1.8943 | 2.6251 | 2.3356 | 8.171% | 8.128% | 912.3919 | 907.5568
|  | 0.0050265 | 33.9764 | 11.3813 | 4078457.075 | 326814.2094 | 331485.1047 | 4293112.7105 | 4293112.7105 | 0.049015 | 0.048351 | 0.012501 | 0.0095218 | 0.013195 | 0.021259 | 0.01181 | 0.019772 | 9.7513 | 9.6192 | 2.487 | 1.8943 | 2.6251 | 2.3495 | 8.013% | 8.128% | 894.7685 | 907.5568
|  | 0.0050265 | 34.4094 | 12.6117 | 4078457.075 | 330979.1755 | 367321.0174 | 4293112.7105 | 4293112.7105 | 0.048799 | 0.04766 | 0.012501 | 0.0095218 | 0.013195 | 0.021259 | 0.011872 | 0.019889 | 9.7083 | 9.4817 | 2.487 | 1.8943 | 2.6251 | 2.3619 | 8.115% | 9.006% | 906.1716 | 1005.6701
|  | 0.006626 | 27.2048 | 11.4234 | 4078457.075 | 261679.1421 | 332711.2847 | 4293112.7105 | 4293112.7105 | 0.051687 | 0.049422 | 0.010902 | 0.0079223 | 0.011596 | 0.01966 | 0.010258 | 0.018263 | 7.8006 | 7.4588 | 1.6453 | 1.1956 | 1.75 | 1.5482 | 6.416% | 8.158% | 716.4384 | 910.9139
|  | 0.006626 | 26.8897 | 11.4234 | 4078457.075 | 258648.2396 | 332711.2847 | 4293112.7105 | 4293112.7105 | 0.051938 | 0.04958 | 0.010902 | 0.0079223 | 0.011596 | 0.01966 | 0.010162 | 0.01808 | 7.8385 | 7.4827 | 1.6453 | 1.1956 | 1.75 | 1.5336 | 6.342% | 8.158% | 708.1403 | 910.9139
|  | 0.006626 | 26.8109 | 11.3195 | 4078457.075 | 257890.2735 | 329685.154 | 4293112.7105 | 4293112.7105 | 0.052002 | 0.049672 | 0.010902 | 0.0079223 | 0.011596 | 0.01966 | 0.01017 | 0.018096 | 7.8481 | 7.4966 | 1.6453 | 1.1956 | 1.75 | 1.5348 | 6.323% | 8.084% | 706.0651 | 902.6288
|  | 0.006626 | 27.2048 | 11.4234 | 4078457.075 | 261679.1421 | 332711.2847 | 4293112.7105 | 4293112.7105 | 0.051687 | 0.049422 | 0.010902 | 0.0079223 | 0.011596 | 0.01966 | 0.010328 | 0.018393 | 7.8006 | 7.4588 | 1.6453 | 1.1956 | 1.75 | 1.5587 | 6.416% | 8.158% | 716.4384 | 910.9139
|  | 0.006626 | 27.0473 | 11.4234 | 4078457.075 | 260164.1718 | 332711.2847 | 4293112.7105 | 4293112.7105 | 0.051812 | 0.049501 | 0.010902 | 0.0079223 | 0.011596 | 0.01966 | 0.010245 | 0.018238 | 7.8195 | 7.4707 | 1.6453 | 1.1956 | 1.75 | 1.5462 | 6.379% | 8.158% | 712.2907 | 910.9139
|  | 0.006626 | 27.2835 | 11.4234 | 4078457.075 | 262436.1463 | 332711.2847 | 4293112.7105 | 4293112.7105 | 0.051625 | 0.049383 | 0.010902 | 0.0079223 | 0.011596 | 0.01966 | 0.010048 | 0.017865 | 7.7913 | 7.4529 | 1.6453 | 1.1956 | 1.75 | 1.5164 | 6.435% | 8.158% | 718.511 | 910.9139
|  | 0.006626 | 26.811 | 11.4234 | 4078457.075 | 257891.2354 | 332711.2847 | 4293112.7105 | 4293112.7105 | 0.052002 | 0.04962 | 0.010902 | 0.0079223 | 0.011596 | 0.01966 | 0.010258 | 0.018262 | 7.8481 | 7.4887 | 1.6453 | 1.1956 | 1.75 | 1.5482 | 6.323% | 8.158% | 706.0677 | 910.9139
|  | 0.006626 | 26.8503 | 11.4234 | 4078457.075 | 258269.2565 | 332711.2847 | 4293112.7105 | 4293112.7105 | 0.05197 | 0.0496 | 0.010902 | 0.0079223 | 0.011596 | 0.01966 | 0.010339 | 0.018415 | 7.8433 | 7.4857 | 1.6453 | 1.1956 | 1.75 | 1.5604 | 6.333% | 8.158% | 707.1027 | 910.9139
|  | 0.006626 | 27.0867 | 11.4234 | 4078457.075 | 260543.1548 | 332711.2847 | 4293112.7105 | 4293112.7105 | 0.05178 | 0.049481 | 0.010902 | 0.0079223 | 0.011596 | 0.01966 | 0.010061 | 0.017889 | 7.8147 | 7.4677 | 1.6453 | 1.1956 | 1.75 | 1.5183 | 6.388% | 8.158% | 713.3283 | 910.9139
|  | 0.006626 | 26.5748 | 11.4234 | 4078457.075 | 255619.2608 | 332711.2847 | 4293112.7105 | 4293112.7105 | 0.052195 | 0.049742 | 0.010902 | 0.0079223 | 0.011596 | 0.01966 | 0.010037 | 0.017845 | 7.8773 | 7.5071 | 1.6453 | 1.1956 | 1.75 | 1.5148 | 6.268% | 8.158% | 699.8474 | 910.9139
|  | 0.006704 | 25.7479 | 9.9272 | 4078457.075 | 247665.4261 | 289133.8363 | 4293112.7105 | 4293112.7105 | 0.052829 | 0.050969 | 0.010855 | 0.0078812 | 0.011682 | 0.019756 | 0.010125 | 0.018164 | 7.8802 | 7.6028 | 1.6191 | 1.1756 | 1.7426 | 1.5103 | 6.073% | 7.089% | 678.071 | 791.6053
|  | 0.0063455 | 22.0866 | 5.5211 | 4078457.075 | 212447.8967 | 160804.338 | 4293112.7105 | 4293112.7105 | 0.056942 | 0.058891 | 0.011223 | 0.0082511 | 0.012441 | 0.020512 | 0.010445 | 0.018477 | 8.9737 | 9.2808 | 1.7686 | 1.3003 | 1.9606 | 1.6461 | 5.209% | 3.943% | 581.6506 | 440.2583
|  | 0.0051525 | 34.0944 | 9.568 | 4078457.075 | 327949.2348 | 278671.9867 | 4293112.7105 | 4293112.7105 | 0.04883 | 0.049266 | 0.012377 | 0.0093986 | 0.012967 | 0.021033 | 0.011754 | 0.019784 | 9.4769 | 9.5615 | 2.4022 | 1.8241 | 2.5166 | 2.2812 | 8.041% | 6.833% | 897.8761 | 762.9623
|  | 0.006669 | 31.5354 | 10.9308 | 4078457.075 | 303334.574 | 318364.1045 | 4293112.7105 | 4293112.7105 | 0.048712 | 0.047791 | 0.010907 | 0.0079375 | 0.011697 | 0.019778 | 0.010162 | 0.018251 | 7.3042 | 7.1661 | 1.6355 | 1.1902 | 1.754 | 1.5237 | 7.437% | 7.806% | 830.4848 | 871.6334
|  | 0.005362 | 30.9448 | 11.1613 | 4078457.075 | 297653.6757 | 325077.513 | 4293112.7105 | 4293112.7105 | 0.050358 | 0.049184 | 0.012154 | 0.0091718 | 0.012681 | 0.020743 | 0.011348 | 0.019165 | 9.3916 | 9.1727 | 2.2666 | 1.7105 | 2.365 | 2.1164 | 7.298% | 7.971% | 814.9314 | 890.0137
|  | 0.005362 | 30.9448 | 11.1613 | 4078457.075 | 297653.6757 | 325077.513 | 4293112.7105 | 4293112.7105 | 0.050356 | 0.049183 | 0.012148 | 0.009165 | 0.01265 | 0.02071 | 0.011521 | 0.019475 | 9.3914 | 9.1725 | 2.2655 | 1.7092 | 2.3593 | 2.1486 | 7.298% | 7.971% | 814.9314 | 890.0137
|  | 0.005362 | 27.0472 | 11.1613 | 4078457.075 | 260163.2099 | 325077.513 | 4293112.7105 | 4293112.7105 | 0.053073 | 0.050895 | 0.012154 | 0.0091718 | 0.012681 | 0.020743 | 0.011518 | 0.019485 | 9.898 | 9.4918 | 2.2666 | 1.7105 | 2.365 | 2.1481 | 6.379% | 7.971% | 712.288 | 890.0137
|  | 0.005362 | 30.7085 | 11.1761 | 4078457.075 | 295380.7393 | 325508.5692 | 4293112.7105 | 4293112.7105 | 0.050513 | 0.049278 | 0.012198 | 0.0092245 | 0.012915 | 0.020991 | 0.011382 | 0.019349 | 9.4206 | 9.1902 | 2.2748 | 1.7204 | 2.4087 | 2.1227 | 7.242% | 7.981% | 808.7084 | 891.1939
|  | 0.005362 | 30.9842 | 11.1613 | 4078457.075 | 298032.6588 | 325077.513 | 4293112.7105 | 4293112.7105 | 0.050334 | 0.049169 | 0.012154 | 0.0091718 | 0.012681 | 0.020743 | 0.011462 | 0.01938 | 9.3871 | 9.1699 | 2.2666 | 1.7105 | 2.365 | 2.1377 | 7.307% | 7.971% | 815.9689 | 890.0137
|  | 0.005362 | 31.2205 | 11.2877 | 4078457.075 | 300305.5952 | 328758.9657 | 4293112.7105 | 4293112.7105 | 0.050191 | 0.049014 | 0.012154 | 0.0091718 | 0.012681 | 0.020743 | 0.011589 | 0.01962 | 9.3606 | 9.141 | 2.2666 | 1.7105 | 2.365 | 2.1614 | 7.363% | 8.061% | 822.1919 | 900.093
|  | 0.005362 | 31.0236 | 11.2877 | 4078457.075 | 298411.6418 | 328758.9657 | 4293112.7105 | 4293112.7105 | 0.050309 | 0.049088 | 0.012148 | 0.009165 | 0.01265 | 0.02071 | 0.0114 | 0.019246 | 9.3824 | 9.1547 | 2.2655 | 1.7092 | 2.3593 | 2.126 | 7.317% | 8.061% | 817.0065 | 900.093
|  | 0.005362 | 30.7873 | 11.1761 | 4078457.075 | 296138.7054 | 325508.5692 | 4293112.7105 | 4293112.7105 | 0.050454 | 0.049237 | 0.012154 | 0.0091718 | 0.012681 | 0.020743 | 0.011586 | 0.019613 | 9.4096 | 9.1826 | 2.2666 | 1.7105 | 2.365 | 2.1608 | 7.261% | 7.981% | 810.7836 | 891.1939
|  | 0.005362 | 30.7479 | 11.1761 | 4078457.075 | 295759.7223 | 325508.5692 | 4293112.7105 | 4293112.7105 | 0.050477 | 0.049251 | 0.012148 | 0.009165 | 0.01265 | 0.02071 | 0.01157 | 0.019567 | 9.4139 | 9.1852 | 2.2655 | 1.7092 | 2.3593 | 2.1577 | 7.252% | 7.981% | 809.746 | 891.1939
|  | 0.005362 | 31.0236 | 11.1613 | 4078457.075 | 298411.6418 | 325077.513 | 4293112.7105 | 4293112.7105 | 0.05031 | 0.049154 | 0.012154 | 0.0091718 | 0.012681 | 0.020743 | 0.011515 | 0.019479 | 9.3827 | 9.1671 | 2.2666 | 1.7105 | 2.365 | 2.1475 | 7.317% | 7.971% | 817.0065 | 890.0137
|  | 0.005362 | 30.9448 | 11.1613 | 4078457.075 | 297653.6757 | 325077.513 | 4293112.7105 | 4293112.7105 | 0.050356 | 0.049183 | 0.012148 | 0.009165 | 0.01265 | 0.02071 | 0.011575 | 0.019578 | 9.3914 | 9.1725 | 2.2655 | 1.7092 | 2.3593 | 2.1588 | 7.298% | 7.971% | 814.9314 | 890.0137
|  | 0.005362 | 30.5906 | 11.518 | 4078457.075 | 294246.6758 | 335466.5492 | 4293112.7105 | 4293112.7105 | 0.050575 | 0.049141 | 0.012148 | 0.009165 | 0.01265 | 0.02071 | 0.011379 | 0.019208 | 9.432 | 9.1646 | 2.2655 | 1.7092 | 2.3593 | 2.1222 | 7.215% | 8.225% | 805.6035 | 918.4574
|  | 0.005362 | 30.7874 | 11.518 | 4078457.075 | 296139.6673 | 335466.5492 | 4293112.7105 | 4293112.7105 | 0.05046 | 0.049071 | 0.012179 | 0.0092024 | 0.012817 | 0.020887 | 0.011471 | 0.019466 | 9.4107 | 9.1516 | 2.2714 | 1.7162 | 2.3903 | 2.1393 | 7.261% | 8.225% | 810.7862 | 918.4574
|  | 0.005362 | 30.6692 | 11.1761 | 4078457.075 | 295002.7181 | 325508.5692 | 4293112.7105 | 4293112.7105 | 0.050533 | 0.049289 | 0.012179 | 0.0092024 | 0.012817 | 0.020887 | 0.01127 | 0.019088 | 9.4243 | 9.1923 | 2.2714 | 1.7162 | 2.3903 | 2.1019 | 7.233% | 7.981% | 807.6734 | 891.1939
|  | 0.005362 | 30.9055 | 11.1761 | 4078457.075 | 297275.6546 | 325508.5692 | 4293112.7105 | 4293112.7105 | 0.05038 | 0.04919 | 0.012148 | 0.009165 | 0.01265 | 0.02071 | 0.011497 | 0.019429 | 9.3958 | 9.1738 | 2.2655 | 1.7092 | 2.3593 | 2.1441 | 7.289% | 7.981% | 813.8964 | 891.1939
|  | 0.005362 | 30.7086 | 11.1761 | 4078457.075 | 295381.7012 | 325508.5692 | 4293112.7105 | 4293112.7105 | 0.050513 | 0.049278 | 0.012198 | 0.0092245 | 0.012915 | 0.020991 | 0.011279 | 0.019156 | 9.4205 | 9.1902 | 2.2748 | 1.7204 | 2.4087 | 2.1036 | 7.242% | 7.981% | 808.711 | 891.1939
|  | 0.005362 | 30.5511 | 11.518 | 4078457.075 | 293866.7308 | 335466.5492 | 4293112.7105 | 4293112.7105 | 0.050607 | 0.049163 | 0.012179 | 0.0092024 | 0.012817 | 0.020887 | 0.011361 | 0.01926 | 9.438 | 9.1688 | 2.2714 | 1.7162 | 2.3903 | 2.1189 | 7.205% | 8.225% | 804.5633 | 918.4574
|  | 0.005362 | 30.5904 | 11.1761 | 4078457.075 | 294244.752 | 325508.5692 | 4293112.7105 | 4293112.7105 | 0.050575 | 0.049313 | 0.012148 | 0.009165 | 0.01265 | 0.02071 | 0.011608 | 0.01964 | 9.4321 | 9.1967 | 2.2655 | 1.7092 | 2.3593 | 2.1649 | 7.215% | 7.981% | 805.5982 | 891.1939
|  | 0.005362 | 30.748 | 11.1613 | 4078457.075 | 295760.6842 | 325077.513 | 4293112.7105 | 4293112.7105 | 0.050477 | 0.049259 | 0.012148 | 0.009165 | 0.01265 | 0.02071 | 0.011368 | 0.019187 | 9.4139 | 9.1866 | 2.2655 | 1.7092 | 2.3593 | 2.1201 | 7.252% | 7.971% | 809.7486 | 890.0137
|  | 0.005362 | 30.9842 | 11.2877 | 4078457.075 | 298032.6588 | 328758.9657 | 4293112.7105 | 4293112.7105 | 0.050333 | 0.049103 | 0.012148 | 0.009165 | 0.01265 | 0.02071 | 0.01161 | 0.019642 | 9.3869 | 9.1575 | 2.2655 | 1.7092 | 2.3593 | 2.1652 | 7.307% | 8.061% | 815.9689 | 900.093
|  | 0.005362 | 30.5904 | 11.1761 | 4078457.075 | 294244.752 | 325508.5692 | 4293112.7105 | 4293112.7105 | 0.050575 | 0.049313 | 0.012148 | 0.009165 | 0.01265 | 0.02071 | 0.01158 | 0.019587 | 9.4321 | 9.1967 | 2.2655 | 1.7092 | 2.3593 | 2.1597 | 7.215% | 7.981% | 805.5982 | 891.1939
|  | 0.005362 | 30.748 | 11.518 | 4078457.075 | 295760.6842 | 335466.5492 | 4293112.7105 | 4293112.7105 | 0.050477 | 0.049079 | 0.012148 | 0.009165 | 0.01265 | 0.02071 | 0.011616 | 0.019654 | 9.4139 | 9.1531 | 2.2655 | 1.7092 | 2.3593 | 2.1663 | 7.252% | 8.225% | 809.7486 | 918.4574
|  | 0.005362 | 30.8661 | 11.1761 | 4078457.075 | 296896.6715 | 325508.5692 | 4293112.7105 | 4293112.7105 | 0.050405 | 0.049205 | 0.012148 | 0.009165 | 0.01265 | 0.02071 | 0.01156 | 0.019549 | 9.4003 | 9.1767 | 2.2655 | 1.7092 | 2.3593 | 2.156 | 7.28% | 7.981% | 812.8588 | 891.1939
|  | 0.005362 | 30.6297 | 11.1761 | 4078457.075 | 294622.7732 | 325508.5692 | 4293112.7105 | 4293112.7105 | 0.05055 | 0.049297 | 0.012148 | 0.009165 | 0.01265 | 0.02071 | 0.011616 | 0.019653 | 9.4275 | 9.1938 | 2.2655 | 1.7092 | 2.3593 | 2.1663 | 7.224% | 7.981% | 806.6332 | 891.1939
|  | 0.005362 | 30.9448 | 11.1613 | 4078457.075 | 297653.6757 | 325077.513 | 4293112.7105 | 4293112.7105 | 0.050356 | 0.049183 | 0.012148 | 0.009165 | 0.01265 | 0.02071 | 0.011596 | 0.019616 | 9.3914 | 9.1725 | 2.2655 | 1.7092 | 2.3593 | 2.1626 | 7.298% | 7.971% | 814.9314 | 890.0137
|  | 0.005362 | 31.1023 | 11.2877 | 4078457.075 | 299168.6461 | 328758.9657 | 4293112.7105 | 4293112.7105 | 0.050261 | 0.049058 | 0.012148 | 0.009165 | 0.01265 | 0.02071 | 0.011508 | 0.01945 | 9.3736 | 9.1491 | 2.2655 | 1.7092 | 2.3593 | 2.1461 | 7.335% | 8.061% | 819.0791 | 900.093
|  | 0.005362 | 30.7479 | 11.1613 | 4078457.075 | 295759.7223 | 325077.513 | 4293112.7105 | 4293112.7105 | 0.050477 | 0.049259 | 0.012148 | 0.009165 | 0.01265 | 0.02071 | 0.011361 | 0.019174 | 9.4139 | 9.1866 | 2.2655 | 1.7092 | 2.3593 | 2.1188 | 7.252% | 7.971% | 809.746 | 890.0137
|  | 0.005362 | 30.6297 | 11.1761 | 4078457.075 | 294622.7732 | 325508.5692 | 4293112.7105 | 4293112.7105 | 0.05055 | 0.049297 | 0.012148 | 0.009165 | 0.01265 | 0.02071 | 0.011622 | 0.019666 | 9.4275 | 9.1938 | 2.2655 | 1.7092 | 2.3593 | 2.1675 | 7.224% | 7.981% | 806.6332 | 891.1939
|  | 0.005362 | 30.9448 | 11.1613 | 4078457.075 | 297653.6757 | 325077.513 | 4293112.7105 | 4293112.7105 | 0.050356 | 0.049183 | 0.012148 | 0.009165 | 0.01265 | 0.02071 | 0.011579 | 0.019584 | 9.3914 | 9.1725 | 2.2655 | 1.7092 | 2.3593 | 2.1594 | 7.298% | 7.971% | 814.9314 | 890.0137
|  | 0.005362 | 30.5511 | 11.1613 | 4078457.075 | 293866.7308 | 325077.513 | 4293112.7105 | 4293112.7105 | 0.050599 | 0.049336 | 0.012148 | 0.009165 | 0.01265 | 0.02071 | 0.011386 | 0.01922 | 9.4366 | 9.201 | 2.2655 | 1.7092 | 2.3593 | 2.1234 | 7.205% | 7.971% | 804.5633 | 890.0137
|  | 0.005362 | 30.9449 | 11.2877 | 4078457.075 | 297654.6376 | 328758.9657 | 4293112.7105 | 4293112.7105 | 0.050356 | 0.049118 | 0.012148 | 0.009165 | 0.01265 | 0.02071 | 0.011574 | 0.019575 | 9.3913 | 9.1603 | 2.2655 | 1.7092 | 2.3593 | 2.1585 | 7.298% | 8.061% | 814.934 | 900.093
|  | 0.005362 | 30.6691 | 11.1613 | 4078457.075 | 295001.7562 | 325077.513 | 4293112.7105 | 4293112.7105 | 0.050526 | 0.049289 | 0.012148 | 0.009165 | 0.01265 | 0.02071 | 0.011541 | 0.019513 | 9.4229 | 9.1924 | 2.2655 | 1.7092 | 2.3593 | 2.1524 | 7.233% | 7.971% | 807.6708 | 890.0137
|  | 0.005362 | 30.9055 | 11.1613 | 4078457.075 | 297275.6546 | 325077.513 | 4293112.7105 | 4293112.7105 | 0.05038 | 0.049198 | 0.012148 | 0.009165 | 0.01265 | 0.02071 | 0.011609 | 0.019641 | 9.3958 | 9.1753 | 2.2655 | 1.7092 | 2.3593 | 2.1651 | 7.289% | 7.971% | 813.8964 | 890.0137
|  | 0.005362 | 30.4725 | 11.518 | 4078457.075 | 293110.6885 | 335466.5492 | 4293112.7105 | 4293112.7105 | 0.050649 | 0.049187 | 0.012148 | 0.009165 | 0.01265 | 0.02071 | 0.01157 | 0.019568 | 9.4458 | 9.1733 | 2.2655 | 1.7092 | 2.3593 | 2.1578 | 7.187% | 8.225% | 802.4933 | 918.4574
|  | 0.005362 | 30.6691 | 11.1761 | 4078457.075 | 295001.7562 | 325508.5692 | 4293112.7105 | 4293112.7105 | 0.050526 | 0.049282 | 0.012148 | 0.009165 | 0.01265 | 0.02071 | 0.011637 | 0.019693 | 9.4229 | 9.1909 | 2.2655 | 1.7092 | 2.3593 | 2.1702 | 7.233% | 7.981% | 807.6708 | 891.1939
|  | 0.005362 | 30.7085 | 11.1761 | 4078457.075 | 295380.7393 | 325508.5692 | 4293112.7105 | 4293112.7105 | 0.050501 | 0.049266 | 0.012148 | 0.009165 | 0.01265 | 0.02071 | 0.011296 | 0.019051 | 9.4184 | 9.1881 | 2.2655 | 1.7092 | 2.3593 | 2.1067 | 7.242% | 7.981% | 808.7084 | 891.1939
|  | 0.005362 | 30.8266 | 11.1761 | 4078457.075 | 296516.7266 | 325508.5692 | 4293112.7105 | 4293112.7105 | 0.050429 | 0.049221 | 0.012148 | 0.009165 | 0.01265 | 0.02071 | 0.01153 | 0.019493 | 9.4048 | 9.1795 | 2.2655 | 1.7092 | 2.3593 | 2.1503 | 7.27% | 7.981% | 811.8186 | 891.1939
|  | 0.005362 | 30.748 | 11.518 | 4078457.075 | 295760.6842 | 335466.5492 | 4293112.7105 | 4293112.7105 | 0.050477 | 0.049079 | 0.012148 | 0.009165 | 0.01265 | 0.02071 | 0.011432 | 0.019307 | 9.4139 | 9.1531 | 2.2655 | 1.7092 | 2.3593 | 2.132 | 7.252% | 8.225% | 809.7486 | 918.4574
|  | 0.005362 | 30.748 | 11.518 | 4078457.075 | 295760.6842 | 335466.5492 | 4293112.7105 | 4293112.7105 | 0.050477 | 0.049079 | 0.012148 | 0.009165 | 0.01265 | 0.02071 | 0.011556 | 0.01954 | 9.4139 | 9.1531 | 2.2655 | 1.7092 | 2.3593 | 2.1551 | 7.252% | 8.225% | 809.7486 | 918.4574
|  | 0.005362 | 30.7874 | 11.518 | 4078457.075 | 296139.6673 | 335466.5492 | 4293112.7105 | 4293112.7105 | 0.050453 | 0.049064 | 0.012148 | 0.009165 | 0.01265 | 0.02071 | 0.011561 | 0.01955 | 9.4093 | 9.1503 | 2.2655 | 1.7092 | 2.3593 | 2.156 | 7.261% | 8.225% | 810.7862 | 918.4574
|  | 0.005362 | 30.7086 | 11.518 | 4078457.075 | 295381.7012 | 335466.5492 | 4293112.7105 | 4293112.7105 | 0.050503 | 0.049096 | 0.012154 | 0.0091718 | 0.012681 | 0.020743 | 0.011573 | 0.019589 | 9.4186 | 9.1562 | 2.2666 | 1.7105 | 2.365 | 2.1584 | 7.242% | 8.225% | 808.711 | 918.4574
|  | 0.005362 | 30.9054 | 11.1613 | 4078457.075 | 297274.6927 | 325077.513 | 4293112.7105 | 4293112.7105 | 0.050392 | 0.049209 | 0.012198 | 0.0092245 | 0.012915 | 0.020991 | 0.011387 | 0.019359 | 9.398 | 9.1774 | 2.2748 | 1.7204 | 2.4087 | 2.1237 | 7.289% | 7.971% | 813.8938 | 890.0137
|  | 0.005362 | 30.9055 | 11.1613 | 4078457.075 | 297275.6546 | 325077.513 | 4293112.7105 | 4293112.7105 | 0.05038 | 0.049198 | 0.012148 | 0.009165 | 0.01265 | 0.02071 | 0.011572 | 0.01957 | 9.3958 | 9.1753 | 2.2655 | 1.7092 | 2.3593 | 2.1581 | 7.289% | 7.971% | 813.8964 | 890.0137
|  | 0.005362 | 30.9448 | 11.1613 | 4078457.075 | 297653.6757 | 325077.513 | 4293112.7105 | 4293112.7105 | 0.050356 | 0.049183 | 0.012148 | 0.009165 | 0.01265 | 0.02071 | 0.011584 | 0.019593 | 9.3914 | 9.1725 | 2.2655 | 1.7092 | 2.3593 | 2.1603 | 7.298% | 7.971% | 814.9314 | 890.0137
|  | 0.0033125 | 26.9292 | 11.0269 | 4078457.075 | 259028.1845 | 321163.057 | 4293112.7105 | 4293112.7105 | 0.05523 | 0.053088 | 0.01426 | 0.01129 | 0.015036 | 0.023115 | 0.013407 | 0.021388 | 16.6733 | 16.0265 | 4.305 | 3.4083 | 4.539 | 4.0473 | 6.351% | 7.875% | 709.1805 | 879.2965
|  | 0.003943 | 33.8975 | 10.3408 | 4078457.075 | 326055.2814 | 301180.1087 | 4293112.7105 | 4293112.7105 | 0.050133 | 0.050026 | 0.013561 | 0.010577 | 0.01404 | 0.022098 | 0.012841 | 0.020692 | 12.7144 | 12.6874 | 3.4393 | 2.6826 | 3.5607 | 3.2567 | 7.995% | 7.385% | 892.6907 | 824.5862
|  | 0.003943 | 33.8975 | 10.3408 | 4078457.075 | 326055.2814 | 301180.1087 | 4293112.7105 | 4293112.7105 | 0.050133 | 0.050026 | 0.013561 | 0.010577 | 0.01404 | 0.022098 | 0.012986 | 0.020966 | 12.7144 | 12.6874 | 3.4393 | 2.6826 | 3.5607 | 3.2935 | 7.995% | 7.385% | 892.6907 | 824.5862
|  | 0.003943 | 34.0156 | 10.3408 | 4078457.075 | 327191.2687 | 301180.1087 | 4293112.7105 | 4293112.7105 | 0.050073 | 0.049989 | 0.013561 | 0.010577 | 0.01404 | 0.022098 | 0.012763 | 0.020545 | 12.6992 | 12.6778 | 3.4393 | 2.6826 | 3.5607 | 3.2369 | 8.022% | 7.385% | 895.8009 | 824.5862
|  | 0.003943 | 33.7794 | 10.3408 | 4078457.075 | 324919.2941 | 301180.1087 | 4293112.7105 | 4293112.7105 | 0.050193 | 0.050064 | 0.013561 | 0.010577 | 0.01404 | 0.022098 | 0.013011 | 0.021013 | 12.7296 | 12.697 | 3.4393 | 2.6826 | 3.5607 | 3.2998 | 7.967% | 7.385% | 889.5805 | 824.5862
|  | 0.003943 | 33.6615 | 10.3408 | 4078457.075 | 323785.2306 | 301180.1087 | 4293112.7105 | 4293112.7105 | 0.050253 | 0.050102 | 0.013561 | 0.010577 | 0.01404 | 0.022098 | 0.012931 | 0.020861 | 12.7449 | 12.7066 | 3.4393 | 2.6826 | 3.5607 | 3.2794 | 7.939% | 7.385% | 886.4756 | 824.5862
|  | 0.003943 | 33.9763 | 10.3408 | 4078457.075 | 326813.2475 | 301180.1087 | 4293112.7105 | 4293112.7105 | 0.050093 | 0.050001 | 0.013561 | 0.010577 | 0.01404 | 0.022098 | 0.012851 | 0.020711 | 12.7042 | 12.681 | 3.4393 | 2.6826 | 3.5607 | 3.2592 | 8.013% | 7.385% | 894.7659 | 824.5862
|  | 0.003943 | 33.8581 | 10.3408 | 4078457.075 | 325676.2984 | 301180.1087 | 4293112.7105 | 4293112.7105 | 0.050153 | 0.050039 | 0.013561 | 0.010577 | 0.01404 | 0.022098 | 0.012939 | 0.020878 | 12.7194 | 12.6906 | 3.4393 | 2.6826 | 3.5607 | 3.2816 | 7.985% | 7.385% | 891.6531 | 824.5862
|  | 0.003943 | 34.0944 | 10.3408 | 4078457.075 | 327949.2348 | 301180.1087 | 4293112.7105 | 4293112.7105 | 0.050033 | 0.049964 | 0.013561 | 0.010577 | 0.01404 | 0.022098 | 0.012777 | 0.020571 | 12.6892 | 12.6715 | 3.4393 | 2.6826 | 3.5607 | 3.2403 | 8.041% | 7.385% | 897.8761 | 824.5862
|  | 0.003943 | 33.9763 | 10.3408 | 4078457.075 | 326813.2475 | 301180.1087 | 4293112.7105 | 4293112.7105 | 0.050093 | 0.050001 | 0.013561 | 0.010577 | 0.01404 | 0.022098 | 0.012795 | 0.020605 | 12.7042 | 12.681 | 3.4393 | 2.6826 | 3.5607 | 3.245 | 8.013% | 7.385% | 894.7659 | 824.5862
|  | 0.003943 | 34.0945 | 10.3408 | 4078457.075 | 327950.1967 | 301180.1087 | 4293112.7105 | 4293112.7105 | 0.050043 | 0.049974 | 0.013604 | 0.010628 | 0.014265 | 0.022337 | 0.012785 | 0.020702 | 12.6916 | 12.674 | 3.4501 | 2.6954 | 3.6179 | 3.2424 | 8.041% | 7.385% | 897.8787 | 824.5862
|  | 0.003943 | 34.0945 | 10.3408 | 4078457.075 | 327950.1967 | 301180.1087 | 4293112.7105 | 4293112.7105 | 0.050033 | 0.049964 | 0.013561 | 0.010577 | 0.01404 | 0.022098 | 0.012862 | 0.020733 | 12.6891 | 12.6715 | 3.4393 | 2.6826 | 3.5607 | 3.2621 | 8.041% | 7.385% | 897.8787 | 824.5862
|  | 0.003943 | 33.7794 | 10.2418 | 4078457.075 | 324919.2941 | 298296.6924 | 4293112.7105 | 4293112.7105 | 0.050193 | 0.050125 | 0.013561 | 0.010577 | 0.01404 | 0.022098 | 0.012824 | 0.02066 | 12.7296 | 12.7123 | 3.4393 | 2.6826 | 3.5607 | 3.2523 | 7.967% | 7.314% | 889.5805 | 816.6918
|  | 0.003943 | 33.622 | 10.2418 | 4078457.075 | 323405.2857 | 298296.6924 | 4293112.7105 | 4293112.7105 | 0.050274 | 0.050176 | 0.013561 | 0.010577 | 0.01404 | 0.022098 | 0.012995 | 0.020983 | 12.7501 | 12.7252 | 3.4393 | 2.6826 | 3.5607 | 3.2958 | 7.93% | 7.314% | 885.4354 | 816.6918
|  | 0.003943 | 34.0551 | 10.3408 | 4078457.075 | 327571.2136 | 301180.1087 | 4293112.7105 | 4293112.7105 | 0.050059 | 0.049982 | 0.013587 | 0.010608 | 0.014177 | 0.022243 | 0.012943 | 0.020956 | 12.6957 | 12.6762 | 3.4458 | 2.6904 | 3.5954 | 3.2826 | 8.032% | 7.385% | 896.8411 | 824.5862
|  | 0.003943 | 33.74 | 10.2418 | 4078457.075 | 324540.3111 | 298296.6924 | 4293112.7105 | 4293112.7105 | 0.050221 | 0.050145 | 0.013595 | 0.010618 | 0.01422 | 0.022288 | 0.012656 | 0.020436 | 12.7367 | 12.7175 | 3.4479 | 2.6928 | 3.6063 | 3.2097 | 7.957% | 7.314% | 888.5429 | 816.6918
|  | 0.003943 | 34.2125 | 10.3408 | 4078457.075 | 329085.2221 | 301180.1087 | 4293112.7105 | 4293112.7105 | 0.049983 | 0.049935 | 0.013598 | 0.010621 | 0.014233 | 0.022302 | 0.012932 | 0.020963 | 12.6763 | 12.6642 | 3.4485 | 2.6936 | 3.6097 | 3.2797 | 8.069% | 7.385% | 900.9862 | 824.5862
|  | 0.003943 | 34.1339 | 10.3408 | 4078457.075 | 328329.1798 | 301180.1087 | 4293112.7105 | 4293112.7105 | 0.050014 | 0.049951 | 0.013561 | 0.010577 | 0.01404 | 0.022098 | 0.012952 | 0.020902 | 12.6841 | 12.6683 | 3.4393 | 2.6826 | 3.5607 | 3.2848 | 8.05% | 7.385% | 898.9163 | 824.5862
|  | 0.003943 | 33.8975 | 10.3408 | 4078457.075 | 326055.2814 | 301180.1087 | 4293112.7105 | 4293112.7105 | 0.050133 | 0.050026 | 0.013561 | 0.010577 | 0.01404 | 0.022098 | 0.012894 | 0.020792 | 12.7144 | 12.6874 | 3.4393 | 2.6826 | 3.5607 | 3.2701 | 7.995% | 7.385% | 892.6907 | 824.5862
|  | 0.003943 | 33.9764 | 10.3408 | 4078457.075 | 326814.2094 | 301180.1087 | 4293112.7105 | 4293112.7105 | 0.050093 | 0.050001 | 0.013561 | 0.010577 | 0.01404 | 0.022098 | 0.013035 | 0.021057 | 12.7042 | 12.681 | 3.4393 | 2.6826 | 3.5607 | 3.3057 | 8.013% | 7.385% | 894.7685 | 824.5862
|  | 0.003943 | 33.8582 | 10.3408 | 4078457.075 | 325677.2603 | 301180.1087 | 4293112.7105 | 4293112.7105 | 0.050153 | 0.050039 | 0.013561 | 0.010577 | 0.01404 | 0.022098 | 0.012905 | 0.020813 | 12.7194 | 12.6906 | 3.4393 | 2.6826 | 3.5607 | 3.2728 | 7.985% | 7.385% | 891.6557 | 824.5862
|  | 0.003943 | 34.0946 | 10.3408 | 4078457.075 | 327951.1586 | 301180.1087 | 4293112.7105 | 4293112.7105 | 0.050033 | 0.049964 | 0.013561 | 0.010577 | 0.01404 | 0.022098 | 0.013052 | 0.021091 | 12.6891 | 12.6715 | 3.4393 | 2.6826 | 3.5607 | 3.3103 | 8.041% | 7.385% | 897.8813 | 824.5862
|  | 0.003943 | 33.8187 | 10.3408 | 4078457.075 | 325297.3153 | 301180.1087 | 4293112.7105 | 4293112.7105 | 0.050173 | 0.050052 | 0.013561 | 0.010577 | 0.01404 | 0.022098 | 0.013075 | 0.021133 | 12.7245 | 12.6938 | 3.4393 | 2.6826 | 3.5607 | 3.3159 | 7.976% | 7.385% | 890.6155 | 824.5862
|  | 0.003943 | 33.8189 | 10.2418 | 4078457.075 | 325299.2391 | 298296.6924 | 4293112.7105 | 4293112.7105 | 0.050173 | 0.050112 | 0.013561 | 0.010577 | 0.01404 | 0.022098 | 0.013043 | 0.021072 | 12.7245 | 12.7091 | 3.4393 | 2.6826 | 3.5607 | 3.3078 | 7.976% | 7.314% | 890.6208 | 816.6918
|  | 0.003943 | 34.0551 | 10.3408 | 4078457.075 | 327571.2136 | 301180.1087 | 4293112.7105 | 4293112.7105 | 0.050053 | 0.049976 | 0.013561 | 0.010577 | 0.01404 | 0.022098 | 0.012956 | 0.020908 | 12.6942 | 12.6747 | 3.4393 | 2.6826 | 3.5607 | 3.2857 | 8.032% | 7.385% | 896.8411 | 824.5862
|  | 0.003943 | 33.7795 | 10.3771 | 4078457.075 | 324920.256 | 302237.3613 | 4293112.7105 | 4293112.7105 | 0.050203 | 0.050052 | 0.013604 | 0.010628 | 0.014265 | 0.022337 | 0.012788 | 0.020708 | 12.7321 | 12.6939 | 3.4501 | 2.6954 | 3.6179 | 3.2432 | 7.967% | 7.411% | 889.5832 | 827.4808
|  | 0.003943 | 33.8188 | 10.2418 | 4078457.075 | 325298.2772 | 298296.6924 | 4293112.7105 | 4293112.7105 | 0.050181 | 0.05012 | 0.013595 | 0.010618 | 0.01422 | 0.022288 | 0.012595 | 0.02032 | 12.7265 | 12.7111 | 3.4479 | 2.6928 | 3.6063 | 3.1942 | 7.976% | 7.314% | 890.6181 | 816.6918
|  | 0.003943 | 34.0157 | 10.3408 | 4078457.075 | 327192.2306 | 301180.1087 | 4293112.7105 | 4293112.7105 | 0.050073 | 0.049989 | 0.013561 | 0.010577 | 0.01404 | 0.022098 | 0.012977 | 0.020948 | 12.6992 | 12.6778 | 3.4393 | 2.6826 | 3.5607 | 3.2911 | 8.022% | 7.385% | 895.8035 | 824.5862
|  | 0.003943 | 33.7402 | 10.2418 | 4078457.075 | 324542.2349 | 298296.6924 | 4293112.7105 | 4293112.7105 | 0.050213 | 0.050137 | 0.013561 | 0.010577 | 0.01404 | 0.022098 | 0.013055 | 0.021096 | 12.7347 | 12.7155 | 3.4393 | 2.6826 | 3.5607 | 3.311 | 7.957% | 7.314% | 888.5482 | 816.6918
|  | 0.003943 | 33.8188 | 10.3408 | 4078457.075 | 325298.2772 | 301180.1087 | 4293112.7105 | 4293112.7105 | 0.050173 | 0.050052 | 0.013561 | 0.010577 | 0.01404 | 0.022098 | 0.013025 | 0.021039 | 12.7245 | 12.6938 | 3.4393 | 2.6826 | 3.5607 | 3.3033 | 7.976% | 7.385% | 890.6181 | 824.5862
|  | 0.003943 | 33.8188 | 10.3408 | 4078457.075 | 325298.2772 | 301180.1087 | 4293112.7105 | 4293112.7105 | 0.050173 | 0.050052 | 0.013561 | 0.010577 | 0.01404 | 0.022098 | 0.012841 | 0.020692 | 12.7245 | 12.6938 | 3.4393 | 2.6826 | 3.5607 | 3.2567 | 7.976% | 7.385% | 890.6181 | 824.5862
|  | 0.003943 | 33.8188 | 10.3408 | 4078457.075 | 325298.2772 | 301180.1087 | 4293112.7105 | 4293112.7105 | 0.050173 | 0.050052 | 0.013561 | 0.010577 | 0.01404 | 0.022098 | 0.01303 | 0.021048 | 12.7245 | 12.6938 | 3.4393 | 2.6826 | 3.5607 | 3.3046 | 7.976% | 7.385% | 890.6181 | 824.5862
|  | 0.003943 | 33.8188 | 10.3408 | 4078457.075 | 325298.2772 | 301180.1087 | 4293112.7105 | 4293112.7105 | 0.050173 | 0.050052 | 0.013561 | 0.010577 | 0.01404 | 0.022098 | 0.013016 | 0.021023 | 12.7245 | 12.6938 | 3.4393 | 2.6826 | 3.5607 | 3.3012 | 7.976% | 7.385% | 890.6181 | 824.5862
|  | 0.003943 | 33.8188 | 10.3408 | 4078457.075 | 325298.2772 | 301180.1087 | 4293112.7105 | 4293112.7105 | 0.050173 | 0.050052 | 0.013561 | 0.010577 | 0.01404 | 0.022098 | 0.012977 | 0.020948 | 12.7245 | 12.6938 | 3.4393 | 2.6826 | 3.5607 | 3.2911 | 7.976% | 7.385% | 890.6181 | 824.5862
|  | 0.003943 | 33.8188 | 10.3408 | 4078457.075 | 325298.2772 | 301180.1087 | 4293112.7105 | 4293112.7105 | 0.050173 | 0.050052 | 0.013561 | 0.010577 | 0.01404 | 0.022098 | 0.013057 | 0.0211 | 12.7245 | 12.6938 | 3.4393 | 2.6826 | 3.5607 | 3.3115 | 7.976% | 7.385% | 890.6181 | 824.5862
|  | 0.003943 | 33.8188 | 10.3408 | 4078457.075 | 325298.2772 | 301180.1087 | 4293112.7105 | 4293112.7105 | 0.050173 | 0.050052 | 0.013561 | 0.010577 | 0.01404 | 0.022098 | 0.012954 | 0.020905 | 12.7245 | 12.6938 | 3.4393 | 2.6826 | 3.5607 | 3.2852 | 7.976% | 7.385% | 890.6181 | 824.5862
|  | 0.003943 | 33.8188 | 10.3408 | 4078457.075 | 325298.2772 | 301180.1087 | 4293112.7105 | 4293112.7105 | 0.050173 | 0.050052 | 0.013561 | 0.010577 | 0.01404 | 0.022098 | 0.013034 | 0.021056 | 12.7245 | 12.6938 | 3.4393 | 2.6826 | 3.5607 | 3.3056 | 7.976% | 7.385% | 890.6181 | 824.5862
|  | 0.003943 | 34.4093 | 10.3408 | 4078457.075 | 330978.2136 | 301180.1087 | 4293112.7105 | 4293112.7105 | 0.049877 | 0.049865 | 0.013561 | 0.010577 | 0.01404 | 0.022098 | 0.012952 | 0.020901 | 12.6495 | 12.6465 | 3.4393 | 2.6826 | 3.5607 | 3.2848 | 8.115% | 7.385% | 906.169 | 824.5862
|  | 0.003943 | 33.8975 | 10.3408 | 4078457.075 | 326055.2814 | 301180.1087 | 4293112.7105 | 4293112.7105 | 0.050133 | 0.050026 | 0.013561 | 0.010577 | 0.01404 | 0.022098 | 0.012951 | 0.020899 | 12.7144 | 12.6874 | 3.4393 | 2.6826 | 3.5607 | 3.2844 | 7.995% | 7.385% | 892.6907 | 824.5862
|  | 0.003943 | 34.1731 | 10.3408 | 4078457.075 | 328706.239 | 301180.1087 | 4293112.7105 | 4293112.7105 | 0.049994 | 0.049939 | 0.013561 | 0.010577 | 0.01404 | 0.022098 | 0.012957 | 0.02091 | 12.6792 | 12.6652 | 3.4393 | 2.6826 | 3.5607 | 3.286 | 8.06% | 7.385% | 899.9486 | 824.5862
|  | 0.003943 | 33.8975 | 10.3408 | 4078457.075 | 326055.2814 | 301180.1087 | 4293112.7105 | 4293112.7105 | 0.050133 | 0.050026 | 0.013561 | 0.010577 | 0.01404 | 0.022098 | 0.01291 | 0.020822 | 12.7144 | 12.6874 | 3.4393 | 2.6826 | 3.5607 | 3.2741 | 7.995% | 7.385% | 892.6907 | 824.5862
|  | 0.003943 | 33.8975 | 10.3408 | 4078457.075 | 326055.2814 | 301180.1087 | 4293112.7105 | 4293112.7105 | 0.050133 | 0.050026 | 0.013561 | 0.010577 | 0.01404 | 0.022098 | 0.013013 | 0.021016 | 12.7144 | 12.6874 | 3.4393 | 2.6826 | 3.5607 | 3.3002 | 7.995% | 7.385% | 892.6907 | 824.5862
|  | 0.003943 | 34.0157 | 10.3771 | 4078457.075 | 327192.2306 | 302237.3613 | 4293112.7105 | 4293112.7105 | 0.050073 | 0.049967 | 0.013561 | 0.010577 | 0.01404 | 0.022098 | 0.01305 | 0.021087 | 12.6992 | 12.6723 | 3.4393 | 2.6826 | 3.5607 | 3.3097 | 8.022% | 7.411% | 895.8035 | 827.4808
|  | 0.003943 | 33.6219 | 10.3408 | 4078457.075 | 323404.3238 | 301180.1087 | 4293112.7105 | 4293112.7105 | 0.050274 | 0.050115 | 0.013561 | 0.010577 | 0.01404 | 0.022098 | 0.012884 | 0.020773 | 12.7501 | 12.7099 | 3.4393 | 2.6826 | 3.5607 | 3.2674 | 7.93% | 7.385% | 885.4328 | 824.5862
|  | 0.003943 | 34.0157 | 10.3408 | 4078457.075 | 327192.2306 | 301180.1087 | 4293112.7105 | 4293112.7105 | 0.050073 | 0.049989 | 0.013561 | 0.010577 | 0.01404 | 0.022098 | 0.013081 | 0.021145 | 12.6992 | 12.6778 | 3.4393 | 2.6826 | 3.5607 | 3.3176 | 8.022% | 7.385% | 895.8035 | 824.5862
|  | 0.003943 | 33.8188 | 10.3408 | 4078457.075 | 325298.2772 | 301180.1087 | 4293112.7105 | 4293112.7105 | 0.050173 | 0.050052 | 0.013561 | 0.010577 | 0.01404 | 0.022098 | 0.012948 | 0.020894 | 12.7245 | 12.6938 | 3.4393 | 2.6826 | 3.5607 | 3.2838 | 7.976% | 7.385% | 890.6181 | 824.5862
|  | 0.003943 | 33.937 | 10.3408 | 4078457.075 | 326435.2264 | 301180.1087 | 4293112.7105 | 4293112.7105 | 0.050113 | 0.050014 | 0.013561 | 0.010577 | 0.01404 | 0.022098 | 0.012969 | 0.020934 | 12.7093 | 12.6842 | 3.4393 | 2.6826 | 3.5607 | 3.2892 | 8.004% | 7.385% | 893.7309 | 824.5862
|  | 0.003943 | 34.0157 | 10.3408 | 4078457.075 | 327192.2306 | 301180.1087 | 4293112.7105 | 4293112.7105 | 0.050073 | 0.049989 | 0.013561 | 0.010577 | 0.01404 | 0.022098 | 0.013046 | 0.021078 | 12.6992 | 12.6778 | 3.4393 | 2.6826 | 3.5607 | 3.3085 | 8.022% | 7.385% | 895.8035 | 824.5862
|  | 0.003943 | 34.0157 | 10.3408 | 4078457.075 | 327192.2306 | 301180.1087 | 4293112.7105 | 4293112.7105 | 0.050073 | 0.049989 | 0.013561 | 0.010577 | 0.01404 | 0.022098 | 0.012969 | 0.020934 | 12.6992 | 12.6778 | 3.4393 | 2.6826 | 3.5607 | 3.2892 | 8.022% | 7.385% | 895.8035 | 824.5862
|  | 0.003943 | 33.5432 | 10.2418 | 4078457.075 | 322647.3196 | 298296.6924 | 4293112.7105 | 4293112.7105 | 0.050314 | 0.050201 | 0.013561 | 0.010577 | 0.01404 | 0.022098 | 0.012996 | 0.020984 | 12.7604 | 12.7317 | 3.4393 | 2.6826 | 3.5607 | 3.2959 | 7.911% | 7.314% | 883.3602 | 816.6918
|  | 0.003943 | 33.8975 | 10.3408 | 4078457.075 | 326055.2814 | 301180.1087 | 4293112.7105 | 4293112.7105 | 0.050141 | 0.050034 | 0.013595 | 0.010618 | 0.01422 | 0.022288 | 0.012859 | 0.020819 | 12.7163 | 12.6894 | 3.4479 | 2.6928 | 3.6063 | 3.2613 | 7.995% | 7.385% | 892.6907 | 824.5862
|  | 0.003943 | 34.0157 | 10.3408 | 4078457.075 | 327192.2306 | 301180.1087 | 4293112.7105 | 4293112.7105 | 0.050073 | 0.049989 | 0.013561 | 0.010577 | 0.01404 | 0.022098 | 0.013032 | 0.021051 | 12.6992 | 12.6778 | 3.4393 | 2.6826 | 3.5607 | 3.305 | 8.022% | 7.385% | 895.8035 | 824.5862
|  | 0.003943 | 34.0157 | 10.3408 | 4078457.075 | 327192.2306 | 301180.1087 | 4293112.7105 | 4293112.7105 | 0.050073 | 0.049989 | 0.013561 | 0.010577 | 0.01404 | 0.022098 | 0.012956 | 0.020909 | 12.6992 | 12.6778 | 3.4393 | 2.6826 | 3.5607 | 3.2857 | 8.022% | 7.385% | 895.8035 | 824.5862
|  | 0.003943 | 34.0158 | 10.3408 | 4078457.075 | 327193.1925 | 301180.1087 | 4293112.7105 | 4293112.7105 | 0.050081 | 0.049997 | 0.013598 | 0.010621 | 0.014233 | 0.022302 | 0.01287 | 0.020846 | 12.7013 | 12.6799 | 3.4485 | 2.6936 | 3.6097 | 3.264 | 8.022% | 7.385% | 895.8061 | 824.5862
|  | 0.003943 | 34.1338 | 10.3408 | 4078457.075 | 328328.2179 | 301180.1087 | 4293112.7105 | 4293112.7105 | 0.050021 | 0.049959 | 0.013595 | 0.010618 | 0.01422 | 0.022288 | 0.012775 | 0.020661 | 12.6861 | 12.6703 | 3.4479 | 2.6928 | 3.6063 | 3.2399 | 8.05% | 7.385% | 898.9137 | 824.5862
|  | 0.003943 | 34.3701 | 10.3771 | 4078457.075 | 330601.1543 | 302237.3613 | 4293112.7105 | 4293112.7105 | 0.049896 | 0.049855 | 0.013561 | 0.010577 | 0.01404 | 0.022098 | 0.012854 | 0.020717 | 12.6544 | 12.644 | 3.4393 | 2.6826 | 3.5607 | 3.26 | 8.106% | 7.411% | 905.1366 | 827.4808
|  | 0.003943 | 34.0157 | 10.3408 | 4078457.075 | 327192.2306 | 301180.1087 | 4293112.7105 | 4293112.7105 | 0.050073 | 0.049989 | 0.013561 | 0.010577 | 0.01404 | 0.022098 | 0.012971 | 0.020938 | 12.6992 | 12.6778 | 3.4393 | 2.6826 | 3.5607 | 3.2897 | 8.022% | 7.385% | 895.8035 | 824.5862
|  | 0.003943 | 34.2127 | 10.3408 | 4078457.075 | 329087.1459 | 301180.1087 | 4293112.7105 | 4293112.7105 | 0.049974 | 0.049926 | 0.013561 | 0.010577 | 0.01404 | 0.022098 | 0.012755 | 0.02053 | 12.6742 | 12.662 | 3.4393 | 2.6826 | 3.5607 | 3.2348 | 8.069% | 7.385% | 900.9915 | 824.5862
|  | 0.003943 | 33.8581 | 10.3408 | 4078457.075 | 325676.2984 | 301180.1087 | 4293112.7105 | 4293112.7105 | 0.050153 | 0.050039 | 0.013561 | 0.010577 | 0.01404 | 0.022098 | 0.013055 | 0.021096 | 12.7194 | 12.6906 | 3.4393 | 2.6826 | 3.5607 | 3.311 | 7.985% | 7.385% | 891.6531 | 824.5862
|  | 0.003943 | 34.0157 | 10.3408 | 4078457.075 | 327192.2306 | 301180.1087 | 4293112.7105 | 4293112.7105 | 0.050073 | 0.049989 | 0.013561 | 0.010577 | 0.01404 | 0.022098 | 0.012994 | 0.020981 | 12.6992 | 12.6778 | 3.4393 | 2.6826 | 3.5607 | 3.2955 | 8.022% | 7.385% | 895.8035 | 824.5862
|  | 0.003943 | 34.37 | 10.3771 | 4078457.075 | 330600.1924 | 302237.3613 | 4293112.7105 | 4293112.7105 | 0.049904 | 0.049863 | 0.013595 | 0.010618 | 0.01422 | 0.022288 | 0.012669 | 0.020461 | 12.6564 | 12.646 | 3.4479 | 2.6928 | 3.6063 | 3.2131 | 8.106% | 7.411% | 905.134 | 827.4808
|  | 0.003943 | 34.5668 | 10.1998 | 4078457.075 | 332493.1839 | 297073.4249 | 4293112.7105 | 4293112.7105 | 0.049807 | 0.049911 | 0.013595 | 0.010618 | 0.014219 | 0.022287 | 0.012885 | 0.020867 | 12.6318 | 12.6581 | 3.4478 | 2.6928 | 3.606 | 3.2678 | 8.152% | 7.284% | 910.3167 | 813.3427
|  | 0.003943 | 33.8975 | 10.3408 | 4078457.075 | 326055.2814 | 301180.1087 | 4293112.7105 | 4293112.7105 | 0.050133 | 0.050026 | 0.013561 | 0.010577 | 0.01404 | 0.022098 | 0.012902 | 0.020808 | 12.7144 | 12.6874 | 3.4393 | 2.6826 | 3.5607 | 3.2722 | 7.995% | 7.385% | 892.6907 | 824.5862
|  | 0.003943 | 33.8975 | 10.3408 | 4078457.075 | 326055.2814 | 301180.1087 | 4293112.7105 | 4293112.7105 | 0.050133 | 0.050026 | 0.013561 | 0.010577 | 0.01404 | 0.022098 | 0.013016 | 0.021022 | 12.7144 | 12.6874 | 3.4393 | 2.6826 | 3.5607 | 3.301 | 7.995% | 7.385% | 892.6907 | 824.5862
|  | 0.003943 | 33.8975 | 10.3408 | 4078457.075 | 326055.2814 | 301180.1087 | 4293112.7105 | 4293112.7105 | 0.050133 | 0.050026 | 0.013561 | 0.010577 | 0.01404 | 0.022098 | 0.012916 | 0.020834 | 12.7144 | 12.6874 | 3.4393 | 2.6826 | 3.5607 | 3.2757 | 7.995% | 7.385% | 892.6907 | 824.5862
|  | 0.003943 | 33.8975 | 10.3408 | 4078457.075 | 326055.2814 | 301180.1087 | 4293112.7105 | 4293112.7105 | 0.050133 | 0.050026 | 0.013561 | 0.010577 | 0.01404 | 0.022098 | 0.012941 | 0.020881 | 12.7144 | 12.6874 | 3.4393 | 2.6826 | 3.5607 | 3.2821 | 7.995% | 7.385% | 892.6907 | 824.5862
|  | 0.003943 | 33.8975 | 10.3408 | 4078457.075 | 326055.2814 | 301180.1087 | 4293112.7105 | 4293112.7105 | 0.050133 | 0.050026 | 0.013561 | 0.010577 | 0.01404 | 0.022098 | 0.012914 | 0.02083 | 12.7144 | 12.6874 | 3.4393 | 2.6826 | 3.5607 | 3.2752 | 7.995% | 7.385% | 892.6907 | 824.5862
|  | 0.003943 | 34.1733 | 10.3408 | 4078457.075 | 328708.1628 | 301180.1087 | 4293112.7105 | 4293112.7105 | 0.049994 | 0.049939 | 0.013561 | 0.010577 | 0.01404 | 0.022098 | 0.012961 | 0.020918 | 12.6791 | 12.6652 | 3.4393 | 2.6826 | 3.5607 | 3.2871 | 8.06% | 7.385% | 899.9539 | 824.5862
|  | 0.003943 | 33.8975 | 10.3408 | 4078457.075 | 326055.2814 | 301180.1087 | 4293112.7105 | 4293112.7105 | 0.050133 | 0.050026 | 0.013561 | 0.010577 | 0.01404 | 0.022098 | 0.012976 | 0.020947 | 12.7144 | 12.6874 | 3.4393 | 2.6826 | 3.5607 | 3.2909 | 7.995% | 7.385% | 892.6907 | 824.5862
|  | 0.003943 | 34.0157 | 10.3408 | 4078457.075 | 327192.2306 | 301180.1087 | 4293112.7105 | 4293112.7105 | 0.050073 | 0.049989 | 0.013561 | 0.010577 | 0.01404 | 0.022098 | 0.013011 | 0.021012 | 12.6992 | 12.6778 | 3.4393 | 2.6826 | 3.5607 | 3.2997 | 8.022% | 7.385% | 895.8035 | 824.5862
|  | 0.003943 | 34.0157 | 10.3408 | 4078457.075 | 327192.2306 | 301180.1087 | 4293112.7105 | 4293112.7105 | 0.050073 | 0.049989 | 0.013561 | 0.010577 | 0.01404 | 0.022098 | 0.013056 | 0.021097 | 12.6992 | 12.6778 | 3.4393 | 2.6826 | 3.5607 | 3.3111 | 8.022% | 7.385% | 895.8035 | 824.5862
|  | 0.003943 | 34.0157 | 10.3408 | 4078457.075 | 327192.2306 | 301180.1087 | 4293112.7105 | 4293112.7105 | 0.050073 | 0.049989 | 0.013561 | 0.010577 | 0.01404 | 0.022098 | 0.012979 | 0.020953 | 12.6992 | 12.6778 | 3.4393 | 2.6826 | 3.5607 | 3.2917 | 8.022% | 7.385% | 895.8035 | 824.5862
|  | 0.003943 | 33.9764 | 10.3408 | 4078457.075 | 326814.2094 | 301180.1087 | 4293112.7105 | 4293112.7105 | 0.050093 | 0.050001 | 0.013561 | 0.010577 | 0.01404 | 0.022098 | 0.013057 | 0.021099 | 12.7042 | 12.681 | 3.4393 | 2.6826 | 3.5607 | 3.3113 | 8.013% | 7.385% | 894.7685 | 824.5862
|  | 0.003943 | 33.8974 | 10.3408 | 4078457.075 | 326054.3195 | 301180.1087 | 4293112.7105 | 4293112.7105 | 0.050133 | 0.050026 | 0.013561 | 0.010577 | 0.01404 | 0.022098 | 0.01301 | 0.021011 | 12.7144 | 12.6874 | 3.4393 | 2.6826 | 3.5607 | 3.2995 | 7.995% | 7.385% | 892.6881 | 824.5862
|  | 0.0061755 | 27.0865 | 8.1336 | 4078457.075 | 260541.2311 | 236894.489 | 4293112.7105 | 4293112.7105 | 0.052232 | 0.052223 | 0.011356 | 0.0083777 | 0.011954 | 0.02002 | 0.010737 | 0.018776 | 8.4579 | 8.4565 | 1.8389 | 1.3566 | 1.9356 | 1.7386 | 6.388% | 5.808% | 713.323 | 648.5818
|  | 0.0061755 | 27.0865 | 8.1336 | 4078457.075 | 260541.2311 | 236894.489 | 4293112.7105 | 4293112.7105 | 0.052232 | 0.052223 | 0.011356 | 0.0083777 | 0.011954 | 0.02002 | 0.010764 | 0.018829 | 8.4579 | 8.4565 | 1.8389 | 1.3566 | 1.9356 | 1.7431 | 6.388% | 5.808% | 713.323 | 648.5818
|  | 0.0061755 | 27.5984 | 7.9261 | 4078457.075 | 265465.1251 | 230850.965 | 4293112.7105 | 4293112.7105 | 0.051833 | 0.052179 | 0.011356 | 0.0083777 | 0.011954 | 0.02002 | 0.010595 | 0.018509 | 8.3933 | 8.4494 | 1.8389 | 1.3566 | 1.9356 | 1.7156 | 6.509% | 5.66% | 726.8039 | 632.0355
|  | 0.0061755 | 27.5984 | 8.1336 | 4078457.075 | 265465.1251 | 236894.489 | 4293112.7105 | 4293112.7105 | 0.051833 | 0.051971 | 0.011356 | 0.0083777 | 0.011954 | 0.02002 | 0.01076 | 0.01882 | 8.3933 | 8.4157 | 1.8389 | 1.3566 | 1.9356 | 1.7424 | 6.509% | 5.808% | 726.8039 | 648.5818
|  | 0.0061755 | 27.4409 | 8.1336 | 4078457.075 | 263950.1548 | 236894.489 | 4293112.7105 | 4293112.7105 | 0.051954 | 0.052048 | 0.011356 | 0.0083777 | 0.011954 | 0.02002 | 0.01074 | 0.018782 | 8.4129 | 8.4281 | 1.8389 | 1.3566 | 1.9356 | 1.7391 | 6.472% | 5.808% | 722.6561 | 648.5818
|  | 0.0061755 | 26.7322 | 8.203 | 4078457.075 | 257133.2692 | 238915.7929 | 4293112.7105 | 4293112.7105 | 0.052525 | 0.052343 | 0.011389 | 0.0084168 | 0.012128 | 0.020205 | 0.010631 | 0.018667 | 8.5054 | 8.4759 | 1.8442 | 1.3629 | 1.9638 | 1.7215 | 6.305% | 5.858% | 703.9925 | 654.1158
|  | 0.0061755 | 26.8502 | 7.9261 | 4078457.075 | 258268.2946 | 230850.965 | 4293112.7105 | 4293112.7105 | 0.052421 | 0.05255 | 0.011356 | 0.0083777 | 0.011954 | 0.02002 | 0.010703 | 0.018713 | 8.4886 | 8.5095 | 1.8389 | 1.3566 | 1.9356 | 1.7331 | 6.333% | 5.66% | 707.1001 | 632.0355
|  | 0.0061755 | 27.8347 | 7.9261 | 4078457.075 | 267738.0616 | 230850.965 | 4293112.7105 | 4293112.7105 | 0.051653 | 0.052066 | 0.011356 | 0.0083777 | 0.011954 | 0.02002 | 0.0107 | 0.018707 | 8.3642 | 8.4311 | 1.8389 | 1.3566 | 1.9356 | 1.7326 | 6.565% | 5.66% | 733.0269 | 632.0355
|  | 0.0061755 | 26.6535 | 8.1336 | 4078457.075 | 256376.265 | 236894.489 | 4293112.7105 | 4293112.7105 | 0.052582 | 0.052443 | 0.011356 | 0.0083777 | 0.011954 | 0.02002 | 0.010562 | 0.018447 | 8.5146 | 8.4921 | 1.8389 | 1.3566 | 1.9356 | 1.7103 | 6.286% | 5.808% | 701.92 | 648.5818
|  | 0.0061755 | 27.7953 | 8.1336 | 4078457.075 | 267359.0785 | 236894.489 | 4293112.7105 | 4293112.7105 | 0.051683 | 0.051877 | 0.011356 | 0.0083777 | 0.011954 | 0.02002 | 0.010678 | 0.018667 | 8.369 | 8.4005 | 1.8389 | 1.3566 | 1.9356 | 1.7292 | 6.555% | 5.808% | 731.9893 | 648.5818
|  | 0.0061755 | 26.5748 | 8.1336 | 4078457.075 | 255619.2608 | 236894.489 | 4293112.7105 | 4293112.7105 | 0.052646 | 0.052484 | 0.011356 | 0.0083777 | 0.011954 | 0.02002 | 0.010631 | 0.018578 | 8.525 | 8.4988 | 1.8389 | 1.3566 | 1.9356 | 1.7215 | 6.268% | 5.808% | 699.8474 | 648.5818
|  | 0.003612 | 38.937 | 17.0683 | 4078457.075 | 374529.5226 | 497121.3493 | 4293112.7105 | 4293112.7105 | 0.048274 | 0.046523 | 0.014054 | 0.011102 | 0.015078 | 0.023188 | 0.012925 | 0.021 | 13.365 | 12.8803 | 3.8909 | 3.0736 | 4.1743 | 3.5785 | 9.183% | 12.19% | 1025.4059 | 1361.0441
|  | 0.003612 | 39.398 | 17.0683 | 4078457.075 | 378963.8167 | 497121.3493 | 4293112.7105 | 4293112.7105 | 0.048099 | 0.046413 | 0.014054 | 0.011102 | 0.015078 | 0.023188 | 0.012511 | 0.020219 | 13.3165 | 12.8497 | 3.8909 | 3.0736 | 4.1743 | 3.4638 | 9.292% | 12.19% | 1037.5464 | 1361.0441
|  | 0.003612 | 38.8189 | 17.0683 | 4078457.075 | 373393.5353 | 497121.3493 | 4293112.7105 | 4293112.7105 | 0.04832 | 0.046552 | 0.014054 | 0.011102 | 0.015078 | 0.023188 | 0.012815 | 0.020793 | 13.3776 | 12.8882 | 3.8909 | 3.0736 | 4.1743 | 3.548 | 9.155% | 12.19% | 1022.2958 | 1361.0441
|  | 0.003612 | 39.1337 | 17.3339 | 4078457.075 | 376421.5522 | 504857.06 | 4293112.7105 | 4293112.7105 | 0.048196 | 0.046415 | 0.01404 | 0.011085 | 0.015005 | 0.023111 | 0.012959 | 0.021026 | 13.3433 | 12.8501 | 3.8871 | 3.0691 | 4.1542 | 3.5877 | 9.23% | 12.38% | 1030.586 | 1382.2233
|  | 0.003612 | 38.937 | 17.0683 | 4078457.075 | 374529.5226 | 497121.3493 | 4293112.7105 | 4293112.7105 | 0.048274 | 0.046523 | 0.014054 | 0.011102 | 0.015078 | 0.023188 | 0.012894 | 0.020942 | 13.365 | 12.8803 | 3.8909 | 3.0736 | 4.1743 | 3.5699 | 9.183% | 12.19% | 1025.4059 | 1361.0441
|  | 0.003612 | 38.8189 | 17.0683 | 4078457.075 | 373393.5353 | 497121.3493 | 4293112.7105 | 4293112.7105 | 0.04832 | 0.046552 | 0.014054 | 0.011102 | 0.015078 | 0.023188 | 0.012931 | 0.02101 | 13.3776 | 12.8882 | 3.8909 | 3.0736 | 4.1743 | 3.5799 | 9.155% | 12.19% | 1022.2958 | 1361.0441
|  | 0.003612 | 39.0552 | 17.0683 | 4078457.075 | 375666.4718 | 497121.3493 | 4293112.7105 | 4293112.7105 | 0.048226 | 0.046492 | 0.01404 | 0.011085 | 0.015005 | 0.023111 | 0.012686 | 0.020511 | 13.3516 | 12.8715 | 3.8871 | 3.0691 | 4.1542 | 3.5121 | 9.211% | 12.19% | 1028.5187 | 1361.0441
|  | 0.003612 | 38.937 | 17.0683 | 4078457.075 | 374529.5226 | 497121.3493 | 4293112.7105 | 4293112.7105 | 0.048274 | 0.046523 | 0.014054 | 0.011102 | 0.015078 | 0.023188 | 0.012949 | 0.021044 | 13.365 | 12.8803 | 3.8909 | 3.0736 | 4.1743 | 3.5849 | 9.183% | 12.19% | 1025.4059 | 1361.0441
|  | 0.003612 | 39.1338 | 17.3339 | 4078457.075 | 376422.5141 | 504857.06 | 4293112.7105 | 4293112.7105 | 0.048196 | 0.046415 | 0.01404 | 0.011085 | 0.015005 | 0.023111 | 0.012917 | 0.020948 | 13.3433 | 12.8501 | 3.8871 | 3.0691 | 4.1542 | 3.5762 | 9.23% | 12.38% | 1030.5887 | 1382.2233
|  | 0.003612 | 38.937 | 17.3339 | 4078457.075 | 374529.5226 | 504857.06 | 4293112.7105 | 4293112.7105 | 0.048274 | 0.046465 | 0.014054 | 0.011102 | 0.015078 | 0.023188 | 0.012912 | 0.020976 | 13.365 | 12.8641 | 3.8909 | 3.0736 | 4.1743 | 3.5748 | 9.183% | 12.38% | 1025.4059 | 1382.2233
|  | 0.003612 | 38.8978 | 17.0683 | 4078457.075 | 374152.4633 | 497121.3493 | 4293112.7105 | 4293112.7105 | 0.048289 | 0.046533 | 0.014054 | 0.011102 | 0.015078 | 0.023188 | 0.012914 | 0.020978 | 13.3692 | 12.8829 | 3.8909 | 3.0736 | 4.1743 | 3.5752 | 9.174% | 12.19% | 1024.3736 | 1361.0441
|  | 0.003612 | 39.0552 | 17.0683 | 4078457.075 | 375666.4718 | 497121.3493 | 4293112.7105 | 4293112.7105 | 0.048229 | 0.046495 | 0.014054 | 0.011102 | 0.015078 | 0.023188 | 0.012798 | 0.020761 | 13.3524 | 12.8724 | 3.8909 | 3.0736 | 4.1743 | 3.5433 | 9.211% | 12.19% | 1028.5187 | 1361.0441
|  | 0.003612 | 39.0943 | 17.19 | 4078457.075 | 376042.5692 | 500665.9125 | 4293112.7105 | 4293112.7105 | 0.048214 | 0.046459 | 0.014054 | 0.011102 | 0.015078 | 0.023188 | 0.012893 | 0.020939 | 13.3483 | 12.8623 | 3.8909 | 3.0736 | 4.1743 | 3.5695 | 9.22% | 12.28% | 1029.5484 | 1370.7486
|  | 0.003612 | 38.937 | 17.0683 | 4078457.075 | 374529.5226 | 497121.3493 | 4293112.7105 | 4293112.7105 | 0.048274 | 0.046523 | 0.014054 | 0.011102 | 0.015078 | 0.023188 | 0.012835 | 0.02083 | 13.365 | 12.8803 | 3.8909 | 3.0736 | 4.1743 | 3.5534 | 9.183% | 12.19% | 1025.4059 | 1361.0441
|  | 0.003612 | 38.8977 | 17.0683 | 4078457.075 | 374151.5014 | 497121.3493 | 4293112.7105 | 4293112.7105 | 0.048289 | 0.046533 | 0.014054 | 0.011102 | 0.015078 | 0.023188 | 0.012944 | 0.021036 | 13.3692 | 12.8829 | 3.8909 | 3.0736 | 4.1743 | 3.5837 | 9.174% | 12.19% | 1024.371 | 1361.0441
|  | 0.0045345 | 39.1733 | 17.3339 | 4078457.075 | 376802.4591 | 504857.06 | 4293112.7105 | 4293112.7105 | 0.047258 | 0.045483 | 0.013118 | 0.010163 | 0.014082 | 0.022189 | 0.012 | 0.020036 | 10.4219 | 10.0304 | 2.8929 | 2.2413 | 3.1056 | 2.6464 | 9.239% | 12.38% | 1031.6289 | 1382.2233
|  | 0.0045345 | 39.1733 | 17.3339 | 4078457.075 | 376802.4591 | 504857.06 | 4293112.7105 | 4293112.7105 | 0.047255 | 0.04548 | 0.013105 | 0.010147 | 0.014012 | 0.022114 | 0.012109 | 0.020204 | 10.4213 | 10.0297 | 2.89 | 2.2378 | 3.09 | 2.6704 | 9.239% | 12.38% | 1031.6289 | 1382.2233
|  | 0.0045345 | 39.5275 | 16.5653 | 4078457.075 | 380209.459 | 482471.2647 | 4293112.7105 | 4293112.7105 | 0.047125 | 0.045572 | 0.013118 | 0.010163 | 0.014082 | 0.022189 | 0.01203 | 0.020092 | 10.3925 | 10.0501 | 2.8929 | 2.2413 | 3.1056 | 2.653 | 9.322% | 11.83% | 1040.9568 | 1320.9343
|  | 0.003612 | 39.0551 | 17.3339 | 4078457.075 | 375665.5099 | 504857.06 | 4293112.7105 | 4293112.7105 | 0.048226 | 0.046434 | 0.01404 | 0.011085 | 0.015005 | 0.023111 | 0.012815 | 0.020755 | 13.3516 | 12.8554 | 3.8871 | 3.0691 | 4.1542 | 3.5478 | 9.211% | 12.38% | 1028.5161 | 1382.2233
|  | 0.002123 | 32.8739 | 10.1098 | 4078457.075 | 316209.4171 | 294452.1374 | 4293112.7105 | 4293112.7105 | 0.052493 | 0.052332 | 0.015402 | 0.012423 | 0.015819 | 0.023886 | 0.014595 | 0.022446 | 24.726 | 24.6499 | 7.255 | 5.8515 | 7.4512 | 6.8748 | 7.753% | 7.22% | 865.7342 | 806.166
|  | 0.002123 | 33.1495 | 10.1098 | 4078457.075 | 318860.3747 | 294452.1374 | 4293112.7105 | 4293112.7105 | 0.052346 | 0.052239 | 0.015402 | 0.012423 | 0.015819 | 0.023886 | 0.014622 | 0.022497 | 24.6565 | 24.6061 | 7.255 | 5.8515 | 7.4512 | 6.8875 | 7.818% | 7.22% | 872.9921 | 806.166
|  | 0.002123 | 32.7559 | 10.1098 | 4078457.075 | 315074.3917 | 294452.1374 | 4293112.7105 | 4293112.7105 | 0.052557 | 0.052372 | 0.015402 | 0.012423 | 0.015819 | 0.023886 | 0.014841 | 0.022909 | 24.7561 | 24.6688 | 7.255 | 5.8515 | 7.4512 | 6.9906 | 7.725% | 7.22% | 862.6267 | 806.166
|  | 0.002123 | 32.7164 | 10.1098 | 4078457.075 | 314694.4468 | 294452.1374 | 4293112.7105 | 4293112.7105 | 0.052579 | 0.052385 | 0.015402 | 0.012423 | 0.015819 | 0.023886 | 0.014596 | 0.022448 | 24.7662 | 24.6752 | 7.255 | 5.8515 | 7.4512 | 6.8753 | 7.716% | 7.22% | 861.5864 | 806.166
|  | 0.002123 | 31.8503 | 10.1098 | 4078457.075 | 306363.5528 | 294452.1374 | 4293112.7105 | 4293112.7105 | 0.053063 | 0.052691 | 0.015402 | 0.012423 | 0.015819 | 0.023886 | 0.014801 | 0.022835 | 24.9945 | 24.819 | 7.255 | 5.8515 | 7.4512 | 6.9719 | 7.512% | 7.22% | 838.7777 | 806.166
|  | 0.002123 | 32.7164 | 10.0499 | 4078457.075 | 314694.4468 | 292707.525 | 4293112.7105 | 4293112.7105 | 0.052579 | 0.052424 | 0.015402 | 0.012423 | 0.015819 | 0.023886 | 0.014602 | 0.022459 | 24.7662 | 24.6932 | 7.255 | 5.8515 | 7.4512 | 6.8779 | 7.716% | 7.177% | 861.5864 | 801.3895
|  | 0.002123 | 32.4016 | 10.0499 | 4078457.075 | 311666.4299 | 292707.525 | 4293112.7105 | 4293112.7105 | 0.052772 | 0.052553 | 0.015489 | 0.012526 | 0.016277 | 0.024371 | 0.014608 | 0.022706 | 24.8572 | 24.754 | 7.2956 | 5.9 | 7.6669 | 6.881 | 7.642% | 7.177% | 853.2962 | 801.3895
|  | 0.002123 | 30.7479 | 9.8642 | 4078457.075 | 295759.7223 | 287298.9351 | 4293112.7105 | 4293112.7105 | 0.05372 | 0.053264 | 0.015402 | 0.012423 | 0.015819 | 0.023886 | 0.014774 | 0.022784 | 25.3037 | 25.0889 | 7.255 | 5.8515 | 7.4512 | 6.9592 | 7.252% | 7.044% | 809.746 | 786.5816
|  | 0.002123 | 30.118 | 9.8642 | 4078457.075 | 289700.8029 | 287298.9351 | 4293112.7105 | 4293112.7105 | 0.054116 | 0.053514 | 0.015402 | 0.012423 | 0.015819 | 0.023886 | 0.014764 | 0.022765 | 25.4905 | 25.2066 | 7.255 | 5.8515 | 7.4512 | 6.9545 | 7.103% | 7.044% | 793.1576 | 786.5816
|  | 0.002123 | 34.8424 | 10.1098 | 4078457.075 | 335144.1415 | 294452.1374 | 4293112.7105 | 4293112.7105 | 0.051491 | 0.0517 | 0.015402 | 0.012423 | 0.015819 | 0.023886 | 0.014689 | 0.022623 | 24.2539 | 24.3525 | 7.255 | 5.8515 | 7.4512 | 6.9188 | 8.217% | 7.22% | 917.5747 | 806.166
|  | 0.002123 | 33.7005 | 10.1098 | 4078457.075 | 324160.3662 | 294452.1374 | 4293112.7105 | 4293112.7105 | 0.052078 | 0.052077 | 0.015489 | 0.012526 | 0.016277 | 0.024371 | 0.014447 | 0.022402 | 24.5304 | 24.5301 | 7.2956 | 5.9 | 7.6669 | 6.8049 | 7.948% | 7.22% | 887.5027 | 806.166
|  | 0.002123 | 33.1495 | 10.1098 | 4078457.075 | 318860.3747 | 294452.1374 | 4293112.7105 | 4293112.7105 | 0.052346 | 0.052239 | 0.015402 | 0.012423 | 0.015819 | 0.023886 | 0.014687 | 0.022619 | 24.6565 | 24.6061 | 7.255 | 5.8515 | 7.4512 | 6.918 | 7.818% | 7.22% | 872.9921 | 806.166
|  | 0.002123 | 34.7637 | 9.8642 | 4078457.075 | 334387.1373 | 287298.9351 | 4293112.7105 | 4293112.7105 | 0.051529 | 0.051883 | 0.015402 | 0.012423 | 0.015819 | 0.023886 | 0.014783 | 0.0228 | 24.2718 | 24.4388 | 7.255 | 5.8515 | 7.4512 | 6.9632 | 8.199% | 7.044% | 915.5021 | 786.5816
|  | 0.002123 | 33.3857 | 10.0499 | 4078457.075 | 321132.3493 | 292707.525 | 4293112.7105 | 4293112.7105 | 0.052221 | 0.052198 | 0.015402 | 0.012423 | 0.015819 | 0.023886 | 0.014823 | 0.022876 | 24.5979 | 24.5871 | 7.255 | 5.8515 | 7.4512 | 6.9823 | 7.874% | 7.177% | 879.2125 | 801.3895
|  | 0.002123 | 32.7558 | 10.0499 | 4078457.075 | 315073.4298 | 292707.525 | 4293112.7105 | 4293112.7105 | 0.052577 | 0.05243 | 0.015489 | 0.012526 | 0.016277 | 0.024371 | 0.01455 | 0.022597 | 24.7655 | 24.6962 | 7.2956 | 5.9 | 7.6669 | 6.8536 | 7.725% | 7.177% | 862.624 | 801.3895
|  | 0.002123 | 33.1495 | 10.0499 | 4078457.075 | 318860.3747 | 292707.525 | 4293112.7105 | 4293112.7105 | 0.052346 | 0.052277 | 0.015402 | 0.012423 | 0.015819 | 0.023886 | 0.014778 | 0.022791 | 24.6565 | 24.6241 | 7.255 | 5.8515 | 7.4512 | 6.9608 | 7.818% | 7.177% | 872.9921 | 801.3895
|  | 0.002123 | 34.3701 | 9.8642 | 4078457.075 | 330601.1543 | 287298.9351 | 4293112.7105 | 4293112.7105 | 0.051741 | 0.052024 | 0.015489 | 0.012526 | 0.016277 | 0.024371 | 0.01458 | 0.022654 | 24.3716 | 24.5052 | 7.2956 | 5.9 | 7.6669 | 6.8678 | 8.106% | 7.044% | 905.1366 | 786.5816
|  | 0.003761 | 31.1022 | 10.4316 | 4078457.075 | 299167.6842 | 303824.6965 | 4293112.7105 | 4293112.7105 | 0.051893 | 0.05116 | 0.013881 | 0.010924 | 0.014802 | 0.022906 | 0.012795 | 0.020821 | 13.7976 | 13.6027 | 3.6908 | 2.9047 | 3.9358 | 3.402 | 7.335% | 7.45% | 819.0765 | 831.8267
|  | 0.004495 | 46.2598 | 16.9204 | 4078457.075 | 444966.5051 | 492813.7002 | 4293112.7105 | 4293112.7105 | 0.045013 | 0.044173 | 0.01314 | 0.010182 | 0.014029 | 0.02213 | 0.012003 | 0.019959 | 10.0139 | 9.8271 | 2.9232 | 2.2651 | 3.1211 | 2.6704 | 10.91% | 12.08% | 1218.2519 | 1349.2504
|  | 0.0083795 | 38.937 | 11.6146 | 4078457.075 | 374529.5226 | 338280.0644 | 4293112.7105 | 4293112.7105 | 0.043487 | 0.043518 | 0.0092008 | 0.0062318 | 0.0095699 | 0.017658 | 0.0083933 | 0.016443 | 5.1897 | 5.1934 | 1.098 | 0.74369 | 1.1421 | 1.0017 | 9.183% | 8.294% | 1025.4059 | 926.1603 |  | 0.0083795
|  | 0.0083795 | 38.1496 | 11.6146 | 4078457.075 | 366955.6328 | 338280.0644 | 4293112.7105 | 4293112.7105 | 0.043792 | 0.043709 | 0.0091826 | 0.00621 | 0.0094734 | 0.017556 | 0.0083212 | 0.016257 | 5.2261 | 5.2162 | 1.0958 | 0.7411 | 1.1305 | 0.99304 | 8.997% | 8.294% | 1004.6698 | 926.1603 |  | 0.0083795
|  | 0.0083795 | 37.9528 | 11.7313 | 4078457.075 | 365062.6413 | 341679.0005 | 4293112.7105 | 4293112.7105 | 0.043871 | 0.043703 | 0.0091826 | 0.00621 | 0.0094734 | 0.017556 | 0.0080398 | 0.015726 | 5.2355 | 5.2155 | 1.0958 | 0.7411 | 1.1305 | 0.95946 | 8.951% | 8.378% | 999.487 | 935.4661 |  | 0.0083795
|  | 0.0083795 | 38.8582 | 11.7313 | 4078457.075 | 373771.5565 | 341679.0005 | 4293112.7105 | 4293112.7105 | 0.043517 | 0.043482 | 0.0092008 | 0.0062318 | 0.0095699 | 0.017658 | 0.0083535 | 0.016368 | 5.1933 | 5.1891 | 1.098 | 0.74369 | 1.1421 | 0.9969 | 9.165% | 8.378% | 1023.3308 | 935.4661 |  | 0.0083795
|  | 0.0073435 | 36.7717 | 11.6395 | 4078457.075 | 353701.8067 | 339005.2873 | 4293112.7105 | 4293112.7105 | 0.045402 | 0.045095 | 0.010222 | 0.0072506 | 0.010529 | 0.018613 | 0.0093141 | 0.017222 | 6.1826 | 6.1408 | 1.392 | 0.98734 | 1.4338 | 1.2683 | 8.672% | 8.312% | 968.3828 | 928.1459 |  | 0.0073435
|  | 0.0073435 | 30.9056 | 12.3265 | 4078457.075 | 297276.6164 | 359014.4485 | 4293112.7105 | 4293112.7105 | 0.048415 | 0.046684 | 0.010237 | 0.0072678 | 0.010606 | 0.018694 | 0.0094221 | 0.017465 | 6.5929 | 6.3572 | 1.394 | 0.98969 | 1.4443 | 1.2831 | 7.289% | 8.803% | 813.899 | 982.928 |  | 0.0073435
|  | 0.0032515 | 33.9763 | 14.063 | 4078457.075 | 326813.2475 | 409590.7346 | 4293112.7105 | 4293112.7105 | 0.050802 | 0.049053 | 0.014329 | 0.01136 | 0.014698 | 0.022786 | 0.013426 | 0.021391 | 15.6241 | 15.0863 | 4.4068 | 3.4937 | 4.5204 | 4.1291 | 8.013% | 10.04% | 894.7659 | 1121.3983
|  | 0.0032515 | 33.9763 | 14.063 | 4078457.075 | 326813.2475 | 409590.7346 | 4293112.7105 | 4293112.7105 | 0.050802 | 0.049053 | 0.014329 | 0.01136 | 0.014698 | 0.022786 | 0.013529 | 0.021584 | 15.6241 | 15.0863 | 4.4068 | 3.4937 | 4.5204 | 4.1608 | 8.013% | 10.04% | 894.7659 | 1121.3983
|  | 0.0032515 | 33.4645 | 14.063 | 4078457.075 | 321890.3154 | 409590.7346 | 4293112.7105 | 4293112.7105 | 0.051076 | 0.04923 | 0.01438 | 0.011421 | 0.01497 | 0.023074 | 0.013078 | 0.020874 | 15.7085 | 15.1408 | 4.4225 | 3.5125 | 4.6039 | 4.022 | 7.892% | 10.04% | 881.2877 | 1121.3983
|  | 0.0032515 | 34.8031 | 14.063 | 4078457.075 | 334766.1204 | 409590.7346 | 4293112.7105 | 4293112.7105 | 0.050405 | 0.048807 | 0.014375 | 0.011415 | 0.014942 | 0.023044 | 0.013239 | 0.021163 | 15.502 | 15.0106 | 4.4209 | 3.5106 | 4.5953 | 4.0716 | 8.208% | 10.04% | 916.5397 | 1121.3983
|  | 0.0032515 | 34.055 | 14.063 | 4078457.075 | 327570.2518 | 409590.7346 | 4293112.7105 | 4293112.7105 | 0.050762 | 0.049028 | 0.014329 | 0.01136 | 0.014698 | 0.022786 | 0.013493 | 0.021517 | 15.6119 | 15.0786 | 4.4068 | 3.4937 | 4.5204 | 4.1498 | 8.032% | 10.04% | 896.8385 | 1121.3983
|  | 0.0032515 | 33.7795 | 14.3335 | 4078457.075 | 324920.256 | 417469.1598 | 4293112.7105 | 4293112.7105 | 0.050914 | 0.049041 | 0.01438 | 0.011421 | 0.01497 | 0.023074 | 0.013044 | 0.02081 | 15.6585 | 15.0826 | 4.4225 | 3.5125 | 4.6039 | 4.0116 | 7.967% | 10.24% | 889.5832 | 1142.9683
|  | 0.0032515 | 34.3306 | 14.063 | 4078457.075 | 330221.2094 | 409590.7346 | 4293112.7105 | 4293112.7105 | 0.050625 | 0.048942 | 0.014329 | 0.01136 | 0.014698 | 0.022786 | 0.013512 | 0.021554 | 15.5697 | 15.052 | 4.4068 | 3.4937 | 4.5204 | 4.1557 | 8.097% | 10.04% | 904.0964 | 1121.3983
|  | 0.0032515 | 34.9607 | 14.063 | 4078457.075 | 336282.0526 | 409590.7346 | 4293112.7105 | 4293112.7105 | 0.050329 | 0.048759 | 0.014375 | 0.011415 | 0.014942 | 0.023044 | 0.013181 | 0.021055 | 15.4788 | 14.996 | 4.4209 | 3.5106 | 4.5953 | 4.0539 | 8.245% | 10.04% | 920.6901 | 1121.3983
|  | 0.0032515 | 34.6458 | 14.063 | 4078457.075 | 333253.0738 | 409590.7346 | 4293112.7105 | 4293112.7105 | 0.05047 | 0.048844 | 0.014329 | 0.01136 | 0.014698 | 0.022786 | 0.013468 | 0.02147 | 15.5221 | 15.0221 | 4.4068 | 3.4937 | 4.5204 | 4.1422 | 8.171% | 10.04% | 912.3972 | 1121.3983
|  | 0.0032515 | 34.0157 | 14.063 | 4078457.075 | 327192.2306 | 409590.7346 | 4293112.7105 | 4293112.7105 | 0.050782 | 0.049041 | 0.014329 | 0.01136 | 0.014698 | 0.022786 | 0.013381 | 0.021306 | 15.618 | 15.0825 | 4.4068 | 3.4937 | 4.5204 | 4.1153 | 8.022% | 10.04% | 895.8035 | 1121.3983
|  | 0.0032515 | 34.3306 | 14.063 | 4078457.075 | 330221.2094 | 409590.7346 | 4293112.7105 | 4293112.7105 | 0.050625 | 0.048942 | 0.014329 | 0.01136 | 0.014698 | 0.022786 | 0.013525 | 0.021578 | 15.5697 | 15.052 | 4.4068 | 3.4937 | 4.5204 | 4.1596 | 8.097% | 10.04% | 904.0964 | 1121.3983
|  | 0.0032515 | 34.3306 | 14.063 | 4078457.075 | 330221.2094 | 409590.7346 | 4293112.7105 | 4293112.7105 | 0.050625 | 0.048942 | 0.014329 | 0.01136 | 0.014698 | 0.022786 | 0.013413 | 0.021366 | 15.5697 | 15.052 | 4.4068 | 3.4937 | 4.5204 | 4.1251 | 8.097% | 10.04% | 904.0964 | 1121.3983
|  | 0.0032515 | 34.0944 | 14.063 | 4078457.075 | 327949.2348 | 409590.7346 | 4293112.7105 | 4293112.7105 | 0.050742 | 0.049016 | 0.014329 | 0.01136 | 0.014698 | 0.022786 | 0.01344 | 0.021417 | 15.6059 | 15.0748 | 4.4068 | 3.4937 | 4.5204 | 4.1334 | 8.041% | 10.04% | 897.8761 | 1121.3983
|  | 0.0032515 | 34.0944 | 14.063 | 4078457.075 | 327949.2348 | 409590.7346 | 4293112.7105 | 4293112.7105 | 0.050742 | 0.049016 | 0.014329 | 0.01136 | 0.014698 | 0.022786 | 0.01349 | 0.021511 | 15.6059 | 15.0748 | 4.4068 | 3.4937 | 4.5204 | 4.1487 | 8.041% | 10.04% | 897.8761 | 1121.3983
|  | 0.0030295 | 51.1024 | 20.9065 | 4078457.075 | 491546.7929 | 608910.5235 | 4293112.7105 | 4293112.7105 | 0.045267 | 0.044139 | 0.014536 | 0.011564 | 0.014335 | 0.022426 | 0.013791 | 0.021843 | 14.942 | 14.5697 | 4.7982 | 3.8172 | 4.7317 | 4.5523 | 12.05% | 14.93% | 1345.7818 | 1667.1062
|  | 0.0030295 | 50.2363 | 21.7032 | 4078457.075 | 483215.8989 | 632114.743 | 4293112.7105 | 4293112.7105 | 0.045464 | 0.044149 | 0.014536 | 0.011564 | 0.014335 | 0.022426 | 0.013597 | 0.021478 | 15.007 | 14.573 | 4.7982 | 3.8172 | 4.7317 | 4.4883 | 11.85% | 15.5% | 1322.973 | 1730.6358
|  | 0.0030295 | 50.0395 | 21.7032 | 4078457.075 | 481322.9074 | 632114.743 | 4293112.7105 | 4293112.7105 | 0.045509 | 0.044178 | 0.014536 | 0.011564 | 0.014335 | 0.022426 | 0.013692 | 0.021657 | 15.0221 | 14.5825 | 4.7982 | 3.8172 | 4.7317 | 4.5197 | 11.8% | 15.5% | 1317.7903 | 1730.6358
|  | 0.0030295 | 50.4331 | 21.7032 | 4078457.075 | 485108.8904 | 632114.743 | 4293112.7105 | 4293112.7105 | 0.045418 | 0.04412 | 0.014536 | 0.011564 | 0.014335 | 0.022426 | 0.013649 | 0.021575 | 14.9921 | 14.5636 | 4.7982 | 3.8172 | 4.7317 | 4.5053 | 11.89% | 15.5% | 1328.1558 | 1730.6358
|  | 0.0030295 | 50.4331 | 20.9065 | 4078457.075 | 485108.8904 | 608910.5235 | 4293112.7105 | 4293112.7105 | 0.045418 | 0.044234 | 0.014536 | 0.011564 | 0.014335 | 0.022426 | 0.013744 | 0.021754 | 14.9921 | 14.6012 | 4.7982 | 3.8172 | 4.7317 | 4.5367 | 11.89% | 14.93% | 1328.1558 | 1667.1062
|  | 0.0030295 | 50.63 | 20.9065 | 4078457.075 | 487002.8438 | 608910.5235 | 4293112.7105 | 4293112.7105 | 0.045373 | 0.044206 | 0.014536 | 0.011564 | 0.014335 | 0.022426 | 0.013463 | 0.021223 | 14.9772 | 14.5918 | 4.7982 | 3.8172 | 4.7317 | 4.4438 | 11.94% | 14.93% | 1333.3411 | 1667.1062
|  | 0.0030295 | 47.008 | 21.7032 | 4078457.075 | 452163.3356 | 632114.743 | 4293112.7105 | 4293112.7105 | 0.046261 | 0.044651 | 0.014536 | 0.011564 | 0.014335 | 0.022426 | 0.013613 | 0.021506 | 15.2703 | 14.7388 | 4.7982 | 3.8172 | 4.7317 | 4.4933 | 11.09% | 15.5% | 1237.9557 | 1730.6358
|  | 0.0030295 | 49.6064 | 21.7032 | 4078457.075 | 477156.9795 | 632114.743 | 4293112.7105 | 4293112.7105 | 0.045611 | 0.044242 | 0.014536 | 0.011564 | 0.014335 | 0.022426 | 0.013603 | 0.021487 | 15.0557 | 14.6036 | 4.7982 | 3.8172 | 4.7317 | 4.49 | 11.7% | 15.5% | 1306.3846 | 1730.6358
|  | 0.0030295 | 47.5591 | 20.9065 | 4078457.075 | 457464.289 | 608910.5235 | 4293112.7105 | 4293112.7105 | 0.046118 | 0.044674 | 0.014536 | 0.011564 | 0.014335 | 0.022426 | 0.013661 | 0.021597 | 15.2228 | 14.7465 | 4.7982 | 3.8172 | 4.7317 | 4.5093 | 11.22% | 14.93% | 1252.469 | 1667.1062
|  | 0.0030295 | 47.5591 | 20.9065 | 4078457.075 | 457464.289 | 608910.5235 | 4293112.7105 | 4293112.7105 | 0.046118 | 0.044674 | 0.014536 | 0.011564 | 0.014335 | 0.022426 | 0.013817 | 0.021891 | 15.2228 | 14.7465 | 4.7982 | 3.8172 | 4.7317 | 4.5607 | 11.22% | 14.93% | 1252.469 | 1667.1062
|  | 0.0030295 | 50.433 | 20.9065 | 4078457.075 | 485107.9286 | 608910.5235 | 4293112.7105 | 4293112.7105 | 0.045418 | 0.044234 | 0.014536 | 0.011564 | 0.014335 | 0.022426 | 0.013406 | 0.021117 | 14.9921 | 14.6012 | 4.7982 | 3.8172 | 4.7317 | 4.4252 | 11.89% | 14.93% | 1328.1531 | 1667.1062
|  | 0.0030295 | 49.3309 | 21.7032 | 4078457.075 | 474506.9838 | 632114.743 | 4293112.7105 | 4293112.7105 | 0.045677 | 0.044283 | 0.014536 | 0.011564 | 0.014335 | 0.022426 | 0.013709 | 0.021689 | 15.0774 | 14.6173 | 4.7982 | 3.8172 | 4.7317 | 4.5253 | 11.63% | 15.5% | 1299.1293 | 1730.6358
|  | 0.0030295 | 49.2126 | 21.514 | 4078457.075 | 473369.0727 | 626604.2142 | 4293112.7105 | 4293112.7105 | 0.045705 | 0.044327 | 0.014536 | 0.011564 | 0.014335 | 0.022426 | 0.013798 | 0.021856 | 15.0868 | 14.6319 | 4.7982 | 3.8172 | 4.7317 | 4.5546 | 11.61% | 15.36% | 1296.0139 | 1715.5488
|  | 0.0030295 | 49.2126 | 21.514 | 4078457.075 | 473369.0727 | 626604.2142 | 4293112.7105 | 4293112.7105 | 0.045705 | 0.044327 | 0.014536 | 0.011564 | 0.014335 | 0.022426 | 0.013637 | 0.021552 | 15.0868 | 14.6319 | 4.7982 | 3.8172 | 4.7317 | 4.5014 | 11.61% | 15.36% | 1296.0139 | 1715.5488
|  | 0.0030295 | 49.252 | 21.7032 | 4078457.075 | 473748.0558 | 632114.743 | 4293112.7105 | 4293112.7105 | 0.045696 | 0.044295 | 0.014536 | 0.011564 | 0.014335 | 0.022426 | 0.013695 | 0.021661 | 15.0836 | 14.6212 | 4.7982 | 3.8172 | 4.7317 | 4.5204 | 11.62% | 15.5% | 1297.0515 | 1730.6358
|  | 0.0030295 | 49.0946 | 21.6492 | 4078457.075 | 472234.0473 | 630541.9705 | 4293112.7105 | 4293112.7105 | 0.045734 | 0.044326 | 0.014536 | 0.011564 | 0.014335 | 0.022426 | 0.013679 | 0.021632 | 15.0962 | 14.6316 | 4.7982 | 3.8172 | 4.7317 | 4.5154 | 11.58% | 15.46% | 1292.9064 | 1726.3298
|  | 0.0030295 | 47.4805 | 21.7032 | 4078457.075 | 456708.2466 | 632114.743 | 4293112.7105 | 4293112.7105 | 0.046135 | 0.044571 | 0.014526 | 0.011552 | 0.01428 | 0.022368 | 0.013623 | 0.021499 | 15.2287 | 14.7123 | 4.7948 | 3.8132 | 4.7137 | 4.4969 | 11.2% | 15.5% | 1250.399 | 1730.6358
|  | 0.0030295 | 48.2285 | 20.9065 | 4078457.075 | 463903.1533 | 608910.5235 | 4293112.7105 | 4293112.7105 | 0.045953 | 0.044572 | 0.014559 | 0.011591 | 0.014455 | 0.022553 | 0.013703 | 0.021738 | 15.1683 | 14.7128 | 4.8057 | 3.8262 | 4.7715 | 4.5231 | 11.37% | 14.93% | 1270.0976 | 1667.1062
|  | 0.0030295 | 51.5748 | 20.9065 | 4078457.075 | 496090.742 | 608910.5235 | 4293112.7105 | 4293112.7105 | 0.045173 | 0.044083 | 0.01458 | 0.011617 | 0.014569 | 0.022674 | 0.013529 | 0.021469 | 14.9109 | 14.5513 | 4.8128 | 3.8346 | 4.809 | 4.4657 | 12.16% | 14.93% | 1358.2224 | 1667.1062
|  | 0.0030295 | 51.4566 | 20.9065 | 4078457.075 | 494953.7929 | 608910.5235 | 4293112.7105 | 4293112.7105 | 0.04519 | 0.044091 | 0.014542 | 0.011571 | 0.014364 | 0.022457 | 0.013755 | 0.02179 | 14.9165 | 14.5538 | 4.8001 | 3.8194 | 4.7415 | 4.5403 | 12.14% | 14.93% | 1355.1096 | 1667.1062
|  | 0.0030295 | 51.0629 | 21.514 | 4078457.075 | 491166.848 | 626604.2142 | 4293112.7105 | 4293112.7105 | 0.045277 | 0.044058 | 0.014542 | 0.011571 | 0.014364 | 0.022457 | 0.013789 | 0.021853 | 14.9454 | 14.543 | 4.8001 | 3.8194 | 4.7415 | 4.5515 | 12.04% | 15.36% | 1344.7415 | 1715.5488
|  | 0.0030295 | 49.2913 | 21.6492 | 4078457.075 | 474126.0769 | 630541.9705 | 4293112.7105 | 4293112.7105 | 0.045686 | 0.044296 | 0.014536 | 0.011564 | 0.014335 | 0.022426 | 0.013728 | 0.021724 | 15.0805 | 14.6217 | 4.7982 | 3.8172 | 4.7317 | 4.5315 | 11.63% | 15.46% | 1298.0865 | 1726.3298
|  | 0.0030295 | 49.0159 | 21.7032 | 4078457.075 | 471477.0431 | 632114.743 | 4293112.7105 | 4293112.7105 | 0.045753 | 0.044331 | 0.014536 | 0.011564 | 0.014335 | 0.022426 | 0.013374 | 0.021056 | 15.1025 | 14.6331 | 4.7982 | 3.8172 | 4.7317 | 4.4145 | 11.56% | 15.5% | 1290.8338 | 1730.6358
|  | 0.0030295 | 48.6221 | 21.7032 | 4078457.075 | 467689.1363 | 632114.743 | 4293112.7105 | 4293112.7105 | 0.045849 | 0.044392 | 0.014536 | 0.011564 | 0.014335 | 0.022426 | 0.013711 | 0.021691 | 15.1343 | 14.6531 | 4.7982 | 3.8172 | 4.7317 | 4.5258 | 11.47% | 15.5% | 1280.4631 | 1730.6358
|  | 0.0030295 | 49.4094 | 21.7032 | 4078457.075 | 475262.0642 | 632114.743 | 4293112.7105 | 4293112.7105 | 0.045663 | 0.044276 | 0.014559 | 0.011591 | 0.014455 | 0.022553 | 0.013777 | 0.021877 | 15.0729 | 14.6151 | 4.8057 | 3.8262 | 4.7715 | 4.5475 | 11.65% | 15.5% | 1301.1966 | 1730.6358
|  | 0.0030295 | 47.677 | 21.0072 | 4078457.075 | 458598.3525 | 611843.453 | 4293112.7105 | 4293112.7105 | 0.046087 | 0.04464 | 0.014536 | 0.011564 | 0.014335 | 0.022426 | 0.013638 | 0.021554 | 15.2128 | 14.7353 | 4.7982 | 3.8172 | 4.7317 | 4.5017 | 11.24% | 15% | 1255.5739 | 1675.1361
|  | 0.0030295 | 47.4803 | 21.0072 | 4078457.075 | 456706.3228 | 611843.453 | 4293112.7105 | 4293112.7105 | 0.046138 | 0.044672 | 0.014536 | 0.011564 | 0.014335 | 0.022426 | 0.013711 | 0.021692 | 15.2295 | 14.7458 | 4.7982 | 3.8172 | 4.7317 | 4.5258 | 11.2% | 15% | 1250.3938 | 1675.1361
|  | 0.0030295 | 47.1654 | 21.7032 | 4078457.075 | 453677.3441 | 632114.743 | 4293112.7105 | 4293112.7105 | 0.04622 | 0.044625 | 0.014536 | 0.011564 | 0.014335 | 0.022426 | 0.013788 | 0.021837 | 15.2566 | 14.7301 | 4.7982 | 3.8172 | 4.7317 | 4.5513 | 11.12% | 15.5% | 1242.1009 | 1730.6358
|  | 0.0030295 | 49.567 | 21.7032 | 4078457.075 | 476777.9964 | 632114.743 | 4293112.7105 | 4293112.7105 | 0.045621 | 0.044248 | 0.014536 | 0.011564 | 0.014335 | 0.022426 | 0.013726 | 0.02172 | 15.0588 | 14.6056 | 4.7982 | 3.8172 | 4.7317 | 4.5308 | 11.69% | 15.5% | 1305.347 | 1730.6358
|  | 0.0030295 | 50.4331 | 21.7032 | 4078457.075 | 485108.8904 | 632114.743 | 4293112.7105 | 4293112.7105 | 0.045418 | 0.04412 | 0.014536 | 0.011564 | 0.014335 | 0.022426 | 0.013791 | 0.021842 | 14.9921 | 14.5636 | 4.7982 | 3.8172 | 4.7317 | 4.5522 | 11.89% | 15.5% | 1328.1558 | 1730.6358
|  | 0.0030295 | 52.5985 | 20.7964 | 4078457.075 | 505937.5683 | 605703.8152 | 4293112.7105 | 4293112.7105 | 0.044947 | 0.043955 | 0.014556 | 0.011588 | 0.01444 | 0.022537 | 0.013675 | 0.021678 | 14.8363 | 14.5091 | 4.8047 | 3.8251 | 4.7664 | 4.5139 | 12.41% | 14.85% | 1385.1816 | 1658.3267
|  | 0.0030295 | 48.7796 | 21.7032 | 4078457.075 | 469204.1067 | 632114.743 | 4293112.7105 | 4293112.7105 | 0.045811 | 0.044367 | 0.014536 | 0.011564 | 0.014335 | 0.022426 | 0.01368 | 0.021633 | 15.1215 | 14.6451 | 4.7982 | 3.8172 | 4.7317 | 4.5156 | 11.5% | 15.5% | 1284.6108 | 1730.6358
|  | 0.0030295 | 50.8268 | 20.9065 | 4078457.075 | 488895.8353 | 608910.5235 | 4293112.7105 | 4293112.7105 | 0.045329 | 0.044178 | 0.014536 | 0.011564 | 0.014335 | 0.022426 | 0.013711 | 0.021692 | 14.9625 | 14.5825 | 4.7982 | 3.8172 | 4.7317 | 4.5258 | 11.99% | 14.93% | 1338.5238 | 1667.1062
|  | 0.0030295 | 49.0945 | 21.6492 | 4078457.075 | 472233.0854 | 630541.9705 | 4293112.7105 | 4293112.7105 | 0.045734 | 0.044326 | 0.014536 | 0.011564 | 0.014335 | 0.022426 | 0.013775 | 0.021813 | 15.0962 | 14.6316 | 4.7982 | 3.8172 | 4.7317 | 4.5471 | 11.58% | 15.46% | 1292.9037 | 1726.3298
|  | 0.0030295 | 50 | 21.514 | 4078457.075 | 480942.9625 | 626604.2142 | 4293112.7105 | 4293112.7105 | 0.045519 | 0.04421 | 0.014536 | 0.011564 | 0.014335 | 0.022426 | 0.013335 | 0.020982 | 15.0251 | 14.5931 | 4.7982 | 3.8172 | 4.7317 | 4.4016 | 11.79% | 15.36% | 1316.7501 | 1715.5488
|  | 0.0030295 | 49.3702 | 21.7032 | 4078457.075 | 474885.0049 | 632114.743 | 4293112.7105 | 4293112.7105 | 0.045668 | 0.044277 | 0.014536 | 0.011564 | 0.014335 | 0.022426 | 0.013532 | 0.021354 | 15.0743 | 14.6153 | 4.7982 | 3.8172 | 4.7317 | 4.4667 | 11.64% | 15.5% | 1300.1643 | 1730.6358
|  | 0.0030295 | 49.0945 | 21.6492 | 4078457.075 | 472233.0854 | 630541.9705 | 4293112.7105 | 4293112.7105 | 0.045734 | 0.044326 | 0.014536 | 0.011564 | 0.014335 | 0.022426 | 0.013687 | 0.021647 | 15.0962 | 14.6316 | 4.7982 | 3.8172 | 4.7317 | 4.5179 | 11.58% | 15.46% | 1292.9037 | 1726.3298
|  | 0.0030295 | 50.0785 | 21.514 | 4078457.075 | 481698.043 | 626604.2142 | 4293112.7105 | 4293112.7105 | 0.045502 | 0.044199 | 0.014542 | 0.011571 | 0.014364 | 0.022457 | 0.013529 | 0.021363 | 15.0195 | 14.5897 | 4.8001 | 3.8194 | 4.7415 | 4.4656 | 11.81% | 15.36% | 1318.8174 | 1715.5488
|  | 0.0030295 | 49.1733 | 21.7032 | 4078457.075 | 472991.0516 | 632114.743 | 4293112.7105 | 4293112.7105 | 0.045715 | 0.044307 | 0.014536 | 0.011564 | 0.014335 | 0.022426 | 0.013485 | 0.021266 | 15.0899 | 14.6252 | 4.7982 | 3.8172 | 4.7317 | 4.4513 | 11.6% | 15.5% | 1294.9789 | 1730.6358
|  | 0.0030295 | 49.0158 | 21.7032 | 4078457.075 | 471476.0812 | 632114.743 | 4293112.7105 | 4293112.7105 | 0.045753 | 0.044331 | 0.014536 | 0.011564 | 0.014335 | 0.022426 | 0.013619 | 0.021519 | 15.1025 | 14.6331 | 4.7982 | 3.8172 | 4.7317 | 4.4956 | 11.56% | 15.5% | 1290.8312 | 1730.6358
|  | 0.0030295 | 49.567 | 21.7032 | 4078457.075 | 476777.9964 | 632114.743 | 4293112.7105 | 4293112.7105 | 0.045621 | 0.044248 | 0.014536 | 0.011564 | 0.014335 | 0.022426 | 0.013562 | 0.021411 | 15.0588 | 14.6056 | 4.7982 | 3.8172 | 4.7317 | 4.4766 | 11.69% | 15.5% | 1305.347 | 1730.6358
|  | 0.0030295 | 50.7874 | 20.9065 | 4078457.075 | 488516.8523 | 608910.5235 | 4293112.7105 | 4293112.7105 | 0.045338 | 0.044183 | 0.014536 | 0.011564 | 0.014335 | 0.022426 | 0.01364 | 0.021558 | 14.9654 | 14.5844 | 4.7982 | 3.8172 | 4.7317 | 4.5024 | 11.98% | 14.93% | 1337.4862 | 1667.1062
|  | 0.0030295 | 49.0159 | 21.6492 | 4078457.075 | 471477.0431 | 630541.9705 | 4293112.7105 | 4293112.7105 | 0.045753 | 0.044338 | 0.014536 | 0.011564 | 0.014335 | 0.022426 | 0.013556 | 0.0214 | 15.1025 | 14.6355 | 4.7982 | 3.8172 | 4.7317 | 4.4747 | 11.56% | 15.46% | 1290.8338 | 1726.3298
|  | 0.0030295 | 49.2913 | 21.6492 | 4078457.075 | 474126.0769 | 630541.9705 | 4293112.7105 | 4293112.7105 | 0.045686 | 0.044296 | 0.014536 | 0.011564 | 0.014335 | 0.022426 | 0.013618 | 0.021516 | 15.0805 | 14.6217 | 4.7982 | 3.8172 | 4.7317 | 4.495 | 11.63% | 15.46% | 1298.0865 | 1726.3298
|  | 0.0030295 | 49.1732 | 21.6492 | 4078457.075 | 472990.0897 | 630541.9705 | 4293112.7105 | 4293112.7105 | 0.045715 | 0.044314 | 0.014536 | 0.011564 | 0.014335 | 0.022426 | 0.013835 | 0.021926 | 15.0899 | 14.6276 | 4.7982 | 3.8172 | 4.7317 | 4.5668 | 11.6% | 15.46% | 1294.9763 | 1726.3298
|  | 0.0030295 | 49.4094 | 21.6492 | 4078457.075 | 475262.0642 | 630541.9705 | 4293112.7105 | 4293112.7105 | 0.045658 | 0.044279 | 0.014536 | 0.011564 | 0.014335 | 0.022426 | 0.013745 | 0.021755 | 15.0712 | 14.6158 | 4.7982 | 3.8172 | 4.7317 | 4.5369 | 11.65% | 15.46% | 1301.1966 | 1726.3298
|  | 0.0030295 | 49.3701 | 21.6492 | 4078457.075 | 474884.0431 | 630541.9705 | 4293112.7105 | 4293112.7105 | 0.045668 | 0.044285 | 0.014536 | 0.011564 | 0.014335 | 0.022426 | 0.013698 | 0.021667 | 15.0743 | 14.6178 | 4.7982 | 3.8172 | 4.7317 | 4.5215 | 11.64% | 15.46% | 1300.1617 | 1726.3298
|  | 0.0030295 | 49.5277 | 21.7032 | 4078457.075 | 476399.9753 | 632114.743 | 4293112.7105 | 4293112.7105 | 0.04563 | 0.044253 | 0.014536 | 0.011564 | 0.014335 | 0.022426 | 0.013691 | 0.021654 | 15.0619 | 14.6075 | 4.7982 | 3.8172 | 4.7317 | 4.5192 | 11.68% | 15.5% | 1304.312 | 1730.6358
|  | 0.002163 | 49.5669 | 23.4104 | 4078457.075 | 476777.0346 | 681837.6543 | 4293112.7105 | 4293112.7105 | 0.046482 | 0.044891 | 0.015383 | 0.012407 | 0.015095 | 0.02318 | 0.01435 | 0.022075 | 21.4898 | 20.7542 | 7.1118 | 5.736 | 6.9788 | 6.6343 | 11.69% | 16.72% | 1305.3444 | 1866.7698
|  | 0.002163 | 49.5669 | 23.4104 | 4078457.075 | 476777.0346 | 681837.6543 | 4293112.7105 | 4293112.7105 | 0.046482 | 0.044891 | 0.015383 | 0.012407 | 0.015095 | 0.02318 | 0.014598 | 0.022543 | 21.4898 | 20.7542 | 7.1118 | 5.736 | 6.9788 | 6.7492 | 11.69% | 16.72% | 1305.3444 | 1866.7698
|  | 0.002163 | 49.9999 | 23.4104 | 4078457.075 | 480942.0006 | 681837.6543 | 4293112.7105 | 4293112.7105 | 0.046383 | 0.04483 | 0.015396 | 0.012422 | 0.015163 | 0.023252 | 0.014291 | 0.021998 | 21.4441 | 20.7259 | 7.1177 | 5.7431 | 7.0102 | 6.607 | 11.79% | 16.72% | 1316.7474 | 1866.7698
|  | 0.002163 | 49.6063 | 23.4104 | 4078457.075 | 477156.0176 | 681837.6543 | 4293112.7105 | 4293112.7105 | 0.046476 | 0.044888 | 0.015396 | 0.012422 | 0.015163 | 0.023252 | 0.014643 | 0.022661 | 21.4869 | 20.7528 | 7.1177 | 5.7431 | 7.0102 | 6.7696 | 11.7% | 16.72% | 1306.382 | 1866.7698
|  | 0.002163 | 49.2521 | 23.4104 | 4078457.075 | 473749.0177 | 681837.6543 | 4293112.7105 | 4293112.7105 | 0.046561 | 0.044942 | 0.015396 | 0.012422 | 0.015163 | 0.023252 | 0.014667 | 0.022707 | 21.526 | 20.7775 | 7.1177 | 5.7431 | 7.0102 | 6.7808 | 11.62% | 16.72% | 1297.0541 | 1866.7698
|  | 0.002163 | 49.4094 | 23.4104 | 4078457.075 | 475262.0642 | 681837.6543 | 4293112.7105 | 4293112.7105 | 0.046523 | 0.044918 | 0.015396 | 0.012422 | 0.015163 | 0.023252 | 0.014705 | 0.022779 | 21.5085 | 20.7665 | 7.1177 | 5.7431 | 7.0102 | 6.7983 | 11.65% | 16.72% | 1301.1966 | 1866.7698
|  | 0.002163 | 49.9998 | 23.4104 | 4078457.075 | 480941.0387 | 681837.6543 | 4293112.7105 | 4293112.7105 | 0.046384 | 0.04483 | 0.015396 | 0.012422 | 0.015163 | 0.023252 | 0.014596 | 0.022574 | 21.4441 | 20.7259 | 7.1177 | 5.7431 | 7.0102 | 6.7481 | 11.79% | 16.72% | 1316.7448 | 1866.7698
|  | 0.002163 | 49.3307 | 23.4104 | 4078457.075 | 474505.06 | 681837.6543 | 4293112.7105 | 4293112.7105 | 0.046542 | 0.04493 | 0.015396 | 0.012422 | 0.015163 | 0.023252 | 0.01463 | 0.022638 | 21.5172 | 20.772 | 7.1177 | 5.7431 | 7.0102 | 6.7638 | 11.63% | 16.72% | 1299.1241 | 1866.7698
|  | 0.002163 | 48.5434 | 23.4104 | 4078457.075 | 466932.1321 | 681837.6543 | 4293112.7105 | 4293112.7105 | 0.046737 | 0.045054 | 0.015408 | 0.012438 | 0.015231 | 0.023324 | 0.014381 | 0.022204 | 21.6073 | 20.8292 | 7.1236 | 5.7501 | 7.0416 | 6.6488 | 11.45% | 16.72% | 1278.3905 | 1866.7698
|  | 0.002163 | 49.3701 | 23.4104 | 4078457.075 | 474884.0431 | 681837.6543 | 4293112.7105 | 4293112.7105 | 0.046532 | 0.044924 | 0.015396 | 0.012422 | 0.015163 | 0.023252 | 0.0147 | 0.02277 | 21.5129 | 20.7692 | 7.1177 | 5.7431 | 7.0102 | 6.7962 | 11.64% | 16.72% | 1300.1617 | 1866.7698
|  | 0.002163 | 48.9763 | 23.4104 | 4078457.075 | 471096.1363 | 681837.6543 | 4293112.7105 | 4293112.7105 | 0.046627 | 0.044984 | 0.015396 | 0.012422 | 0.015163 | 0.023252 | 0.014672 | 0.022717 | 21.5568 | 20.7969 | 7.1177 | 5.7431 | 7.0102 | 6.7832 | 11.55% | 16.72% | 1289.7909 | 1866.7698
|  | 0.002163 | 49.3306 | 23.4104 | 4078457.075 | 474504.0981 | 681837.6543 | 4293112.7105 | 4293112.7105 | 0.046542 | 0.04493 | 0.015396 | 0.012422 | 0.015163 | 0.023252 | 0.014712 | 0.022791 | 21.5173 | 20.772 | 7.1177 | 5.7431 | 7.0102 | 6.8015 | 11.63% | 16.72% | 1299.1214 | 1866.7698
|  | 0.002163 | 50.118 | 23.4104 | 4078457.075 | 482077.9879 | 681837.6543 | 4293112.7105 | 4293112.7105 | 0.046356 | 0.044813 | 0.015396 | 0.012422 | 0.015163 | 0.023252 | 0.01469 | 0.02275 | 21.4313 | 20.7179 | 7.1177 | 5.7431 | 7.0102 | 6.7915 | 11.82% | 16.72% | 1319.8576 | 1866.7698
|  | 0.002163 | 52.2047 | 23.9888 | 4078457.075 | 502149.6615 | 698683.7953 | 4293112.7105 | 4293112.7105 | 0.045888 | 0.04445 | 0.015382 | 0.012407 | 0.015093 | 0.023178 | 0.014653 | 0.022645 | 21.2148 | 20.5501 | 7.1116 | 5.7358 | 6.9779 | 6.7743 | 12.31% | 17.13% | 1374.8108 | 1912.892
|  | 0.002163 | 50.1575 | 23.1941 | 4078457.075 | 482457.9328 | 675537.8267 | 4293112.7105 | 4293112.7105 | 0.046344 | 0.04483 | 0.015382 | 0.012407 | 0.015093 | 0.023178 | 0.014574 | 0.022496 | 21.4257 | 20.7258 | 7.1116 | 5.7358 | 6.9779 | 6.7378 | 11.83% | 16.56% | 1320.8978 | 1849.5218
|  | 0.002163 | 49.9212 | 23.4104 | 4078457.075 | 480184.9964 | 681837.6543 | 4293112.7105 | 4293112.7105 | 0.046402 | 0.044842 | 0.015396 | 0.012422 | 0.015163 | 0.023252 | 0.014673 | 0.022718 | 21.4526 | 20.7312 | 7.1177 | 5.7431 | 7.0102 | 6.7835 | 11.77% | 16.72% | 1314.6749 | 1866.7698
|  | 0.002163 | 49.1339 | 23.3078 | 4078457.075 | 472612.0685 | 678849.3866 | 4293112.7105 | 4293112.7105 | 0.046589 | 0.044972 | 0.015396 | 0.012422 | 0.015163 | 0.023252 | 0.014606 | 0.022593 | 21.5391 | 20.7914 | 7.1177 | 5.7431 | 7.0102 | 6.7527 | 11.59% | 16.64% | 1293.9413 | 1858.5883
|  | 0.002163 | 48.8584 | 23.3078 | 4078457.075 | 469962.0728 | 678849.3866 | 4293112.7105 | 4293112.7105 | 0.046659 | 0.045017 | 0.015408 | 0.012438 | 0.015231 | 0.023324 | 0.014518 | 0.022461 | 21.5715 | 20.8123 | 7.1236 | 5.7501 | 7.0416 | 6.7118 | 11.52% | 16.64% | 1286.686 | 1858.5883
|  | 0.002163 | 51.1023 | 23.1941 | 4078457.075 | 491545.8311 | 675537.8267 | 4293112.7105 | 4293112.7105 | 0.046132 | 0.044697 | 0.015396 | 0.012422 | 0.015163 | 0.023252 | 0.014572 | 0.022529 | 21.3277 | 20.6646 | 7.1177 | 5.7431 | 7.0102 | 6.7371 | 12.05% | 16.56% | 1345.7791 | 1849.5218
|  | 0.002163 | 48.0316 | 23.6359 | 4078457.075 | 462009.2 | 688405.4358 | 4293112.7105 | 4293112.7105 | 0.046858 | 0.045101 | 0.015381 | 0.012405 | 0.015088 | 0.023173 | 0.014645 | 0.022628 | 21.6636 | 20.8514 | 7.1112 | 5.7353 | 6.9757 | 6.7707 | 11.33% | 16.88% | 1264.9123 | 1884.7514
|  | 0.002163 | 49.4095 | 23.4104 | 4078457.075 | 475263.0261 | 681837.6543 | 4293112.7105 | 4293112.7105 | 0.046523 | 0.044918 | 0.015396 | 0.012422 | 0.015163 | 0.023252 | 0.014618 | 0.022615 | 21.5085 | 20.7665 | 7.1177 | 5.7431 | 7.0102 | 6.7582 | 11.65% | 16.72% | 1301.1993 | 1866.7698
|  | 0.002163 | 47.8742 | 23.8802 | 4078457.075 | 460495.1915 | 695520.7751 | 4293112.7105 | 4293112.7105 | 0.046905 | 0.045105 | 0.015408 | 0.012438 | 0.015231 | 0.023324 | 0.01461 | 0.022636 | 21.685 | 20.8529 | 7.1236 | 5.7501 | 7.0416 | 6.7547 | 11.29% | 17.05% | 1260.7671 | 1904.2321
|  | 0.002163 | 49.8818 | 23.4104 | 4078457.075 | 479806.0133 | 681837.6543 | 4293112.7105 | 4293112.7105 | 0.046414 | 0.04485 | 0.015408 | 0.012438 | 0.015231 | 0.023324 | 0.014674 | 0.022755 | 21.4582 | 20.7353 | 7.1236 | 5.7501 | 7.0416 | 6.7841 | 11.76% | 16.72% | 1313.6373 | 1866.7698
|  | 0.002163 | 50.1575 | 23.1941 | 4078457.075 | 482457.9328 | 675537.8267 | 4293112.7105 | 4293112.7105 | 0.046347 | 0.044833 | 0.015396 | 0.012422 | 0.015163 | 0.023252 | 0.014655 | 0.022685 | 21.4271 | 20.7272 | 7.1177 | 5.7431 | 7.0102 | 6.7753 | 11.83% | 16.56% | 1320.8978 | 1849.5218
|  | 0.002163 | 48.4252 | 23.4104 | 4078457.075 | 465795.183 | 681837.6543 | 4293112.7105 | 4293112.7105 | 0.046766 | 0.045072 | 0.015408 | 0.012438 | 0.015231 | 0.023324 | 0.014552 | 0.022526 | 21.6209 | 20.8377 | 7.1236 | 5.7501 | 7.0416 | 6.7277 | 11.42% | 16.72% | 1275.2777 | 1866.7698
|  | 0.002163 | 50.3545 | 23.1941 | 4078457.075 | 484352.8481 | 675537.8267 | 4293112.7105 | 4293112.7105 | 0.046301 | 0.044804 | 0.015396 | 0.012422 | 0.015163 | 0.023252 | 0.014326 | 0.022065 | 21.4061 | 20.7139 | 7.1177 | 5.7431 | 7.0102 | 6.6234 | 11.88% | 16.56% | 1326.0858 | 1849.5218
|  | 0.002163 | 49.4882 | 23.4104 | 4078457.075 | 476020.0303 | 681837.6543 | 4293112.7105 | 4293112.7105 | 0.046507 | 0.044909 | 0.015408 | 0.012438 | 0.015231 | 0.023324 | 0.014329 | 0.022104 | 21.5012 | 20.7624 | 7.1236 | 5.7501 | 7.0416 | 6.6244 | 11.67% | 16.72% | 1303.2718 | 1866.7698
|  | 0.002163 | 48.1104 | 23.6359 | 4078457.075 | 462767.1661 | 688405.4358 | 4293112.7105 | 4293112.7105 | 0.046839 | 0.045089 | 0.015381 | 0.012405 | 0.015088 | 0.023173 | 0.014638 | 0.022615 | 21.6544 | 20.8456 | 7.1112 | 5.7353 | 6.9757 | 6.7675 | 11.35% | 16.88% | 1266.9874 | 1884.7514
|  | 0.002163 | 50.2361 | 23.1941 | 4078457.075 | 483213.9752 | 675537.8267 | 4293112.7105 | 4293112.7105 | 0.046332 | 0.044824 | 0.015408 | 0.012438 | 0.015231 | 0.023324 | 0.014137 | 0.021743 | 21.4201 | 20.7232 | 7.1236 | 5.7501 | 7.0416 | 6.536 | 11.85% | 16.56% | 1322.9678 | 1849.5218
|  | 0.002163 | 49.1733 | 23.1941 | 4078457.075 | 472991.0516 | 675537.8267 | 4293112.7105 | 4293112.7105 | 0.046583 | 0.044982 | 0.015408 | 0.012438 | 0.015231 | 0.023324 | 0.014155 | 0.021777 | 21.5361 | 20.7963 | 7.1236 | 5.7501 | 7.0416 | 6.5442 | 11.6% | 16.56% | 1294.9789 | 1849.5218
|  | 0.002163 | 51.1418 | 23.1941 | 4078457.075 | 491925.776 | 675537.8267 | 4293112.7105 | 4293112.7105 | 0.046123 | 0.044692 | 0.015396 | 0.012422 | 0.015163 | 0.023252 | 0.014153 | 0.021738 | 21.3236 | 20.662 | 7.1177 | 5.7431 | 7.0102 | 6.5434 | 12.06% | 16.56% | 1346.8194 | 1849.5218
|  | 0.002163 | 50.1181 | 23.1941 | 4078457.075 | 482078.9498 | 675537.8267 | 4293112.7105 | 4293112.7105 | 0.046353 | 0.044836 | 0.015383 | 0.012407 | 0.015095 | 0.02318 | 0.014507 | 0.02237 | 21.43 | 20.7285 | 7.1118 | 5.736 | 6.9788 | 6.7067 | 11.82% | 16.56% | 1319.8602 | 1849.5218
|  | 0.002163 | 48.8189 | 23.3078 | 4078457.075 | 469582.1278 | 678849.3866 | 4293112.7105 | 4293112.7105 | 0.046666 | 0.04502 | 0.015396 | 0.012422 | 0.015163 | 0.023252 | 0.014202 | 0.02183 | 21.5746 | 20.8137 | 7.1177 | 5.7431 | 7.0102 | 6.5659 | 11.51% | 16.64% | 1285.6458 | 1858.5883
|  | 0.002163 | 48.3859 | 23.3078 | 4078457.075 | 465417.1618 | 678849.3866 | 4293112.7105 | 4293112.7105 | 0.046769 | 0.045084 | 0.015381 | 0.012405 | 0.015088 | 0.023173 | 0.014694 | 0.02272 | 21.6225 | 20.8433 | 7.1112 | 5.7353 | 6.9757 | 6.7933 | 11.41% | 16.64% | 1274.2427 | 1858.5883
|  | 0.002163 | 47.7167 | 23.8802 | 4078457.075 | 458980.2212 | 695520.7751 | 4293112.7105 | 4293112.7105 | 0.046945 | 0.04513 | 0.015408 | 0.012438 | 0.015231 | 0.023324 | 0.01446 | 0.022352 | 21.7036 | 20.8646 | 7.1236 | 5.7501 | 7.0416 | 6.6852 | 11.25% | 17.05% | 1256.6194 | 1904.2321
|  | 0.002163 | 48.8189 | 23.4104 | 4078457.075 | 469582.1278 | 681837.6543 | 4293112.7105 | 4293112.7105 | 0.046666 | 0.045008 | 0.015396 | 0.012422 | 0.015163 | 0.023252 | 0.01464 | 0.022656 | 21.5746 | 20.8081 | 7.1177 | 5.7431 | 7.0102 | 6.7682 | 11.51% | 16.72% | 1285.6458 | 1866.7698
|  | 0.002163 | 49.8425 | 23.4104 | 4078457.075 | 479427.9922 | 681837.6543 | 4293112.7105 | 4293112.7105 | 0.046417 | 0.04485 | 0.015383 | 0.012407 | 0.015095 | 0.02318 | 0.014669 | 0.022676 | 21.4597 | 20.7352 | 7.1118 | 5.736 | 6.9788 | 6.7817 | 11.76% | 16.72% | 1312.6023 | 1866.7698
|  | 0.002163 | 49.6063 | 23.4104 | 4078457.075 | 477156.0176 | 681837.6543 | 4293112.7105 | 4293112.7105 | 0.046473 | 0.044885 | 0.015383 | 0.012407 | 0.015095 | 0.02318 | 0.014598 | 0.022543 | 21.4855 | 20.7515 | 7.1118 | 5.736 | 6.9788 | 6.749 | 11.7% | 16.72% | 1306.382 | 1866.7698
|  | 0.002163 | 49.3308 | 23.4104 | 4078457.075 | 474506.0219 | 681837.6543 | 4293112.7105 | 4293112.7105 | 0.046539 | 0.044927 | 0.015383 | 0.012407 | 0.015095 | 0.02318 | 0.014632 | 0.022606 | 21.5159 | 20.7706 | 7.1118 | 5.736 | 6.9788 | 6.7646 | 11.63% | 16.72% | 1299.1267 | 1866.7698
|  | 0.002163 | 49.2913 | 23.4104 | 4078457.075 | 474126.0769 | 681837.6543 | 4293112.7105 | 4293112.7105 | 0.046548 | 0.044933 | 0.015383 | 0.012407 | 0.015095 | 0.02318 | 0.014658 | 0.022655 | 21.5202 | 20.7734 | 7.1118 | 5.736 | 6.9788 | 6.7766 | 11.63% | 16.72% | 1298.0865 | 1866.7698
|  | 0.002163 | 49.9998 | 23.4104 | 4078457.075 | 480941.0387 | 681837.6543 | 4293112.7105 | 4293112.7105 | 0.046381 | 0.044827 | 0.015383 | 0.012407 | 0.015095 | 0.02318 | 0.014687 | 0.022711 | 21.4427 | 20.7245 | 7.1118 | 5.736 | 6.9788 | 6.7903 | 11.79% | 16.72% | 1316.7448 | 1866.7698
|  | 0.002163 | 49.1732 | 23.4104 | 4078457.075 | 472990.0897 | 681837.6543 | 4293112.7105 | 4293112.7105 | 0.046577 | 0.044951 | 0.015383 | 0.012407 | 0.015095 | 0.02318 | 0.014382 | 0.022136 | 21.5334 | 20.7816 | 7.1118 | 5.736 | 6.9788 | 6.6493 | 11.6% | 16.72% | 1294.9763 | 1866.7698
|  | 0.002163 | 48.5828 | 23.4104 | 4078457.075 | 467311.1152 | 681837.6543 | 4293112.7105 | 4293112.7105 | 0.046727 | 0.045047 | 0.015408 | 0.012438 | 0.015231 | 0.023324 | 0.014539 | 0.0225 | 21.6028 | 20.8263 | 7.1236 | 5.7501 | 7.0416 | 6.7215 | 11.46% | 16.72% | 1279.4281 | 1866.7698
|  | 0.002163 | 49.6458 | 23.4104 | 4078457.075 | 477535.9626 | 681837.6543 | 4293112.7105 | 4293112.7105 | 0.046464 | 0.04488 | 0.015383 | 0.012407 | 0.015095 | 0.02318 | 0.014738 | 0.022806 | 21.4812 | 20.7487 | 7.1118 | 5.736 | 6.9788 | 6.8136 | 11.71% | 16.72% | 1307.4222 | 1866.7698
|  | 0.002163 | 49.1338 | 23.3078 | 4078457.075 | 472611.1066 | 678849.3866 | 4293112.7105 | 4293112.7105 | 0.046586 | 0.044969 | 0.015383 | 0.012407 | 0.015095 | 0.02318 | 0.014721 | 0.022774 | 21.5378 | 20.79 | 7.1118 | 5.736 | 6.9788 | 6.8058 | 11.59% | 16.64% | 1293.9387 | 1858.5883
|  | 0.002163 | 47.9921 | 23.4104 | 4078457.075 | 461629.255 | 681837.6543 | 4293112.7105 | 4293112.7105 | 0.046875 | 0.04514 | 0.015408 | 0.012438 | 0.015231 | 0.023324 | 0.014421 | 0.022278 | 21.6711 | 20.8694 | 7.1236 | 5.7501 | 7.0416 | 6.667 | 11.32% | 16.72% | 1263.872 | 1866.7698
|  | 0.002163 | 49.9213 | 23.4104 | 4078457.075 | 480185.9583 | 681837.6543 | 4293112.7105 | 4293112.7105 | 0.046405 | 0.044845 | 0.015408 | 0.012438 | 0.015231 | 0.023324 | 0.014587 | 0.022592 | 21.4539 | 20.7326 | 7.1236 | 5.7501 | 7.0416 | 6.744 | 11.77% | 16.72% | 1314.6775 | 1866.7698
|  | 0.002163 | 49.2126 | 23.3078 | 4078457.075 | 473369.0727 | 678849.3866 | 4293112.7105 | 4293112.7105 | 0.046573 | 0.044963 | 0.015408 | 0.012438 | 0.015231 | 0.023324 | 0.01452 | 0.022465 | 21.5317 | 20.7872 | 7.1236 | 5.7501 | 7.0416 | 6.7127 | 11.61% | 16.64% | 1296.0139 | 1858.5883
|  | 0.002163 | 48.1495 | 23.3078 | 4078457.075 | 463143.2635 | 678849.3866 | 4293112.7105 | 4293112.7105 | 0.046835 | 0.045128 | 0.015408 | 0.012438 | 0.015231 | 0.023324 | 0.014647 | 0.022705 | 21.6528 | 20.8634 | 7.1236 | 5.7501 | 7.0416 | 6.7718 | 11.36% | 16.64% | 1268.0171 | 1858.5883
|  | 0.002163 | 49.4883 | 23.4104 | 4078457.075 | 476020.9922 | 681837.6543 | 4293112.7105 | 4293112.7105 | 0.046507 | 0.044909 | 0.015408 | 0.012438 | 0.015231 | 0.023324 | 0.014513 | 0.022452 | 21.5012 | 20.7624 | 7.1236 | 5.7501 | 7.0416 | 6.7096 | 11.67% | 16.72% | 1303.2744 | 1866.7698
|  | 0.002163 | 47.7954 | 23.8802 | 4078457.075 | 459737.2254 | 695520.7751 | 4293112.7105 | 4293112.7105 | 0.046925 | 0.045117 | 0.015408 | 0.012438 | 0.015231 | 0.023324 | 0.014599 | 0.022615 | 21.6943 | 20.8587 | 7.1236 | 5.7501 | 7.0416 | 6.7496 | 11.27% | 17.05% | 1258.6919 | 1904.2321
|  | 0.002163 | 50.1576 | 23.1941 | 4078457.075 | 482458.8947 | 675537.8267 | 4293112.7105 | 4293112.7105 | 0.046344 | 0.04483 | 0.015383 | 0.012407 | 0.015095 | 0.02318 | 0.014542 | 0.022437 | 21.4257 | 20.7258 | 7.1118 | 5.736 | 6.9788 | 6.7231 | 11.83% | 16.56% | 1320.9005 | 1849.5218
|  | 0.002163 | 47.9921 | 23.4104 | 4078457.075 | 461629.255 | 681837.6543 | 4293112.7105 | 4293112.7105 | 0.046869 | 0.045135 | 0.015383 | 0.012407 | 0.015095 | 0.02318 | 0.014525 | 0.022405 | 21.6684 | 20.8666 | 7.1118 | 5.736 | 6.9788 | 6.7152 | 11.32% | 16.72% | 1263.872 | 1866.7698
|  | 0.002163 | 49.5669 | 23.4104 | 4078457.075 | 476777.0346 | 681837.6543 | 4293112.7105 | 4293112.7105 | 0.046482 | 0.044891 | 0.015383 | 0.012407 | 0.015095 | 0.02318 | 0.014736 | 0.022803 | 21.4898 | 20.7542 | 7.1118 | 5.736 | 6.9788 | 6.8128 | 11.69% | 16.72% | 1305.3444 | 1866.7698
|  | 0.002163 | 48.1889 | 23.3078 | 4078457.075 | 463522.2465 | 678849.3866 | 4293112.7105 | 4293112.7105 | 0.046825 | 0.045121 | 0.015408 | 0.012438 | 0.015231 | 0.023324 | 0.014343 | 0.022132 | 21.6482 | 20.8606 | 7.1236 | 5.7501 | 7.0416 | 6.6311 | 11.37% | 16.64% | 1269.0547 | 1858.5883
|  | 0.002163 | 49.9999 | 23.4104 | 4078457.075 | 480942.0006 | 681837.6543 | 4293112.7105 | 4293112.7105 | 0.046381 | 0.044827 | 0.015383 | 0.012407 | 0.015095 | 0.02318 | 0.014493 | 0.022345 | 21.4427 | 20.7245 | 7.1118 | 5.736 | 6.9788 | 6.7005 | 11.79% | 16.72% | 1316.7474 | 1866.7698
|  | 0.002163 | 49.5669 | 23.4104 | 4078457.075 | 476777.0346 | 681837.6543 | 4293112.7105 | 4293112.7105 | 0.046488 | 0.044897 | 0.015408 | 0.012438 | 0.015231 | 0.023324 | 0.014548 | 0.022519 | 21.4926 | 20.7569 | 7.1236 | 5.7501 | 7.0416 | 6.726 | 11.69% | 16.72% | 1305.3444 | 1866.7698
|  | 0.002163 | 49.5669 | 23.4104 | 4078457.075 | 476777.0346 | 681837.6543 | 4293112.7105 | 4293112.7105 | 0.046482 | 0.044891 | 0.015383 | 0.012407 | 0.015095 | 0.02318 | 0.014672 | 0.022683 | 21.4898 | 20.7542 | 7.1118 | 5.736 | 6.9788 | 6.7833 | 11.69% | 16.72% | 1305.3444 | 1866.7698
|  | 0.002163 | 50.5906 | 24.2584 | 4078457.075 | 486623.8608 | 706536.0077 | 4293112.7105 | 4293112.7105 | 0.046244 | 0.044644 | 0.015382 | 0.012407 | 0.015093 | 0.023178 | 0.014333 | 0.022042 | 21.3797 | 20.64 | 7.1116 | 5.7358 | 6.9779 | 6.6265 | 11.93% | 17.32% | 1332.3035 | 1934.3902
|  | 0.004326 | 50.0787 | 29.1225 | 4078457.075 | 481699.9667 | 848204.9469 | 4293112.7105 | 4293112.7105 | 0.044199 | 0.042108 | 0.013219 | 0.010244 | 0.01293 | 0.021015 | 0.012551 | 0.020598 | 10.2171 | 9.7337 | 3.0558 | 2.3679 | 2.9889 | 2.9013 | 11.81% | 20.8% | 1318.8226 | 2322.2586
|  | 0.004326 | 54.6851 | 28.3649 | 4078457.075 | 526008.28 | 826139.5312 | 4293112.7105 | 4293112.7105 | 0.043218 | 0.04155 | 0.013219 | 0.010244 | 0.01293 | 0.021015 | 0.012141 | 0.019825 | 9.9902 | 9.6047 | 3.0558 | 2.3679 | 2.9889 | 2.8066 | 12.9% | 20.26% | 1440.1322 | 2261.8468
|  | 0.004326 | 55.0001 | 28.3649 | 4078457.075 | 529038.2206 | 826139.5312 | 4293112.7105 | 4293112.7105 | 0.043168 | 0.041523 | 0.013271 | 0.010305 | 0.013204 | 0.021305 | 0.012365 | 0.020387 | 9.9788 | 9.5985 | 3.0677 | 2.3821 | 3.0522 | 2.8583 | 12.97% | 20.26% | 1448.4277 | 2261.8468
|  | 0.004326 | 56.6035 | 29.1225 | 4078457.075 | 544461.0996 | 848204.9469 | 4293112.7105 | 4293112.7105 | 0.042856 | 0.041262 | 0.013219 | 0.010244 | 0.01293 | 0.021015 | 0.012411 | 0.020334 | 9.9066 | 9.5382 | 3.0558 | 2.3679 | 2.9889 | 2.869 | 13.35% | 20.8% | 1490.6532 | 2322.2586
|  | 0.004326 | 56.2991 | 28.3649 | 4078457.075 | 541533.1188 | 826139.5312 | 4293112.7105 | 4293112.7105 | 0.042912 | 0.041357 | 0.013219 | 0.010244 | 0.01293 | 0.021015 | 0.012403 | 0.020318 | 9.9195 | 9.5601 | 3.0558 | 2.3679 | 2.9889 | 2.867 | 13.28% | 20.26% | 1482.6369 | 2261.8468
|  | 0.004326 | 55.7481 | 28.3649 | 4078457.075 | 536233.1274 | 826139.5312 | 4293112.7105 | 4293112.7105 | 0.043014 | 0.041422 | 0.013219 | 0.010244 | 0.01293 | 0.021015 | 0.012597 | 0.020684 | 9.9432 | 9.575 | 3.0558 | 2.3679 | 2.9889 | 2.912 | 13.15% | 20.26% | 1468.1263 | 2261.8468
|  | 0.004326 | 55.3152 | 28.3649 | 4078457.075 | 532069.1232 | 826139.5312 | 4293112.7105 | 4293112.7105 | 0.043096 | 0.041473 | 0.013219 | 0.010244 | 0.01293 | 0.021015 | 0.012549 | 0.020593 | 9.9621 | 9.587 | 3.0558 | 2.3679 | 2.9889 | 2.9008 | 13.05% | 20.26% | 1456.7259 | 2261.8468
|  | 0.004326 | 50.2757 | 29.1225 | 4078457.075 | 483594.882 | 848204.9469 | 4293112.7105 | 4293112.7105 | 0.044153 | 0.042079 | 0.013219 | 0.010244 | 0.01293 | 0.021015 | 0.012589 | 0.020668 | 10.2065 | 9.7271 | 3.0558 | 2.3679 | 2.9889 | 2.91 | 11.86% | 20.8% | 1324.0106 | 2322.2586
|  | 0.004326 | 51.063 | 29.1225 | 4078457.075 | 491167.8099 | 848204.9469 | 4293112.7105 | 4293112.7105 | 0.043975 | 0.041967 | 0.013219 | 0.010244 | 0.01293 | 0.021015 | 0.01213 | 0.019803 | 10.1652 | 9.701 | 3.0558 | 2.3679 | 2.9889 | 2.804 | 12.04% | 20.8% | 1344.7442 | 2322.2586
|  | 0.004326 | 54.0159 | 28.3649 | 4078457.075 | 519571.3394 | 826139.5312 | 4293112.7105 | 4293112.7105 | 0.04335 | 0.041633 | 0.013219 | 0.010244 | 0.01293 | 0.021015 | 0.012258 | 0.020044 | 10.0208 | 9.6239 | 3.0558 | 2.3679 | 2.9889 | 2.8335 | 12.74% | 20.26% | 1422.5088 | 2261.8468
|  | 0.004326 | 48.7401 | 29.1225 | 4078457.075 | 468824.1617 | 848204.9469 | 4293112.7105 | 4293112.7105 | 0.044519 | 0.04231 | 0.013219 | 0.010244 | 0.01293 | 0.021015 | 0.012521 | 0.02054 | 10.291 | 9.7803 | 3.0558 | 2.3679 | 2.9889 | 2.8943 | 11.5% | 20.8% | 1283.5706 | 2322.2586
|  | 0.004326 | 50.0787 | 29.1225 | 4078457.075 | 481699.9667 | 848204.9469 | 4293112.7105 | 4293112.7105 | 0.044199 | 0.042108 | 0.013219 | 0.010244 | 0.01293 | 0.021015 | 0.012385 | 0.020284 | 10.2171 | 9.7337 | 3.0558 | 2.3679 | 2.9889 | 2.8629 | 11.81% | 20.8% | 1318.8226 | 2322.2586
|  | 0.004326 | 49.9606 | 29.1225 | 4078457.075 | 480563.9794 | 848204.9469 | 4293112.7105 | 4293112.7105 | 0.044227 | 0.042125 | 0.013219 | 0.010244 | 0.01293 | 0.021015 | 0.012512 | 0.020523 | 10.2234 | 9.7377 | 3.0558 | 2.3679 | 2.9889 | 2.8922 | 11.78% | 20.8% | 1315.7125 | 2322.2586
|  | 0.004326 | 49.9606 | 29.1225 | 4078457.075 | 480563.9794 | 848204.9469 | 4293112.7105 | 4293112.7105 | 0.044227 | 0.042125 | 0.013219 | 0.010244 | 0.01293 | 0.021015 | 0.012432 | 0.020373 | 10.2234 | 9.7377 | 3.0558 | 2.3679 | 2.9889 | 2.8738 | 11.78% | 20.8% | 1315.7125 | 2322.2586
|  | 0.004326 | 49.7638 | 29.1225 | 4078457.075 | 478670.9879 | 848204.9469 | 4293112.7105 | 4293112.7105 | 0.044273 | 0.042155 | 0.013219 | 0.010244 | 0.01293 | 0.021015 | 0.012349 | 0.020216 | 10.2341 | 9.7445 | 3.0558 | 2.3679 | 2.9889 | 2.8546 | 11.74% | 20.8% | 1310.5297 | 2322.2586
|  | 0.004326 | 50.0787 | 29.1225 | 4078457.075 | 481699.9667 | 848204.9469 | 4293112.7105 | 4293112.7105 | 0.044199 | 0.042108 | 0.013219 | 0.010244 | 0.01293 | 0.021015 | 0.012517 | 0.020532 | 10.2171 | 9.7337 | 3.0558 | 2.3679 | 2.9889 | 2.8933 | 11.81% | 20.8% | 1318.8226 | 2322.2586
|  | 0.004326 | 49.9213 | 29.1225 | 4078457.075 | 480185.9583 | 848204.9469 | 4293112.7105 | 4293112.7105 | 0.044236 | 0.042131 | 0.013219 | 0.010244 | 0.01293 | 0.021015 | 0.012445 | 0.020398 | 10.2256 | 9.7391 | 3.0558 | 2.3679 | 2.9889 | 2.8768 | 11.77% | 20.8% | 1314.6775 | 2322.2586
|  | 0.004326 | 51.4173 | 29.1225 | 4078457.075 | 494575.7717 | 848204.9469 | 4293112.7105 | 4293112.7105 | 0.043896 | 0.041917 | 0.013219 | 0.010244 | 0.01293 | 0.021015 | 0.012442 | 0.020392 | 10.147 | 9.6896 | 3.0558 | 2.3679 | 2.9889 | 2.8761 | 12.13% | 20.8% | 1354.0747 | 2322.2586
|  | 0.004326 | 50.7479 | 29.1225 | 4078457.075 | 488136.9073 | 848204.9469 | 4293112.7105 | 4293112.7105 | 0.044045 | 0.042011 | 0.013219 | 0.010244 | 0.01293 | 0.021015 | 0.012494 | 0.020489 | 10.1816 | 9.7114 | 3.0558 | 2.3679 | 2.9889 | 2.888 | 11.97% | 20.8% | 1336.446 | 2322.2586
|  | 0.004326 | 50.315 | 29.1225 | 4078457.075 | 483972.9032 | 848204.9469 | 4293112.7105 | 4293112.7105 | 0.044144 | 0.042074 | 0.013219 | 0.010244 | 0.01293 | 0.021015 | 0.01228 | 0.020085 | 10.2044 | 9.7258 | 3.0558 | 2.3679 | 2.9889 | 2.8386 | 11.87% | 20.8% | 1325.0456 | 2322.2586
|  | 0.004326 | 53.4542 | 29.1225 | 4078457.075 | 514168.4261 | 848204.9469 | 4293112.7105 | 4293112.7105 | 0.043463 | 0.041645 | 0.013219 | 0.010244 | 0.01293 | 0.021015 | 0.012259 | 0.020046 | 10.047 | 9.6266 | 3.0558 | 2.3679 | 2.9889 | 2.8337 | 12.61% | 20.8% | 1407.7164 | 2322.2586
|  | 0.004326 | 49.4096 | 29.1225 | 4078457.075 | 475263.988 | 848204.9469 | 4293112.7105 | 4293112.7105 | 0.044357 | 0.042207 | 0.013219 | 0.010244 | 0.01293 | 0.021015 | 0.01253 | 0.020558 | 10.2536 | 9.7567 | 3.0558 | 2.3679 | 2.9889 | 2.8965 | 11.65% | 20.8% | 1301.2019 | 2322.2586
|  | 0.004326 | 49.3306 | 29.1225 | 4078457.075 | 474504.0981 | 848204.9469 | 4293112.7105 | 4293112.7105 | 0.044376 | 0.042219 | 0.013219 | 0.010244 | 0.01293 | 0.021015 | 0.012517 | 0.020533 | 10.2579 | 9.7594 | 3.0558 | 2.3679 | 2.9889 | 2.8935 | 11.63% | 20.8% | 1299.1214 | 2322.2586
|  | 0.004326 | 51.5749 | 28.3649 | 4078457.075 | 496091.7039 | 826139.5312 | 4293112.7105 | 4293112.7105 | 0.043861 | 0.041955 | 0.013219 | 0.010244 | 0.01293 | 0.021015 | 0.012549 | 0.020593 | 10.1389 | 9.6983 | 3.0558 | 2.3679 | 2.9889 | 2.9009 | 12.16% | 20.26% | 1358.2251 | 2261.8468
|  | 0.004326 | 53.7796 | 28.3649 | 4078457.075 | 517298.4029 | 826139.5312 | 4293112.7105 | 4293112.7105 | 0.043397 | 0.041663 | 0.013219 | 0.010244 | 0.01293 | 0.021015 | 0.01258 | 0.020651 | 10.0317 | 9.6308 | 3.0558 | 2.3679 | 2.9889 | 2.9079 | 12.68% | 20.26% | 1416.2858 | 2261.8468
|  | 0.004326 | 50.2757 | 29.1225 | 4078457.075 | 483594.882 | 848204.9469 | 4293112.7105 | 4293112.7105 | 0.044153 | 0.042079 | 0.013219 | 0.010244 | 0.01293 | 0.021015 | 0.012351 | 0.020221 | 10.2065 | 9.7271 | 3.0558 | 2.3679 | 2.9889 | 2.8551 | 11.86% | 20.8% | 1324.0106 | 2322.2586
|  | 0.004326 | 50.3151 | 29.1225 | 4078457.075 | 483973.865 | 848204.9469 | 4293112.7105 | 4293112.7105 | 0.044144 | 0.042074 | 0.013219 | 0.010244 | 0.01293 | 0.021015 | 0.012438 | 0.020383 | 10.2044 | 9.7258 | 3.0558 | 2.3679 | 2.9889 | 2.8751 | 11.87% | 20.8% | 1325.0482 | 2322.2586
|  | 0.004326 | 50.7479 | 29.1225 | 4078457.075 | 488136.9073 | 848204.9469 | 4293112.7105 | 4293112.7105 | 0.044045 | 0.042011 | 0.013219 | 0.010244 | 0.01293 | 0.021015 | 0.012535 | 0.020566 | 10.1816 | 9.7114 | 3.0558 | 2.3679 | 2.9889 | 2.8975 | 11.97% | 20.8% | 1336.446 | 2322.2586
|  | 0.004326 | 50.0394 | 29.1225 | 4078457.075 | 481321.9456 | 848204.9469 | 4293112.7105 | 4293112.7105 | 0.044208 | 0.042114 | 0.013219 | 0.010244 | 0.01293 | 0.021015 | 0.01245 | 0.020407 | 10.2192 | 9.7351 | 3.0558 | 2.3679 | 2.9889 | 2.878 | 11.8% | 20.8% | 1317.7877 | 2322.2586
|  | 0.004326 | 49.6064 | 29.1225 | 4078457.075 | 477156.9795 | 848204.9469 | 4293112.7105 | 4293112.7105 | 0.04431 | 0.042178 | 0.013219 | 0.010244 | 0.01293 | 0.021015 | 0.012551 | 0.020597 | 10.2427 | 9.7499 | 3.0558 | 2.3679 | 2.9889 | 2.9013 | 11.7% | 20.8% | 1306.3846 | 2322.2586
|  | 0.004326 | 54.8426 | 28.3649 | 4078457.075 | 527523.2503 | 826139.5312 | 4293112.7105 | 4293112.7105 | 0.043187 | 0.04153 | 0.013219 | 0.010244 | 0.01293 | 0.021015 | 0.012497 | 0.020496 | 9.9831 | 9.6002 | 3.0558 | 2.3679 | 2.9889 | 2.8889 | 12.93% | 20.26% | 1444.2799 | 2261.8468
|  | 0.004326 | 50.2361 | 30.2046 | 4078457.075 | 483213.9752 | 879721.5602 | 4293112.7105 | 4293112.7105 | 0.044163 | 0.042005 | 0.013219 | 0.010244 | 0.01293 | 0.021015 | 0.012456 | 0.020418 | 10.2086 | 9.7099 | 3.0558 | 2.3679 | 2.9889 | 2.8794 | 11.85% | 21.57% | 1322.9678 | 2408.5464
|  | 0.004326 | 52.3624 | 28.3649 | 4078457.075 | 503666.5556 | 826139.5312 | 4293112.7105 | 4293112.7105 | 0.043691 | 0.041848 | 0.013219 | 0.010244 | 0.01293 | 0.021015 | 0.012438 | 0.020384 | 10.0996 | 9.6735 | 3.0558 | 2.3679 | 2.9889 | 2.8751 | 12.35% | 20.26% | 1378.9639 | 2261.8468
|  | 0.004326 | 52.7952 | 28.3649 | 4078457.075 | 507829.5979 | 826139.5312 | 4293112.7105 | 4293112.7105 | 0.0436 | 0.04179 | 0.013219 | 0.010244 | 0.01293 | 0.021015 | 0.012247 | 0.020024 | 10.0785 | 9.6602 | 3.0558 | 2.3679 | 2.9889 | 2.831 | 12.45% | 20.26% | 1390.3617 | 2261.8468
|  | 0.004326 | 56.5747 | 29.721 | 4078457.075 | 544184.0764 | 865636.5087 | 4293112.7105 | 4293112.7105 | 0.042866 | 0.041225 | 0.013239 | 0.010267 | 0.013036 | 0.021127 | 0.012331 | 0.020236 | 9.9089 | 9.5297 | 3.0604 | 2.3734 | 3.0135 | 2.8504 | 13.34% | 21.22% | 1489.8948 | 2369.9836
|  | 0.004326 | 54.0944 | 28.3649 | 4078457.075 | 520326.4198 | 826139.5312 | 4293112.7105 | 4293112.7105 | 0.043334 | 0.041623 | 0.013219 | 0.010244 | 0.01293 | 0.021015 | 0.01217 | 0.019878 | 10.0171 | 9.6216 | 3.0558 | 2.3679 | 2.9889 | 2.8132 | 12.76% | 20.26% | 1424.5761 | 2261.8468
|  | 0.004326 | 51.0237 | 30.2046 | 4078457.075 | 490789.7887 | 879721.5602 | 4293112.7105 | 4293112.7105 | 0.043983 | 0.041892 | 0.013219 | 0.010244 | 0.01293 | 0.021015 | 0.012421 | 0.020352 | 10.1672 | 9.6838 | 3.0558 | 2.3679 | 2.9889 | 2.8712 | 12.03% | 21.57% | 1343.7092 | 2408.5464
|  | 0.004326 | 51.9686 | 30.2046 | 4078457.075 | 499878.6488 | 879721.5602 | 4293112.7105 | 4293112.7105 | 0.043775 | 0.041761 | 0.013219 | 0.010244 | 0.01293 | 0.021015 | 0.012542 | 0.020579 | 10.1191 | 9.6536 | 3.0558 | 2.3679 | 2.9889 | 2.8991 | 12.26% | 21.57% | 1368.5932 | 2408.5464
|  | 0.004326 | 55.3149 | 30.2046 | 4078457.075 | 532066.2375 | 879721.5602 | 4293112.7105 | 4293112.7105 | 0.043096 | 0.041334 | 0.013219 | 0.010244 | 0.01293 | 0.021015 | 0.012366 | 0.020248 | 9.9621 | 9.5547 | 3.0558 | 2.3679 | 2.9889 | 2.8584 | 13.05% | 21.57% | 1456.718 | 2408.5464
|  | 0.004326 | 52.5198 | 30.2046 | 4078457.075 | 505180.564 | 879721.5602 | 4293112.7105 | 4293112.7105 | 0.043658 | 0.041687 | 0.013219 | 0.010244 | 0.01293 | 0.021015 | 0.012521 | 0.020541 | 10.0919 | 9.6364 | 3.0558 | 2.3679 | 2.9889 | 2.8944 | 12.39% | 21.57% | 1383.109 | 2408.5464
|  | 0.004326 | 54.882 | 28.3649 | 4078457.075 | 527902.2334 | 826139.5312 | 4293112.7105 | 4293112.7105 | 0.043179 | 0.041526 | 0.013219 | 0.010244 | 0.01293 | 0.021015 | 0.012503 | 0.020507 | 9.9813 | 9.5991 | 3.0558 | 2.3679 | 2.9889 | 2.8902 | 12.94% | 20.26% | 1445.3175 | 2261.8468
|  | 0.004326 | 52.5592 | 28.3649 | 4078457.075 | 505559.5471 | 826139.5312 | 4293112.7105 | 4293112.7105 | 0.043649 | 0.041821 | 0.013219 | 0.010244 | 0.01293 | 0.021015 | 0.012389 | 0.020293 | 10.09 | 9.6675 | 3.0558 | 2.3679 | 2.9889 | 2.8639 | 12.4% | 20.26% | 1384.1466 | 2261.8468
|  | 0.004326 | 51.3779 | 30.2046 | 4078457.075 | 494196.7887 | 879721.5602 | 4293112.7105 | 4293112.7105 | 0.043904 | 0.041843 | 0.013219 | 0.010244 | 0.01293 | 0.021015 | 0.01238 | 0.020275 | 10.149 | 9.6723 | 3.0558 | 2.3679 | 2.9889 | 2.8618 | 12.12% | 21.57% | 1353.0371 | 2408.5464
|  | 0.004326 | 51.3386 | 30.2046 | 4078457.075 | 493818.7675 | 879721.5602 | 4293112.7105 | 4293112.7105 | 0.043913 | 0.041848 | 0.013219 | 0.010244 | 0.01293 | 0.021015 | 0.012563 | 0.020619 | 10.151 | 9.6736 | 3.0558 | 2.3679 | 2.9889 | 2.904 | 12.11% | 21.57% | 1352.0021 | 2408.5464
|  | 0.004326 | 53.189 | 30.2046 | 4078457.075 | 511617.5046 | 879721.5602 | 4293112.7105 | 4293112.7105 | 0.043518 | 0.041599 | 0.013219 | 0.010244 | 0.01293 | 0.021015 | 0.012473 | 0.020451 | 10.0596 | 9.6161 | 3.0558 | 2.3679 | 2.9889 | 2.8834 | 12.54% | 21.57% | 1400.7324 | 2408.5464
|  | 0.004326 | 60.8266 | 29.721 | 4078457.075 | 585082.5041 | 865636.5087 | 4293112.7105 | 4293112.7105 | 0.04214 | 0.040767 | 0.013219 | 0.010244 | 0.01293 | 0.021015 | 0.012412 | 0.020336 | 9.7411 | 9.4237 | 3.0558 | 2.3679 | 2.9889 | 2.8692 | 14.35% | 21.22% | 1601.8686 | 2369.9836
|  | 0.004326 | 55.4331 | 28.3649 | 4078457.075 | 533203.1867 | 826139.5312 | 4293112.7105 | 4293112.7105 | 0.043074 | 0.041459 | 0.013219 | 0.010244 | 0.01293 | 0.021015 | 0.012592 | 0.020673 | 9.9569 | 9.5837 | 3.0558 | 2.3679 | 2.9889 | 2.9107 | 13.07% | 20.26% | 1459.8308 | 2261.8468
|  | 0.004326 | 54.8031 | 28.3649 | 4078457.075 | 527143.3054 | 826139.5312 | 4293112.7105 | 4293112.7105 | 0.043195 | 0.041535 | 0.013219 | 0.010244 | 0.01293 | 0.021015 | 0.012369 | 0.020255 | 9.9849 | 9.6013 | 3.0558 | 2.3679 | 2.9889 | 2.8593 | 12.93% | 20.26% | 1443.2397 | 2261.8468
|  | 0.004326 | 55.3938 | 28.3649 | 4078457.075 | 532825.1655 | 826139.5312 | 4293112.7105 | 4293112.7105 | 0.043081 | 0.041464 | 0.013219 | 0.010244 | 0.01293 | 0.021015 | 0.012162 | 0.019863 | 9.9586 | 9.5848 | 3.0558 | 2.3679 | 2.9889 | 2.8113 | 13.06% | 20.26% | 1458.7958 | 2261.8468
|  | 0.004326 | 56.496 | 28.3649 | 4078457.075 | 543427.0722 | 826139.5312 | 4293112.7105 | 4293112.7105 | 0.042876 | 0.041334 | 0.013219 | 0.010244 | 0.01293 | 0.021015 | 0.012503 | 0.020507 | 9.9111 | 9.5549 | 3.0558 | 2.3679 | 2.9889 | 2.8902 | 13.32% | 20.26% | 1487.8222 | 2261.8468
|  | 0.004326 | 55.2756 | 28.3649 | 4078457.075 | 531688.2164 | 826139.5312 | 4293112.7105 | 4293112.7105 | 0.043104 | 0.041478 | 0.013219 | 0.010244 | 0.01293 | 0.021015 | 0.01248 | 0.020462 | 9.9638 | 9.5881 | 3.0558 | 2.3679 | 2.9889 | 2.8848 | 13.04% | 20.26% | 1455.683 | 2261.8468
|  | 0.004326 | 59.2912 | 29.721 | 4078457.075 | 570313.7076 | 865636.5087 | 4293112.7105 | 4293112.7105 | 0.042389 | 0.040923 | 0.013219 | 0.010244 | 0.01293 | 0.021015 | 0.012532 | 0.020561 | 9.7986 | 9.4598 | 3.0558 | 2.3679 | 2.9889 | 2.8969 | 13.98% | 21.22% | 1561.4338 | 2369.9836
|  | 0.004326 | 56.5356 | 28.3649 | 4078457.075 | 543807.979 | 826139.5312 | 4293112.7105 | 4293112.7105 | 0.042868 | 0.04133 | 0.013219 | 0.010244 | 0.01293 | 0.021015 | 0.012509 | 0.020518 | 9.9095 | 9.5538 | 3.0558 | 2.3679 | 2.9889 | 2.8915 | 13.33% | 20.26% | 1488.8651 | 2261.8468
|  | 0.004326 | 53.0707 | 30.2046 | 4078457.075 | 510479.5936 | 879721.5602 | 4293112.7105 | 4293112.7105 | 0.043542 | 0.041614 | 0.013219 | 0.010244 | 0.01293 | 0.021015 | 0.012467 | 0.020439 | 10.0652 | 9.6196 | 3.0558 | 2.3679 | 2.9889 | 2.8819 | 12.52% | 21.57% | 1397.617 | 2408.5464
|  | 0.004326 | 55.3149 | 30.2046 | 4078457.075 | 532066.2375 | 879721.5602 | 4293112.7105 | 4293112.7105 | 0.043096 | 0.041334 | 0.013219 | 0.010244 | 0.01293 | 0.021015 | 0.012504 | 0.020509 | 9.9621 | 9.5547 | 3.0558 | 2.3679 | 2.9889 | 2.8905 | 13.05% | 21.57% | 1456.718 | 2408.5464
|  | 0.004326 | 50.8268 | 30.2046 | 4078457.075 | 488895.8353 | 879721.5602 | 4293112.7105 | 4293112.7105 | 0.044028 | 0.04192 | 0.013219 | 0.010244 | 0.01293 | 0.021015 | 0.012571 | 0.020634 | 10.1774 | 9.6903 | 3.0558 | 2.3679 | 2.9889 | 2.9058 | 11.99% | 21.57% | 1338.5238 | 2408.5464
|  | 0.004326 | 56.2993 | 28.3649 | 4078457.075 | 541535.0426 | 826139.5312 | 4293112.7105 | 4293112.7105 | 0.042912 | 0.041357 | 0.013219 | 0.010244 | 0.01293 | 0.021015 | 0.012531 | 0.02056 | 9.9195 | 9.5601 | 3.0558 | 2.3679 | 2.9889 | 2.8968 | 13.28% | 20.26% | 1482.6421 | 2261.8468
|  | 0.004326 | 56.6929 | 28.3649 | 4078457.075 | 545321.0256 | 826139.5312 | 4293112.7105 | 4293112.7105 | 0.04284 | 0.041312 | 0.013219 | 0.010244 | 0.01293 | 0.021015 | 0.01241 | 0.020331 | 9.9028 | 9.5497 | 3.0558 | 2.3679 | 2.9889 | 2.8687 | 13.37% | 20.26% | 1493.0076 | 2261.8468
|  | 0.004326 | 56.4174 | 28.3649 | 4078457.075 | 542671.0299 | 826139.5312 | 4293112.7105 | 4293112.7105 | 0.04289 | 0.041343 | 0.013219 | 0.010244 | 0.01293 | 0.021015 | 0.012568 | 0.02063 | 9.9145 | 9.557 | 3.0558 | 2.3679 | 2.9889 | 2.9053 | 13.31% | 20.26% | 1485.7523 | 2261.8468
|  | 0.004326 | 57.2439 | 28.3649 | 4078457.075 | 550621.017 | 826139.5312 | 4293112.7105 | 4293112.7105 | 0.042741 | 0.041249 | 0.013219 | 0.010244 | 0.01293 | 0.021015 | 0.012454 | 0.020415 | 9.8799 | 9.5352 | 3.0558 | 2.3679 | 2.9889 | 2.879 | 13.5% | 20.26% | 1507.5182 | 2261.8468
|  | 0.004326 | 57.7953 | 28.3649 | 4078457.075 | 555924.856 | 826139.5312 | 4293112.7105 | 4293112.7105 | 0.042643 | 0.041188 | 0.013219 | 0.010244 | 0.01293 | 0.021015 | 0.012032 | 0.019617 | 9.8574 | 9.5211 | 3.0558 | 2.3679 | 2.9889 | 2.7812 | 13.63% | 20.26% | 1522.0393 | 2261.8468
|  | 0.004326 | 60.6299 | 29.721 | 4078457.075 | 583190.4744 | 865636.5087 | 4293112.7105 | 4293112.7105 | 0.04217 | 0.040786 | 0.013216 | 0.01024 | 0.012913 | 0.020997 | 0.012587 | 0.020656 | 9.7481 | 9.428 | 3.0551 | 2.367 | 2.985 | 2.9097 | 14.3% | 21.22% | 1596.6885 | 2369.9836
|  | 0.004326 | 54.9212 | 28.3649 | 4078457.075 | 528279.2926 | 826139.5312 | 4293112.7105 | 4293112.7105 | 0.043172 | 0.041521 | 0.013219 | 0.010244 | 0.01293 | 0.021015 | 0.012363 | 0.020243 | 9.9796 | 9.598 | 3.0558 | 2.3679 | 2.9889 | 2.8578 | 12.95% | 20.26% | 1446.3499 | 2261.8468
|  | 0.004326 | 57.1259 | 29.721 | 4078457.075 | 549485.9916 | 865636.5087 | 4293112.7105 | 4293112.7105 | 0.042762 | 0.041158 | 0.013219 | 0.010244 | 0.01293 | 0.021015 | 0.012566 | 0.020625 | 9.8848 | 9.5141 | 3.0558 | 2.3679 | 2.9889 | 2.9047 | 13.47% | 21.22% | 1504.4107 | 2369.9836
|  | 0.004326 | 57.7167 | 29.721 | 4078457.075 | 555168.8137 | 865636.5087 | 4293112.7105 | 4293112.7105 | 0.042657 | 0.041092 | 0.013219 | 0.010244 | 0.01293 | 0.021015 | 0.012467 | 0.020439 | 9.8606 | 9.4989 | 3.0558 | 2.3679 | 2.9889 | 2.8819 | 13.61% | 21.22% | 1519.9694 | 2369.9836
|  | 0.004326 | 54.6851 | 28.3649 | 4078457.075 | 526008.28 | 826139.5312 | 4293112.7105 | 4293112.7105 | 0.04323 | 0.041562 | 0.013271 | 0.010305 | 0.013204 | 0.021305 | 0.012056 | 0.019804 | 9.993 | 9.6074 | 3.0677 | 2.3821 | 3.0522 | 2.7868 | 12.9% | 20.26% | 1440.1322 | 2261.8468
|  | 0.004326 | 55.7087 | 28.3649 | 4078457.075 | 535854.1443 | 826139.5312 | 4293112.7105 | 4293112.7105 | 0.043033 | 0.041438 | 0.013271 | 0.010305 | 0.013204 | 0.021305 | 0.012008 | 0.019714 | 9.9476 | 9.5789 | 3.0677 | 2.3821 | 3.0522 | 2.7758 | 13.14% | 20.26% | 1467.0887 | 2261.8468
|  | 0.004326 | 57.8345 | 28.3649 | 4078457.075 | 556301.9153 | 826139.5312 | 4293112.7105 | 4293112.7105 | 0.042636 | 0.041184 | 0.013219 | 0.010244 | 0.01293 | 0.021015 | 0.012536 | 0.020568 | 9.8559 | 9.5201 | 3.0558 | 2.3679 | 2.9889 | 2.8978 | 13.64% | 20.26% | 1523.0716 | 2261.8468
|  | 0.004326 | 57.0866 | 28.3649 | 4078457.075 | 549107.9705 | 826139.5312 | 4293112.7105 | 4293112.7105 | 0.042769 | 0.041267 | 0.013219 | 0.010244 | 0.01293 | 0.021015 | 0.01237 | 0.020256 | 9.8864 | 9.5393 | 3.0558 | 2.3679 | 2.9889 | 2.8594 | 13.46% | 20.26% | 1503.3757 | 2261.8468
|  | 0.004326 | 52.7168 | 28.3649 | 4078457.075 | 507075.4793 | 826139.5312 | 4293112.7105 | 4293112.7105 | 0.043616 | 0.041801 | 0.013219 | 0.010244 | 0.01293 | 0.021015 | 0.012255 | 0.020039 | 10.0823 | 9.6626 | 3.0558 | 2.3679 | 2.9889 | 2.8329 | 12.43% | 20.26% | 1388.297 | 2261.8468
|  | 0.004326 | 58.5038 | 28.3649 | 4078457.075 | 562739.8178 | 826139.5312 | 4293112.7105 | 4293112.7105 | 0.04252 | 0.04111 | 0.013216 | 0.01024 | 0.012913 | 0.020997 | 0.012576 | 0.020635 | 9.829 | 9.5031 | 3.0551 | 2.367 | 2.985 | 2.9071 | 13.8% | 20.26% | 1540.6977 | 2261.8468
|  | 0.004326 | 56.9685 | 29.721 | 4078457.075 | 547971.9832 | 865636.5087 | 4293112.7105 | 4293112.7105 | 0.04279 | 0.041176 | 0.013219 | 0.010244 | 0.01293 | 0.021015 | 0.012499 | 0.020498 | 9.8913 | 9.5182 | 3.0558 | 2.3679 | 2.9889 | 2.8892 | 13.44% | 21.22% | 1500.2655 | 2369.9836
|  | 0.004326 | 55.2757 | 28.3649 | 4078457.075 | 531689.1782 | 826139.5312 | 4293112.7105 | 4293112.7105 | 0.043115 | 0.04149 | 0.013271 | 0.010305 | 0.013204 | 0.021305 | 0.012243 | 0.020156 | 9.9666 | 9.5908 | 3.0677 | 2.3821 | 3.0522 | 2.83 | 13.04% | 20.26% | 1455.6856 | 2261.8468
|  | 0.004326 | 55.63 | 28.3649 | 4078457.075 | 535097.1401 | 826139.5312 | 4293112.7105 | 4293112.7105 | 0.043036 | 0.041436 | 0.013219 | 0.010244 | 0.01293 | 0.021015 | 0.012455 | 0.020416 | 9.9483 | 9.5783 | 3.0558 | 2.3679 | 2.9889 | 2.8791 | 13.12% | 20.26% | 1465.0161 | 2261.8468
|  | 0.004326 | 53.6221 | 28.3649 | 4078457.075 | 515783.4326 | 826139.5312 | 4293112.7105 | 4293112.7105 | 0.043441 | 0.041695 | 0.013271 | 0.010305 | 0.013204 | 0.021305 | 0.012446 | 0.020539 | 10.0419 | 9.6382 | 3.0677 | 2.3821 | 3.0522 | 2.8769 | 12.65% | 20.26% | 1412.1381 | 2261.8468
|  | 0.004326 | 55.5512 | 28.3649 | 4078457.075 | 534339.174 | 826139.5312 | 4293112.7105 | 4293112.7105 | 0.043051 | 0.041445 | 0.013219 | 0.010244 | 0.01293 | 0.021015 | 0.012565 | 0.020623 | 9.9517 | 9.5804 | 3.0558 | 2.3679 | 2.9889 | 2.9045 | 13.1% | 20.26% | 1462.9409 | 2261.8468
|  | 0.004326 | 49.7638 | 29.1225 | 4078457.075 | 478670.9879 | 848204.9469 | 4293112.7105 | 4293112.7105 | 0.044273 | 0.042155 | 0.013219 | 0.010244 | 0.01293 | 0.021015 | 0.012076 | 0.019701 | 10.2341 | 9.7445 | 3.0558 | 2.3679 | 2.9889 | 2.7915 | 11.74% | 20.8% | 1310.5297 | 2322.2586
|  | 0.004326 | 52.8248 | 29.1225 | 4078457.075 | 508114.3161 | 848204.9469 | 4293112.7105 | 4293112.7105 | 0.043593 | 0.041727 | 0.013219 | 0.010244 | 0.01293 | 0.021015 | 0.012488 | 0.020479 | 10.0771 | 9.6456 | 3.0558 | 2.3679 | 2.9889 | 2.8868 | 12.46% | 20.8% | 1391.1412 | 2322.2586
|  | 0.004326 | 50.6693 | 29.1225 | 4078457.075 | 487380.865 | 848204.9469 | 4293112.7105 | 4293112.7105 | 0.044063 | 0.042023 | 0.013219 | 0.010244 | 0.01293 | 0.021015 | 0.012481 | 0.020465 | 10.1857 | 9.714 | 3.0558 | 2.3679 | 2.9889 | 2.8851 | 11.95% | 20.8% | 1334.3761 | 2322.2586
|  | 0.004326 | 49.685 | 29.1225 | 4078457.075 | 477913.0218 | 848204.9469 | 4293112.7105 | 4293112.7105 | 0.044291 | 0.042166 | 0.013219 | 0.010244 | 0.01293 | 0.021015 | 0.012478 | 0.02046 | 10.2384 | 9.7472 | 3.0558 | 2.3679 | 2.9889 | 2.8844 | 11.72% | 20.8% | 1308.4545 | 2322.2586
|  | 0.004326 | 51.4567 | 29.1225 | 4078457.075 | 494954.7548 | 848204.9469 | 4293112.7105 | 4293112.7105 | 0.043887 | 0.041912 | 0.013219 | 0.010244 | 0.01293 | 0.021015 | 0.012457 | 0.02042 | 10.145 | 9.6883 | 3.0558 | 2.3679 | 2.9889 | 2.8795 | 12.14% | 20.8% | 1355.1123 | 2322.2586
|  | 0.004326 | 50.7483 | 29.1225 | 4078457.075 | 488140.7549 | 848204.9469 | 4293112.7105 | 4293112.7105 | 0.044045 | 0.042011 | 0.013219 | 0.010244 | 0.01293 | 0.021015 | 0.012595 | 0.02068 | 10.1815 | 9.7113 | 3.0558 | 2.3679 | 2.9889 | 2.9115 | 11.97% | 20.8% | 1336.4565 | 2322.2586
|  | 0.004326 | 50.1576 | 29.1225 | 4078457.075 | 482458.8947 | 848204.9469 | 4293112.7105 | 4293112.7105 | 0.044181 | 0.042097 | 0.013219 | 0.010244 | 0.01293 | 0.021015 | 0.012467 | 0.020439 | 10.2128 | 9.7311 | 3.0558 | 2.3679 | 2.9889 | 2.8819 | 11.83% | 20.8% | 1320.9005 | 2322.2586
|  | 0.004326 | 50.5119 | 29.1225 | 4078457.075 | 485866.8566 | 848204.9469 | 4293112.7105 | 4293112.7105 | 0.044099 | 0.042045 | 0.013219 | 0.010244 | 0.01293 | 0.021015 | 0.01237 | 0.020256 | 10.194 | 9.7192 | 3.0558 | 2.3679 | 2.9889 | 2.8595 | 11.91% | 20.8% | 1330.231 | 2322.2586
|  | 0.004326 | 52.3624 | 28.3649 | 4078457.075 | 503666.5556 | 826139.5312 | 4293112.7105 | 4293112.7105 | 0.043691 | 0.041848 | 0.013219 | 0.010244 | 0.01293 | 0.021015 | 0.012423 | 0.020356 | 10.0996 | 9.6735 | 3.0558 | 2.3679 | 2.9889 | 2.8717 | 12.35% | 20.26% | 1378.9639 | 2261.8468
|  | 0.004326 | 54.6063 | 28.3649 | 4078457.075 | 525250.3139 | 826139.5312 | 4293112.7105 | 4293112.7105 | 0.043233 | 0.041559 | 0.013219 | 0.010244 | 0.01293 | 0.021015 | 0.012492 | 0.020487 | 9.9938 | 9.6069 | 3.0558 | 2.3679 | 2.9889 | 2.8878 | 12.88% | 20.26% | 1438.057 | 2261.8468
|  | 0.004326 | 56.5747 | 29.721 | 4078457.075 | 544184.0764 | 865636.5087 | 4293112.7105 | 4293112.7105 | 0.042861 | 0.041221 | 0.013219 | 0.010244 | 0.01293 | 0.021015 | 0.01259 | 0.02067 | 9.9078 | 9.5286 | 3.0558 | 2.3679 | 2.9889 | 2.9102 | 13.34% | 21.22% | 1489.8948 | 2369.9836
|  | 0.004326 | 51.181 | 30.2046 | 4078457.075 | 492302.8353 | 879721.5602 | 4293112.7105 | 4293112.7105 | 0.043948 | 0.04187 | 0.013219 | 0.010244 | 0.01293 | 0.021015 | 0.012412 | 0.020335 | 10.1591 | 9.6787 | 3.0558 | 2.3679 | 2.9889 | 2.8691 | 12.07% | 21.57% | 1347.8517 | 2408.5464
|  | 0.004326 | 55.5907 | 28.3649 | 4078457.075 | 534719.1189 | 826139.5312 | 4293112.7105 | 4293112.7105 | 0.043044 | 0.04144 | 0.013219 | 0.010244 | 0.01293 | 0.021015 | 0.012472 | 0.020449 | 9.95 | 9.5794 | 3.0558 | 2.3679 | 2.9889 | 2.8831 | 13.11% | 20.26% | 1463.9812 | 2261.8468
|  | 0.004326 | 51.7717 | 29.1225 | 4078457.075 | 497984.6954 | 848204.9469 | 4293112.7105 | 4293112.7105 | 0.043818 | 0.041868 | 0.013219 | 0.010244 | 0.01293 | 0.021015 | 0.012281 | 0.020088 | 10.129 | 9.6783 | 3.0558 | 2.3679 | 2.9889 | 2.8389 | 12.21% | 20.8% | 1363.4078 | 2322.2586
|  | 0.004326 | 52.9135 | 30.2046 | 4078457.075 | 508967.5089 | 879721.5602 | 4293112.7105 | 4293112.7105 | 0.043575 | 0.041635 | 0.013219 | 0.010244 | 0.01293 | 0.021015 | 0.012217 | 0.019968 | 10.0728 | 9.6244 | 3.0558 | 2.3679 | 2.9889 | 2.8242 | 12.48% | 21.57% | 1393.4771 | 2408.5464
|  | 0.004326 | 55.433 | 30.2046 | 4078457.075 | 533202.2248 | 879721.5602 | 4293112.7105 | 4293112.7105 | 0.043074 | 0.041319 | 0.013219 | 0.010244 | 0.01293 | 0.021015 | 0.012523 | 0.020545 | 9.9569 | 9.5514 | 3.0558 | 2.3679 | 2.9889 | 2.8949 | 13.07% | 21.57% | 1459.8281 | 2408.5464
|  | 0.004326 | 56.1024 | 28.3649 | 4078457.075 | 539641.0892 | 826139.5312 | 4293112.7105 | 4293112.7105 | 0.042948 | 0.04138 | 0.013219 | 0.010244 | 0.01293 | 0.021015 | 0.012472 | 0.020449 | 9.9279 | 9.5654 | 3.0558 | 2.3679 | 2.9889 | 2.8831 | 13.23% | 20.26% | 1477.4568 | 2261.8468
|  | 0.004326 | 57.8345 | 28.3649 | 4078457.075 | 556301.9153 | 826139.5312 | 4293112.7105 | 4293112.7105 | 0.042636 | 0.041184 | 0.013219 | 0.010244 | 0.01293 | 0.021015 | 0.012333 | 0.020186 | 9.8559 | 9.5201 | 3.0558 | 2.3679 | 2.9889 | 2.8509 | 13.64% | 20.26% | 1523.0716 | 2261.8468
|  | 0.004326 | 53.4646 | 29.1225 | 4078457.075 | 514268.4623 | 848204.9469 | 4293112.7105 | 4293112.7105 | 0.043461 | 0.041643 | 0.013219 | 0.010244 | 0.01293 | 0.021015 | 0.012378 | 0.020271 | 10.0465 | 9.6263 | 3.0558 | 2.3679 | 2.9889 | 2.8613 | 12.61% | 20.8% | 1407.9903 | 2322.2586
|  | 0.0035305 | 44.7245 | 24.0011 | 4078457.075 | 430198.6705 | 699042.038 | 4293112.7105 | 4293112.7105 | 0.04639 | 0.044259 | 0.014018 | 0.011042 | 0.01374 | 0.021826 | 0.013294 | 0.021301 | 13.1398 | 12.5361 | 3.9704 | 3.1277 | 3.8918 | 3.7654 | 10.55% | 17.14% | 1177.8198 | 1913.8728
|  | 0.0035305 | 45.5907 | 24.0011 | 4078457.075 | 438530.5264 | 699042.038 | 4293112.7105 | 4293112.7105 | 0.046141 | 0.044101 | 0.014013 | 0.011037 | 0.013716 | 0.0218 | 0.012951 | 0.020641 | 13.0693 | 12.4916 | 3.9692 | 3.1262 | 3.885 | 3.6682 | 10.75% | 17.14% | 1200.6311 | 1913.8728
|  | 0.0035305 | 45.1575 | 24.0011 | 4078457.075 | 434363.6366 | 699042.038 | 4293112.7105 | 4293112.7105 | 0.046265 | 0.04418 | 0.014018 | 0.011042 | 0.01374 | 0.021826 | 0.01294 | 0.020633 | 13.1043 | 12.5138 | 3.9704 | 3.1277 | 3.8918 | 3.6651 | 10.65% | 17.14% | 1189.2228 | 1913.8728
|  | 0.0035305 | 45.5511 | 24.0011 | 4078457.075 | 438149.6196 | 699042.038 | 4293112.7105 | 4293112.7105 | 0.046152 | 0.044108 | 0.014013 | 0.011037 | 0.013716 | 0.0218 | 0.013026 | 0.020784 | 13.0724 | 12.4936 | 3.9692 | 3.1262 | 3.885 | 3.6897 | 10.74% | 17.14% | 1199.5883 | 1913.8728
|  | 0.0035305 | 45.5511 | 24.0011 | 4078457.075 | 438149.6196 | 699042.038 | 4293112.7105 | 4293112.7105 | 0.046153 | 0.04411 | 0.014018 | 0.011042 | 0.01374 | 0.021826 | 0.013318 | 0.021346 | 13.0727 | 12.4938 | 3.9704 | 3.1277 | 3.8918 | 3.7723 | 10.74% | 17.14% | 1199.5883 | 1913.8728
|  | 0.0035305 | 45.4331 | 24.0011 | 4078457.075 | 437014.5942 | 699042.038 | 4293112.7105 | 4293112.7105 | 0.046185 | 0.044129 | 0.014013 | 0.011037 | 0.013716 | 0.0218 | 0.013283 | 0.021267 | 13.0818 | 12.4995 | 3.9692 | 3.1262 | 3.885 | 3.7622 | 10.72% | 17.14% | 1196.4808 | 1913.8728
|  | 0.0035305 | 46.0237 | 24.0011 | 4078457.075 | 442695.4925 | 699042.038 | 4293112.7105 | 4293112.7105 | 0.046021 | 0.044026 | 0.014013 | 0.011037 | 0.013716 | 0.0218 | 0.013261 | 0.021227 | 13.0352 | 12.4701 | 3.9692 | 3.1262 | 3.885 | 3.7562 | 10.85% | 17.14% | 1212.0342 | 1913.8728
|  | 0.0035305 | 46.5356 | 24.0011 | 4078457.075 | 447619.3865 | 699042.038 | 4293112.7105 | 4293112.7105 | 0.045888 | 0.043944 | 0.014041 | 0.01107 | 0.013862 | 0.021955 | 0.013312 | 0.021397 | 12.9975 | 12.447 | 3.9769 | 3.1355 | 3.9265 | 3.7705 | 10.98% | 17.14% | 1225.5151 | 1913.8728
|  | 0.0035305 | 46.9291 | 24.0011 | 4078457.075 | 451404.4076 | 699042.038 | 4293112.7105 | 4293112.7105 | 0.045782 | 0.043878 | 0.014041 | 0.01107 | 0.013862 | 0.021955 | 0.012933 | 0.020684 | 12.9677 | 12.4283 | 3.9769 | 3.1355 | 3.9265 | 3.6633 | 11.07% | 17.14% | 1235.8779 | 1913.8728
|  | 0.0035305 | 46.1417 | 24.0011 | 4078457.075 | 443830.5179 | 699042.038 | 4293112.7105 | 4293112.7105 | 0.045989 | 0.044006 | 0.014018 | 0.011042 | 0.01374 | 0.021826 | 0.013275 | 0.021264 | 13.0263 | 12.4646 | 3.9704 | 3.1277 | 3.8918 | 3.76 | 10.88% | 17.14% | 1215.1417 | 1913.8728
|  | 0.0035305 | 45.7481 | 24.0611 | 4078457.075 | 440044.5349 | 700789.563 | 4293112.7105 | 4293112.7105 | 0.046098 | 0.044068 | 0.014018 | 0.011042 | 0.01374 | 0.021826 | 0.013294 | 0.021301 | 13.0571 | 12.4821 | 3.9704 | 3.1277 | 3.8918 | 3.7655 | 10.79% | 17.18% | 1204.7763 | 1918.6573
|  | 0.0035305 | 46.4174 | 24.0011 | 4078457.075 | 446482.4374 | 699042.038 | 4293112.7105 | 4293112.7105 | 0.045914 | 0.043959 | 0.014018 | 0.011042 | 0.01374 | 0.021826 | 0.01325 | 0.021218 | 13.005 | 12.4512 | 3.9704 | 3.1277 | 3.8918 | 3.753 | 10.95% | 17.14% | 1222.4023 | 1913.8728
|  | 0.0035305 | 45.9448 | 24.0011 | 4078457.075 | 441936.5645 | 699042.038 | 4293112.7105 | 4293112.7105 | 0.046042 | 0.044039 | 0.014013 | 0.011037 | 0.013716 | 0.0218 | 0.01337 | 0.021431 | 13.0413 | 12.474 | 3.9692 | 3.1262 | 3.885 | 3.7869 | 10.84% | 17.14% | 1209.9564 | 1913.8728
|  | 0.007099 | 48.937 | 26.4659 | 4078457.075 | 470718.1151 | 770830.365 | 4293112.7105 | 4293112.7105 | 0.041698 | 0.03973 | 0.010446 | 0.0074705 | 0.010157 | 0.018242 | 0.0097114 | 0.017699 | 5.8738 | 5.5966 | 1.4715 | 1.0523 | 1.4308 | 1.368 | 11.54% | 18.9% | 1288.756 | 2110.4185
|  | 0.007099 | 48.8977 | 26.4659 | 4078457.075 | 470340.0939 | 770830.365 | 4293112.7105 | 4293112.7105 | 0.041707 | 0.039736 | 0.010446 | 0.0074705 | 0.010157 | 0.018242 | 0.009663 | 0.017607 | 5.8751 | 5.5975 | 1.4715 | 1.0523 | 1.4308 | 1.3612 | 11.53% | 18.9% | 1287.721 | 2110.4185
|  | 0.007099 | 49.8819 | 26.4659 | 4078457.075 | 479806.9752 | 770830.365 | 4293112.7105 | 4293112.7105 | 0.041471 | 0.039587 | 0.010443 | 0.0074667 | 0.01014 | 0.018224 | 0.0097232 | 0.017712 | 5.8419 | 5.5765 | 1.4711 | 1.0518 | 1.4284 | 1.3697 | 11.76% | 18.9% | 1313.6399 | 2110.4185
|  | 0.007099 | 49.37 | 26.4659 | 4078457.075 | 474883.0812 | 770830.365 | 4293112.7105 | 4293112.7105 | 0.041593 | 0.039664 | 0.010443 | 0.0074667 | 0.01014 | 0.018224 | 0.0093897 | 0.017083 | 5.8589 | 5.5872 | 1.4711 | 1.0518 | 1.4284 | 1.3227 | 11.64% | 18.9% | 1300.159 | 2110.4185
|  | 0.0078215 | 40.1966 | 12.8895 | 4078457.075 | 386645.4377 | 375412.0581 | 4293112.7105 | 4293112.7105 | 0.04358 | 0.043233 | 0.0097773 | 0.0068119 | 0.010325 | 0.018418 | 0.008864 | 0.016887 | 5.5718 | 5.5275 | 1.2501 | 0.87092 | 1.3201 | 1.1333 | 9.48% | 9.205% | 1058.5775 | 1027.8222 |  | 0.0078215
|  | 0.0078215 | 40.1181 | 12.8895 | 4078457.075 | 385890.3573 | 375412.0581 | 4293112.7105 | 4293112.7105 | 0.043608 | 0.043251 | 0.0097773 | 0.0068119 | 0.010325 | 0.018418 | 0.0088315 | 0.016825 | 5.5754 | 5.5298 | 1.2501 | 0.87092 | 1.3201 | 1.1291 | 9.462% | 9.205% | 1056.5102 | 1027.8222 |  | 0.0078215
|  | 0.0078215 | 40.1967 | 12.8895 | 4078457.075 | 386646.3996 | 375412.0581 | 4293112.7105 | 4293112.7105 | 0.04358 | 0.043233 | 0.0097773 | 0.0068119 | 0.010325 | 0.018418 | 0.0087986 | 0.016763 | 5.5718 | 5.5275 | 1.2501 | 0.87092 | 1.3201 | 1.1249 | 9.48% | 9.205% | 1058.5801 | 1027.8222 |  | 0.0078215
|  | 0.0078215 | 40.5906 | 12.8895 | 4078457.075 | 390435.2683 | 375412.0581 | 4293112.7105 | 4293112.7105 | 0.043439 | 0.043145 | 0.0097773 | 0.0068119 | 0.010325 | 0.018418 | 0.0089004 | 0.016955 | 5.5538 | 5.5162 | 1.2501 | 0.87092 | 1.3201 | 1.1379 | 9.573% | 9.205% | 1068.9535 | 1027.8222 |  | 0.0078215
|  | 0.0078215 | 40.6693 | 12.8895 | 4078457.075 | 391192.2725 | 375412.0581 | 4293112.7105 | 4293112.7105 | 0.043411 | 0.043127 | 0.0097773 | 0.0068119 | 0.010325 | 0.018418 | 0.0086969 | 0.016572 | 5.5502 | 5.5139 | 1.2501 | 0.87092 | 1.3201 | 1.1119 | 9.592% | 9.205% | 1071.0261 | 1027.8222 |  | 0.0078215
|  | 0.0078215 | 40.0788 | 12.8603 | 4078457.075 | 385512.3361 | 374561.596 | 4293112.7105 | 4293112.7105 | 0.043625 | 0.043274 | 0.0097868 | 0.0068233 | 0.010376 | 0.018471 | 0.0088775 | 0.016938 | 5.5775 | 5.5327 | 1.2513 | 0.87238 | 1.3266 | 1.135 | 9.452% | 9.184% | 1055.4753 | 1025.4938 |  | 0.0078215
|  | 0.0078215 | 40.2755 | 12.8895 | 4078457.075 | 387404.3657 | 375412.0581 | 4293112.7105 | 4293112.7105 | 0.043551 | 0.043216 | 0.0097773 | 0.0068119 | 0.010325 | 0.018418 | 0.0089186 | 0.016989 | 5.5682 | 5.5252 | 1.2501 | 0.87092 | 1.3201 | 1.1403 | 9.499% | 9.205% | 1060.6553 | 1027.8222 |  | 0.0078215
|  | 0.0078215 | 40.63 | 12.8895 | 4078457.075 | 390814.2513 | 375412.0581 | 4293112.7105 | 4293112.7105 | 0.043425 | 0.043136 | 0.0097773 | 0.0068119 | 0.010325 | 0.018418 | 0.008848 | 0.016856 | 5.552 | 5.5151 | 1.2501 | 0.87092 | 1.3201 | 1.1312 | 9.582% | 9.205% | 1069.9911 | 1027.8222 |  | 0.0078215
|  | 0.0078215 | 40.7875 | 13.0842 | 4078457.075 | 392329.2217 | 381082.7767 | 4293112.7105 | 4293112.7105 | 0.04337 | 0.043026 | 0.0097773 | 0.0068119 | 0.010325 | 0.018418 | 0.0086888 | 0.016556 | 5.5449 | 5.501 | 1.2501 | 0.87092 | 1.3201 | 1.1109 | 9.62% | 9.344% | 1074.1389 | 1043.3478 |  | 0.0078215
|  | 0.0078215 | 41.3781 | 12.8603 | 4078457.075 | 398010.1199 | 374561.596 | 4293112.7105 | 4293112.7105 | 0.043166 | 0.042984 | 0.0097773 | 0.0068119 | 0.010325 | 0.018418 | 0.008863 | 0.016885 | 5.5188 | 5.4956 | 1.2501 | 0.87092 | 1.3201 | 1.1332 | 9.759% | 9.184% | 1089.6923 | 1025.4938 |  | 0.0078215
|  | 0.0078215 | 40.7481 | 13.0842 | 4078457.075 | 391950.2386 | 381082.7767 | 4293112.7105 | 4293112.7105 | 0.043383 | 0.043035 | 0.0097773 | 0.0068119 | 0.010325 | 0.018418 | 0.0088101 | 0.016785 | 5.5467 | 5.5021 | 1.2501 | 0.87092 | 1.3201 | 1.1264 | 9.61% | 9.344% | 1073.1013 | 1043.3478 |  | 0.0078215
|  | 0.0078215 | 40.3148 | 12.8603 | 4078457.075 | 387782.3869 | 374561.596 | 4293112.7105 | 4293112.7105 | 0.04354 | 0.04322 | 0.0097868 | 0.0068233 | 0.010376 | 0.018471 | 0.0087073 | 0.016617 | 5.5666 | 5.5258 | 1.2513 | 0.87238 | 1.3266 | 1.1132 | 9.508% | 9.184% | 1061.6903 | 1025.4938 |  | 0.0078215
|  | 0.0078215 | 40.5512 | 12.8603 | 4078457.075 | 390056.2852 | 374561.596 | 4293112.7105 | 4293112.7105 | 0.043453 | 0.043165 | 0.0097773 | 0.0068119 | 0.010325 | 0.018418 | 0.0087436 | 0.01666 | 5.5556 | 5.5188 | 1.2501 | 0.87092 | 1.3201 | 1.1179 | 9.564% | 9.184% | 1067.9159 | 1025.4938 |  | 0.0078215
|  | 0.0078215 | 40.5116 | 12.8895 | 4078457.075 | 389675.3784 | 375412.0581 | 4293112.7105 | 4293112.7105 | 0.043467 | 0.043162 | 0.0097773 | 0.0068119 | 0.010325 | 0.018418 | 0.0086713 | 0.016523 | 5.5574 | 5.5184 | 1.2501 | 0.87092 | 1.3201 | 1.1087 | 9.554% | 9.205% | 1066.873 | 1027.8222 |  | 0.0078215
|  | 0.0078215 | 40.748 | 12.8603 | 4078457.075 | 391949.2767 | 374561.596 | 4293112.7105 | 4293112.7105 | 0.043383 | 0.043121 | 0.0097773 | 0.0068119 | 0.010325 | 0.018418 | 0.0088188 | 0.016801 | 5.5467 | 5.5132 | 1.2501 | 0.87092 | 1.3201 | 1.1275 | 9.61% | 9.184% | 1073.0986 | 1025.4938 |  | 0.0078215
|  | 0.0078215 | 40.6693 | 13.0842 | 4078457.075 | 391192.2725 | 381082.7767 | 4293112.7105 | 4293112.7105 | 0.043411 | 0.043052 | 0.0097773 | 0.0068119 | 0.010325 | 0.018418 | 0.0089446 | 0.017038 | 5.5502 | 5.5044 | 1.2501 | 0.87092 | 1.3201 | 1.1436 | 9.592% | 9.344% | 1071.0261 | 1043.3478 |  | 0.0078215
|  | 0.0078215 | 40.0395 | 12.8603 | 4078457.075 | 385134.3149 | 374561.596 | 4293112.7105 | 4293112.7105 | 0.043639 | 0.043283 | 0.0097868 | 0.0068233 | 0.010376 | 0.018471 | 0.0087852 | 0.016764 | 5.5794 | 5.5338 | 1.2513 | 0.87238 | 1.3266 | 1.1232 | 9.443% | 9.184% | 1054.4403 | 1025.4938 |  | 0.0078215
|  | 0.0078215 | 40.5511 | 12.8895 | 4078457.075 | 390055.3233 | 375412.0581 | 4293112.7105 | 4293112.7105 | 0.043453 | 0.043154 | 0.0097773 | 0.0068119 | 0.010325 | 0.018418 | 0.0089332 | 0.017017 | 5.5556 | 5.5173 | 1.2501 | 0.87092 | 1.3201 | 1.1421 | 9.564% | 9.205% | 1067.9133 | 1027.8222 |  | 0.0078215
|  | 0.0078215 | 40.7481 | 13.0842 | 4078457.075 | 391950.2386 | 381082.7767 | 4293112.7105 | 4293112.7105 | 0.043383 | 0.043035 | 0.0097773 | 0.0068119 | 0.010325 | 0.018418 | 0.0089063 | 0.016966 | 5.5467 | 5.5021 | 1.2501 | 0.87092 | 1.3201 | 1.1387 | 9.61% | 9.344% | 1073.1013 | 1043.3478 |  | 0.0078215
|  | 0.0078215 | 40.7874 | 12.8603 | 4078457.075 | 392328.2598 | 374561.596 | 4293112.7105 | 4293112.7105 | 0.04337 | 0.043112 | 0.0097773 | 0.0068119 | 0.010325 | 0.018418 | 0.008841 | 0.016843 | 5.5449 | 5.512 | 1.2501 | 0.87092 | 1.3201 | 1.1303 | 9.62% | 9.184% | 1074.1362 | 1025.4938 |  | 0.0078215
|  | 0.0078215 | 40.7481 | 13.0842 | 4078457.075 | 391950.2386 | 381082.7767 | 4293112.7105 | 4293112.7105 | 0.04338 | 0.043031 | 0.009762 | 0.0067936 | 0.010244 | 0.018332 | 0.0089922 | 0.017086 | 5.5462 | 5.5017 | 1.2481 | 0.86858 | 1.3097 | 1.1497 | 9.61% | 9.344% | 1073.1013 | 1043.3478 |  | 0.0078215
|  | 0.0078215 | 40.3936 | 12.8603 | 4078457.075 | 388540.353 | 374561.596 | 4293112.7105 | 4293112.7105 | 0.043509 | 0.0432 | 0.0097773 | 0.0068119 | 0.010325 | 0.018418 | 0.0088866 | 0.016929 | 5.5628 | 5.5233 | 1.2501 | 0.87092 | 1.3201 | 1.1362 | 9.527% | 9.184% | 1063.7655 | 1025.4938 |  | 0.0078215
|  | 0.0078215 | 41.1024 | 12.9689 | 4078457.075 | 395358.2004 | 377724.6162 | 4293112.7105 | 4293112.7105 | 0.04326 | 0.043001 | 0.0097773 | 0.0068119 | 0.010325 | 0.018418 | 0.0087754 | 0.01672 | 5.5309 | 5.4978 | 1.2501 | 0.87092 | 1.3201 | 1.122 | 9.694% | 9.261% | 1082.4318 | 1034.1536 |  | 0.0078215
|  | 0.0078215 | 41.0237 | 12.8895 | 4078457.075 | 394601.1962 | 375412.0581 | 4293112.7105 | 4293112.7105 | 0.043287 | 0.043049 | 0.0097773 | 0.0068119 | 0.010325 | 0.018418 | 0.0087538 | 0.016679 | 5.5344 | 5.504 | 1.2501 | 0.87092 | 1.3201 | 1.1192 | 9.675% | 9.205% | 1080.3592 | 1027.8222 |  | 0.0078215
|  | 0.0078215 | 41.9684 | 13.0842 | 4078457.075 | 403688.1325 | 381082.7767 | 4293112.7105 | 4293112.7105 | 0.042967 | 0.042773 | 0.0097773 | 0.0068119 | 0.010325 | 0.018418 | 0.0088624 | 0.016884 | 5.4935 | 5.4686 | 1.2501 | 0.87092 | 1.3201 | 1.1331 | 9.898% | 9.344% | 1105.2379 | 1043.3478 |  | 0.0078215
|  | 0.0078215 | 40.8269 | 13.0842 | 4078457.075 | 392708.2047 | 381082.7767 | 4293112.7105 | 4293112.7105 | 0.043352 | 0.043014 | 0.009762 | 0.0067936 | 0.010244 | 0.018332 | 0.0087978 | 0.01672 | 5.5427 | 5.4995 | 1.2481 | 0.86858 | 1.3097 | 1.1248 | 9.629% | 9.344% | 1075.1765 | 1043.3478 |  | 0.0078215
|  | 0.0078215 | 40.5905 | 13.0842 | 4078457.075 | 390434.3064 | 381082.7767 | 4293112.7105 | 4293112.7105 | 0.043439 | 0.04307 | 0.0097773 | 0.0068119 | 0.010325 | 0.018418 | 0.0087349 | 0.016643 | 5.5538 | 5.5066 | 1.2501 | 0.87092 | 1.3201 | 1.1168 | 9.573% | 9.344% | 1068.9509 | 1043.3478 |  | 0.0078215
|  | 0.0078215 | 40.7874 | 12.8895 | 4078457.075 | 392328.2598 | 375412.0581 | 4293112.7105 | 4293112.7105 | 0.04337 | 0.043101 | 0.0097773 | 0.0068119 | 0.010325 | 0.018418 | 0.0088904 | 0.016936 | 5.5449 | 5.5106 | 1.2501 | 0.87092 | 1.3201 | 1.1367 | 9.62% | 9.205% | 1074.1362 | 1027.8222 |  | 0.0078215
|  | 0.0078215 | 40.1968 | 12.8603 | 4078457.075 | 386647.3615 | 374561.596 | 4293112.7105 | 4293112.7105 | 0.04358 | 0.043245 | 0.0097773 | 0.0068119 | 0.010325 | 0.018418 | 0.0088251 | 0.016813 | 5.5718 | 5.529 | 1.2501 | 0.87092 | 1.3201 | 1.1283 | 9.48% | 9.184% | 1058.5828 | 1025.4938 |  | 0.0078215
|  | 0.0078215 | 40.3936 | 12.8895 | 4078457.075 | 388540.353 | 375412.0581 | 4293112.7105 | 4293112.7105 | 0.043509 | 0.043189 | 0.0097773 | 0.0068119 | 0.010325 | 0.018418 | 0.0088306 | 0.016824 | 5.5628 | 5.5218 | 1.2501 | 0.87092 | 1.3201 | 1.129 | 9.527% | 9.205% | 1063.7655 | 1027.8222 |  | 0.0078215
|  | 0.0078215 | 40.236 | 12.8895 | 4078457.075 | 387024.4208 | 375412.0581 | 4293112.7105 | 4293112.7105 | 0.043566 | 0.043225 | 0.0097773 | 0.0068119 | 0.010325 | 0.018418 | 0.0087193 | 0.016614 | 5.57 | 5.5264 | 1.2501 | 0.87092 | 1.3201 | 1.1148 | 9.489% | 9.205% | 1059.6151 | 1027.8222 |  | 0.0078215
|  | 0.0078215 | 41.063 | 12.8603 | 4078457.075 | 394979.2174 | 374561.596 | 4293112.7105 | 4293112.7105 | 0.043274 | 0.043052 | 0.0097773 | 0.0068119 | 0.010325 | 0.018418 | 0.0088456 | 0.016852 | 5.5327 | 5.5043 | 1.2501 | 0.87092 | 1.3201 | 1.1309 | 9.685% | 9.184% | 1081.3942 | 1025.4938 |  | 0.0078215
|  | 0.0078215 | 40.5117 | 13.0842 | 4078457.075 | 389676.3403 | 381082.7767 | 4293112.7105 | 4293112.7105 | 0.043467 | 0.043088 | 0.0097773 | 0.0068119 | 0.010325 | 0.018418 | 0.008845 | 0.016851 | 5.5574 | 5.5089 | 1.2501 | 0.87092 | 1.3201 | 1.1309 | 9.555% | 9.344% | 1066.8757 | 1043.3478 |  | 0.0078215
|  | 0.0078215 | 40.1967 | 12.8895 | 4078457.075 | 386646.3996 | 375412.0581 | 4293112.7105 | 4293112.7105 | 0.04358 | 0.043233 | 0.0097773 | 0.0068119 | 0.010325 | 0.018418 | 0.0089564 | 0.01706 | 5.5718 | 5.5275 | 1.2501 | 0.87092 | 1.3201 | 1.1451 | 9.48% | 9.205% | 1058.5801 | 1027.8222 |  | 0.0078215
|  | 0.0078215 | 40.5906 | 12.9689 | 4078457.075 | 390435.2683 | 377724.6162 | 4293112.7105 | 4293112.7105 | 0.043439 | 0.043114 | 0.0097773 | 0.0068119 | 0.010325 | 0.018418 | 0.008899 | 0.016952 | 5.5538 | 5.5122 | 1.2501 | 0.87092 | 1.3201 | 1.1378 | 9.573% | 9.261% | 1068.9535 | 1034.1536 |  | 0.0078215
|  | 0.0078215 | 40.5906 | 12.9689 | 4078457.075 | 390435.2683 | 377724.6162 | 4293112.7105 | 4293112.7105 | 0.043446 | 0.043121 | 0.0098084 | 0.0068491 | 0.01049 | 0.018593 | 0.0086253 | 0.016522 | 5.5547 | 5.5132 | 1.254 | 0.87568 | 1.3412 | 1.1028 | 9.573% | 9.261% | 1068.9535 | 1034.1536 |  | 0.0078215
|  | 0.0078215 | 40.8662 | 12.9689 | 4078457.075 | 393086.2259 | 377724.6162 | 4293112.7105 | 4293112.7105 | 0.043342 | 0.043053 | 0.0097773 | 0.0068119 | 0.010325 | 0.018418 | 0.0088749 | 0.016907 | 5.5414 | 5.5044 | 1.2501 | 0.87092 | 1.3201 | 1.1347 | 9.638% | 9.261% | 1076.2114 | 1034.1536 |  | 0.0078215
|  | 0.0078215 | 40.5117 | 13.0842 | 4078457.075 | 389676.3403 | 381082.7767 | 4293112.7105 | 4293112.7105 | 0.043463 | 0.043084 | 0.009762 | 0.0067936 | 0.010244 | 0.018332 | 0.0088461 | 0.016811 | 5.5569 | 5.5084 | 1.2481 | 0.86858 | 1.3097 | 1.131 | 9.555% | 9.344% | 1066.8757 | 1043.3478 |  | 0.0078215
|  | 0.0078215 | 40.1966 | 12.8895 | 4078457.075 | 386645.4377 | 375412.0581 | 4293112.7105 | 4293112.7105 | 0.04358 | 0.043233 | 0.0097773 | 0.0068119 | 0.010325 | 0.018418 | 0.0089219 | 0.016996 | 5.5718 | 5.5275 | 1.2501 | 0.87092 | 1.3201 | 1.1407 | 9.48% | 9.205% | 1058.5775 | 1027.8222 |  | 0.0078215
|  | 0.0078215 | 40.3936 | 12.8895 | 4078457.075 | 388540.353 | 375412.0581 | 4293112.7105 | 4293112.7105 | 0.043509 | 0.043189 | 0.0097773 | 0.0068119 | 0.010325 | 0.018418 | 0.0087968 | 0.01676 | 5.5628 | 5.5218 | 1.2501 | 0.87092 | 1.3201 | 1.1247 | 9.527% | 9.205% | 1063.7655 | 1027.8222 |  | 0.0078215
|  | 0.0078215 | 40.6693 | 13.0842 | 4078457.075 | 391192.2725 | 381082.7767 | 4293112.7105 | 4293112.7105 | 0.043411 | 0.043052 | 0.0097773 | 0.0068119 | 0.010325 | 0.018418 | 0.0087749 | 0.016719 | 5.5502 | 5.5044 | 1.2501 | 0.87092 | 1.3201 | 1.1219 | 9.592% | 9.344% | 1071.0261 | 1043.3478 |  | 0.0078215
|  | 0.0078215 | 40.433 | 12.8895 | 4078457.075 | 388919.3361 | 375412.0581 | 4293112.7105 | 4293112.7105 | 0.043495 | 0.04318 | 0.0097773 | 0.0068119 | 0.010325 | 0.018418 | 0.0087842 | 0.016736 | 5.561 | 5.5207 | 1.2501 | 0.87092 | 1.3201 | 1.1231 | 9.536% | 9.205% | 1064.8031 | 1027.8222 |  | 0.0078215
|  | 0.0078215 | 40.6693 | 12.8895 | 4078457.075 | 391192.2725 | 375412.0581 | 4293112.7105 | 4293112.7105 | 0.043411 | 0.043127 | 0.0097773 | 0.0068119 | 0.010325 | 0.018418 | 0.0088208 | 0.016805 | 5.5502 | 5.5139 | 1.2501 | 0.87092 | 1.3201 | 1.1278 | 9.592% | 9.205% | 1071.0261 | 1027.8222 |  | 0.0078215
|  | 0.0078215 | 40.8269 | 13.0842 | 4078457.075 | 392708.2047 | 381082.7767 | 4293112.7105 | 4293112.7105 | 0.043356 | 0.043018 | 0.0097773 | 0.0068119 | 0.010325 | 0.018418 | 0.0088576 | 0.016874 | 5.5432 | 5.4999 | 1.2501 | 0.87092 | 1.3201 | 1.1325 | 9.629% | 9.344% | 1075.1765 | 1043.3478 |  | 0.0078215
|  | 0.0078215 | 42.0472 | 13.0842 | 4078457.075 | 404446.0987 | 381082.7767 | 4293112.7105 | 4293112.7105 | 0.042941 | 0.042756 | 0.0097773 | 0.0068119 | 0.010325 | 0.018418 | 0.0087141 | 0.016604 | 5.4901 | 5.4665 | 1.2501 | 0.87092 | 1.3201 | 1.1141 | 9.917% | 9.344% | 1107.3131 | 1043.3478 |  | 0.0078215
|  | 0.0078215 | 40.3149 | 12.8603 | 4078457.075 | 387783.3488 | 374561.596 | 4293112.7105 | 4293112.7105 | 0.043537 | 0.043218 | 0.0097773 | 0.0068119 | 0.010325 | 0.018418 | 0.008822 | 0.016807 | 5.5664 | 5.5255 | 1.2501 | 0.87092 | 1.3201 | 1.1279 | 9.508% | 9.184% | 1061.6929 | 1025.4938 |  | 0.0078215
|  | 0.0078215 | 41.7323 | 13.0842 | 4078457.075 | 401417.1199 | 381082.7767 | 4293112.7105 | 4293112.7105 | 0.043046 | 0.042822 | 0.0097773 | 0.0068119 | 0.010325 | 0.018418 | 0.0085586 | 0.016311 | 5.5035 | 5.475 | 1.2501 | 0.87092 | 1.3201 | 1.0942 | 9.842% | 9.344% | 1099.0202 | 1043.3478 |  | 0.0078215
|  | 0.0078215 | 40.1966 | 12.8895 | 4078457.075 | 386645.4377 | 375412.0581 | 4293112.7105 | 4293112.7105 | 0.043579 | 0.043233 | 0.0097753 | 0.0068095 | 0.010314 | 0.018406 | 0.0086313 | 0.016442 | 5.5717 | 5.5275 | 1.2498 | 0.87062 | 1.3187 | 1.1035 | 9.48% | 9.205% | 1058.5775 | 1027.8222 |  | 0.0078215
|  | 0.0078215 | 41.3779 | 12.8895 | 4078457.075 | 398008.1962 | 375412.0581 | 4293112.7105 | 4293112.7105 | 0.043166 | 0.042973 | 0.0097773 | 0.0068119 | 0.010325 | 0.018418 | 0.0088911 | 0.016938 | 5.5188 | 5.4942 | 1.2501 | 0.87092 | 1.3201 | 1.1367 | 9.759% | 9.205% | 1089.6871 | 1027.8222 |  | 0.0078215
|  | 0.0078215 | 40.1966 | 12.8895 | 4078457.075 | 386645.4377 | 375412.0581 | 4293112.7105 | 4293112.7105 | 0.04358 | 0.043233 | 0.0097773 | 0.0068119 | 0.010325 | 0.018418 | 0.0087979 | 0.016762 | 5.5718 | 5.5275 | 1.2501 | 0.87092 | 1.3201 | 1.1248 | 9.48% | 9.205% | 1058.5775 | 1027.8222 |  | 0.0078215
|  | 0.0078215 | 40.3542 | 12.8895 | 4078457.075 | 388161.3699 | 375412.0581 | 4293112.7105 | 4293112.7105 | 0.043523 | 0.043198 | 0.0097773 | 0.0068119 | 0.010325 | 0.018418 | 0.0088705 | 0.016899 | 5.5646 | 5.523 | 1.2501 | 0.87092 | 1.3201 | 1.1341 | 9.517% | 9.205% | 1062.7279 | 1027.8222 |  | 0.0078215
|  | 0.0078215 | 40.1967 | 12.8895 | 4078457.075 | 386646.3996 | 375412.0581 | 4293112.7105 | 4293112.7105 | 0.04358 | 0.043233 | 0.0097773 | 0.0068119 | 0.010325 | 0.018418 | 0.0089369 | 0.017024 | 5.5718 | 5.5275 | 1.2501 | 0.87092 | 1.3201 | 1.1426 | 9.48% | 9.205% | 1058.5801 | 1027.8222 |  | 0.0078215
|  | 0.0078215 | 40.1966 | 12.8895 | 4078457.075 | 386645.4377 | 375412.0581 | 4293112.7105 | 4293112.7105 | 0.04358 | 0.043233 | 0.0097773 | 0.0068119 | 0.010325 | 0.018418 | 0.00877 | 0.016709 | 5.5718 | 5.5275 | 1.2501 | 0.87092 | 1.3201 | 1.1213 | 9.48% | 9.205% | 1058.5775 | 1027.8222 |  | 0.0078215
|  | 0.0078215 | 40.1968 | 12.8603 | 4078457.075 | 386647.3615 | 374561.596 | 4293112.7105 | 4293112.7105 | 0.04358 | 0.043245 | 0.0097773 | 0.0068119 | 0.010325 | 0.018418 | 0.0087159 | 0.016607 | 5.5718 | 5.529 | 1.2501 | 0.87092 | 1.3201 | 1.1144 | 9.48% | 9.184% | 1058.5828 | 1025.4938 |  | 0.0078215
|  | 0.0078215 | 40.1967 | 12.8895 | 4078457.075 | 386646.3996 | 375412.0581 | 4293112.7105 | 4293112.7105 | 0.04358 | 0.043233 | 0.0097773 | 0.0068119 | 0.010325 | 0.018418 | 0.0086501 | 0.016483 | 5.5718 | 5.5275 | 1.2501 | 0.87092 | 1.3201 | 1.1059 | 9.48% | 9.205% | 1058.5801 | 1027.8222 |  | 0.0078215
|  | 0.0078215 | 40.1967 | 12.8895 | 4078457.075 | 386646.3996 | 375412.0581 | 4293112.7105 | 4293112.7105 | 0.04358 | 0.043233 | 0.0097773 | 0.0068119 | 0.010325 | 0.018418 | 0.0085351 | 0.016266 | 5.5718 | 5.5275 | 1.2501 | 0.87092 | 1.3201 | 1.0912 | 9.48% | 9.205% | 1058.5801 | 1027.8222 |  | 0.0078215
|  | 0.0078215 | 40.8267 | 13.0842 | 4078457.075 | 392706.2809 | 381082.7767 | 4293112.7105 | 4293112.7105 | 0.043356 | 0.043018 | 0.0097773 | 0.0068119 | 0.010325 | 0.018418 | 0.008896 | 0.016947 | 5.5432 | 5.4999 | 1.2501 | 0.87092 | 1.3201 | 1.1374 | 9.629% | 9.344% | 1075.1712 | 1043.3478 |  | 0.0078215
|  | 0.0078215 | 40.2755 | 12.8895 | 4078457.075 | 387404.3657 | 375412.0581 | 4293112.7105 | 4293112.7105 | 0.043551 | 0.043216 | 0.0097773 | 0.0068119 | 0.010325 | 0.018418 | 0.0086572 | 0.016497 | 5.5682 | 5.5252 | 1.2501 | 0.87092 | 1.3201 | 1.1068 | 9.499% | 9.205% | 1060.6553 | 1027.8222 |  | 0.0078215
|  | 0.0078215 | 40.1967 | 12.8895 | 4078457.075 | 386646.3996 | 375412.0581 | 4293112.7105 | 4293112.7105 | 0.04358 | 0.043233 | 0.0097773 | 0.0068119 | 0.010325 | 0.018418 | 0.0089387 | 0.017027 | 5.5718 | 5.5275 | 1.2501 | 0.87092 | 1.3201 | 1.1428 | 9.48% | 9.205% | 1058.5801 | 1027.8222 |  | 0.0078215
|  | 0.0078215 | 40.9056 | 13.0842 | 4078457.075 | 393465.2089 | 381082.7767 | 4293112.7105 | 4293112.7105 | 0.043328 | 0.043 | 0.0097773 | 0.0068119 | 0.010325 | 0.018418 | 0.0087865 | 0.01674 | 5.5396 | 5.4977 | 1.2501 | 0.87092 | 1.3201 | 1.1234 | 9.647% | 9.344% | 1077.249 | 1043.3478 |  | 0.0078215
|  | 0.0078215 | 40.9844 | 13.0842 | 4078457.075 | 394223.175 | 381082.7767 | 4293112.7105 | 4293112.7105 | 0.043301 | 0.042983 | 0.0097773 | 0.0068119 | 0.010325 | 0.018418 | 0.0088137 | 0.016792 | 5.5361 | 5.4955 | 1.2501 | 0.87092 | 1.3201 | 1.1269 | 9.666% | 9.344% | 1079.3242 | 1043.3478 |  | 0.0078215
|  | 0.0078215 | 40.3936 | 12.8895 | 4078457.075 | 388540.353 | 375412.0581 | 4293112.7105 | 4293112.7105 | 0.043509 | 0.043189 | 0.0097773 | 0.0068119 | 0.010325 | 0.018418 | 0.0087542 | 0.01668 | 5.5628 | 5.5218 | 1.2501 | 0.87092 | 1.3201 | 1.1193 | 9.527% | 9.205% | 1063.7655 | 1027.8222 |  | 0.0078215
|  | 0.004578 | 32.9134 | 10.6334 | 4078457.075 | 316589.362 | 309702.2056 | 4293112.7105 | 4293112.7105 | 0.050042 | 0.049573 | 0.013055 | 0.010096 | 0.013749 | 0.021852 | 0.012106 | 0.02022 | 10.9309 | 10.8285 | 2.8516 | 2.2053 | 3.0033 | 2.6444 | 7.762% | 7.594% | 866.7744 | 847.9184
|  | 0.004578 | 32.9922 | 10.6334 | 4078457.075 | 317347.3281 | 309702.2056 | 4293112.7105 | 4293112.7105 | 0.049992 | 0.049538 | 0.013021 | 0.010055 | 0.013568 | 0.021661 | 0.012051 | 0.020024 | 10.92 | 10.821 | 2.8442 | 2.1965 | 2.9638 | 2.6324 | 7.781% | 7.594% | 868.8496 | 847.9184
|  | 0.004578 | 33.0316 | 10.6334 | 4078457.075 | 317726.3112 | 309702.2056 | 4293112.7105 | 4293112.7105 | 0.049978 | 0.049533 | 0.013055 | 0.010096 | 0.013749 | 0.021852 | 0.0119 | 0.019832 | 10.9171 | 10.8198 | 2.8516 | 2.2053 | 3.0033 | 2.5994 | 7.79% | 7.594% | 869.8872 | 847.9184
|  | 0.004578 | 33.3858 | 10.6334 | 4078457.075 | 321133.3111 | 309702.2056 | 4293112.7105 | 4293112.7105 | 0.049783 | 0.049407 | 0.013021 | 0.010055 | 0.013568 | 0.021661 | 0.012075 | 0.020069 | 10.8745 | 10.7923 | 2.8442 | 2.1965 | 2.9638 | 2.6376 | 7.874% | 7.594% | 879.2151 | 847.9184
|  | 0.004578 | 32.9921 | 11.2595 | 4078457.075 | 317346.3663 | 327937.629 | 4293112.7105 | 4293112.7105 | 0.050003 | 0.049211 | 0.013069 | 0.010114 | 0.013828 | 0.021935 | 0.012032 | 0.020121 | 10.9225 | 10.7495 | 2.8548 | 2.2092 | 3.0205 | 2.6283 | 7.781% | 8.041% | 868.847 | 897.8443
|  | 0.004578 | 32.9135 | 11.2595 | 4078457.075 | 316590.3239 | 327937.629 | 4293112.7105 | 4293112.7105 | 0.050041 | 0.049234 | 0.013052 | 0.010093 | 0.013734 | 0.021836 | 0.012116 | 0.020231 | 10.9308 | 10.7544 | 2.851 | 2.2046 | 3 | 2.6466 | 7.763% | 8.041% | 866.7771 | 897.8443
|  | 0.0034305 | 57.7559 | 18.9233 | 4078457.075 | 555545.873 | 551148.9972 | 4293112.7105 | 4293112.7105 | 0.043568 | 0.043252 | 0.014211 | 0.011254 | 0.014944 | 0.023049 | 0.012913 | 0.02075 | 12.7002 | 12.6082 | 4.1426 | 3.2806 | 4.3561 | 3.7642 | 13.62% | 13.51% | 1521.0017 | 1508.9637
|  | 0.0034305 | 57.7166 | 18.9233 | 4078457.075 | 555167.8518 | 551148.9972 | 4293112.7105 | 4293112.7105 | 0.043575 | 0.043257 | 0.014211 | 0.011254 | 0.014944 | 0.023049 | 0.013095 | 0.021093 | 12.7022 | 12.6095 | 4.1426 | 3.2806 | 4.3561 | 3.8173 | 13.61% | 13.51% | 1519.9667 | 1508.9637
|  | 0.0034305 | 57.7167 | 18.9233 | 4078457.075 | 555168.8137 | 551148.9972 | 4293112.7105 | 4293112.7105 | 0.043575 | 0.043257 | 0.014211 | 0.011254 | 0.014944 | 0.023049 | 0.012801 | 0.020539 | 12.7022 | 12.6095 | 4.1426 | 3.2806 | 4.3561 | 3.7315 | 13.61% | 13.51% | 1519.9694 | 1508.9637
|  | 0.0034305 | 57.6773 | 18.9233 | 4078457.075 | 554789.8306 | 551148.9972 | 4293112.7105 | 4293112.7105 | 0.043582 | 0.043261 | 0.014211 | 0.011254 | 0.014944 | 0.023049 | 0.013049 | 0.021007 | 12.7042 | 12.6107 | 4.1426 | 3.2806 | 4.3561 | 3.8039 | 13.6% | 13.51% | 1518.9318 | 1508.9637
|  | 0.0034305 | 57.2441 | 18.9233 | 4078457.075 | 550622.9408 | 551148.9972 | 4293112.7105 | 4293112.7105 | 0.043658 | 0.043309 | 0.014211 | 0.011254 | 0.014944 | 0.023049 | 0.012999 | 0.020911 | 12.7265 | 12.6248 | 4.1426 | 3.2806 | 4.3561 | 3.7891 | 13.5% | 13.51% | 1507.5235 | 1508.9637
|  | 0.0034305 | 57.5986 | 18.9233 | 4078457.075 | 554032.8264 | 551148.9972 | 4293112.7105 | 4293112.7105 | 0.043596 | 0.04327 | 0.014211 | 0.011254 | 0.014944 | 0.023049 | 0.013027 | 0.020964 | 12.7082 | 12.6133 | 4.1426 | 3.2806 | 4.3561 | 3.7973 | 13.58% | 13.51% | 1516.8592 | 1508.9637
|  | 0.0034305 | 57.7165 | 18.9233 | 4078457.075 | 555166.8899 | 551148.9972 | 4293112.7105 | 4293112.7105 | 0.043575 | 0.043257 | 0.014211 | 0.011254 | 0.014944 | 0.023049 | 0.013032 | 0.020974 | 12.7022 | 12.6095 | 4.1426 | 3.2806 | 4.3561 | 3.7989 | 13.61% | 13.51% | 1519.9641 | 1508.9637
|  | 0.0034305 | 47.8346 | 18.9224 | 4078457.075 | 460114.2847 | 551122.7843 | 4293112.7105 | 4293112.7105 | 0.045658 | 0.044566 | 0.014186 | 0.011224 | 0.014811 | 0.022909 | 0.013273 | 0.02136 | 13.3093 | 12.9912 | 4.1353 | 3.2719 | 4.3173 | 3.8692 | 11.28% | 13.51% | 1259.7243 | 1508.8919
|  | 0.0034305 | 58.2679 | 18.9233 | 4078457.075 | 560470.7289 | 551148.9972 | 4293112.7105 | 4293112.7105 | 0.043479 | 0.043197 | 0.014211 | 0.011254 | 0.014944 | 0.023049 | 0.013137 | 0.021172 | 12.6743 | 12.5919 | 4.1426 | 3.2806 | 4.3561 | 3.8295 | 13.74% | 13.51% | 1534.4852 | 1508.9637
|  | 0.0034305 | 57.9132 | 19.1121 | 4078457.075 | 557058.9195 | 556647.8759 | 4293112.7105 | 4293112.7105 | 0.043541 | 0.043201 | 0.014211 | 0.011254 | 0.014944 | 0.023049 | 0.013162 | 0.021219 | 12.6922 | 12.5933 | 4.1426 | 3.2806 | 4.3561 | 3.8367 | 13.66% | 13.65% | 1525.1442 | 1524.0188
|  | 0.0034305 | 52.5589 | 19.1121 | 4078457.075 | 505556.6614 | 556647.8759 | 4293112.7105 | 4293112.7105 | 0.044567 | 0.043848 | 0.014211 | 0.011254 | 0.014944 | 0.023049 | 0.013006 | 0.020926 | 12.9914 | 12.7817 | 4.1426 | 3.2806 | 4.3561 | 3.7914 | 12.4% | 13.65% | 1384.1387 | 1524.0188
|  | 0.0034305 | 57.9526 | 19.1121 | 4078457.075 | 557437.9026 | 556647.8759 | 4293112.7105 | 4293112.7105 | 0.043534 | 0.043197 | 0.014211 | 0.011254 | 0.014944 | 0.023049 | 0.013212 | 0.021312 | 12.6902 | 12.592 | 4.1426 | 3.2806 | 4.3561 | 3.8512 | 13.67% | 13.65% | 1526.1818 | 1524.0188
|  | 0.0034305 | 57.3623 | 18.9233 | 4078457.075 | 551759.89 | 551148.9972 | 4293112.7105 | 4293112.7105 | 0.043637 | 0.043296 | 0.014211 | 0.011254 | 0.014944 | 0.023049 | 0.013095 | 0.021092 | 12.7204 | 12.6209 | 4.1426 | 3.2806 | 4.3561 | 3.8171 | 13.53% | 13.51% | 1510.6362 | 1508.9637
|  | 0.0034305 | 57.4804 | 18.9233 | 4078457.075 | 552895.8772 | 551148.9972 | 4293112.7105 | 4293112.7105 | 0.043616 | 0.043283 | 0.014211 | 0.011254 | 0.014944 | 0.023049 | 0.012785 | 0.020508 | 12.7143 | 12.6171 | 4.1426 | 3.2806 | 4.3561 | 3.7269 | 13.56% | 13.51% | 1513.7464 | 1508.9637
|  | 0.0034305 | 57.7559 | 18.9233 | 4078457.075 | 555545.873 | 551148.9972 | 4293112.7105 | 4293112.7105 | 0.043568 | 0.043252 | 0.014211 | 0.011254 | 0.014944 | 0.023049 | 0.013176 | 0.021245 | 12.7002 | 12.6082 | 4.1426 | 3.2806 | 4.3561 | 3.8407 | 13.62% | 13.51% | 1521.0017 | 1508.9637
|  | 0.0034305 | 58.5432 | 18.9923 | 4078457.075 | 563118.8008 | 553158.651 | 4293112.7105 | 4293112.7105 | 0.043432 | 0.043154 | 0.014211 | 0.011254 | 0.014944 | 0.023049 | 0.012887 | 0.020701 | 12.6606 | 12.5796 | 4.1426 | 3.2806 | 4.3561 | 3.7567 | 13.81% | 13.56% | 1541.7353 | 1514.4658
|  | 0.0034305 | 57.9923 | 18.9224 | 4078457.075 | 557819.7713 | 551122.7843 | 4293112.7105 | 4293112.7105 | 0.043527 | 0.043227 | 0.014211 | 0.011254 | 0.014944 | 0.023049 | 0.013056 | 0.02102 | 12.6882 | 12.6007 | 4.1426 | 3.2806 | 4.3561 | 3.8059 | 13.68% | 13.51% | 1527.2273 | 1508.8919
|  | 0.0034305 | 57.7166 | 18.9233 | 4078457.075 | 555167.8518 | 551148.9972 | 4293112.7105 | 4293112.7105 | 0.043575 | 0.043257 | 0.014211 | 0.011254 | 0.014944 | 0.023049 | 0.013088 | 0.021079 | 12.7022 | 12.6095 | 4.1426 | 3.2806 | 4.3561 | 3.8151 | 13.61% | 13.51% | 1519.9667 | 1508.9637
|  | 0.0034305 | 57.7559 | 18.9233 | 4078457.075 | 555545.873 | 551148.9972 | 4293112.7105 | 4293112.7105 | 0.043568 | 0.043252 | 0.014211 | 0.011254 | 0.014944 | 0.023049 | 0.013224 | 0.021336 | 12.7002 | 12.6082 | 4.1426 | 3.2806 | 4.3561 | 3.8549 | 13.62% | 13.51% | 1521.0017 | 1508.9637
|  | 0.0034305 | 57.6773 | 18.9233 | 4078457.075 | 554789.8306 | 551148.9972 | 4293112.7105 | 4293112.7105 | 0.043582 | 0.043261 | 0.014211 | 0.011254 | 0.014944 | 0.023049 | 0.013209 | 0.021307 | 12.7042 | 12.6107 | 4.1426 | 3.2806 | 4.3561 | 3.8504 | 13.6% | 13.51% | 1518.9318 | 1508.9637
|  | 0.0034305 | 57.7559 | 18.9233 | 4078457.075 | 555545.873 | 551148.9972 | 4293112.7105 | 4293112.7105 | 0.043568 | 0.043252 | 0.014211 | 0.011254 | 0.014944 | 0.023049 | 0.012955 | 0.020829 | 12.7002 | 12.6082 | 4.1426 | 3.2806 | 4.3561 | 3.7764 | 13.62% | 13.51% | 1521.0017 | 1508.9637
|  | 0.0034305 | 57.7166 | 18.9233 | 4078457.075 | 555167.8518 | 551148.9972 | 4293112.7105 | 4293112.7105 | 0.043575 | 0.043257 | 0.014211 | 0.011254 | 0.014944 | 0.023049 | 0.013224 | 0.021336 | 12.7022 | 12.6095 | 4.1426 | 3.2806 | 4.3561 | 3.8549 | 13.61% | 13.51% | 1519.9667 | 1508.9637
|  | 0.0034305 | 57.7559 | 18.9233 | 4078457.075 | 555545.873 | 551148.9972 | 4293112.7105 | 4293112.7105 | 0.043568 | 0.043252 | 0.014211 | 0.011254 | 0.014944 | 0.023049 | 0.013225 | 0.021337 | 12.7002 | 12.6082 | 4.1426 | 3.2806 | 4.3561 | 3.855 | 13.62% | 13.51% | 1521.0017 | 1508.9637
|  | 0.0034305 | 57.4804 | 18.9233 | 4078457.075 | 552895.8772 | 551148.9972 | 4293112.7105 | 4293112.7105 | 0.043616 | 0.043283 | 0.014211 | 0.011254 | 0.014944 | 0.023049 | 0.012981 | 0.020878 | 12.7143 | 12.6171 | 4.1426 | 3.2806 | 4.3561 | 3.7839 | 13.56% | 13.51% | 1513.7464 | 1508.9637
|  | 0.0034305 | 57.9526 | 19.1121 | 4078457.075 | 557437.9026 | 556647.8759 | 4293112.7105 | 4293112.7105 | 0.043534 | 0.043197 | 0.014211 | 0.011254 | 0.014944 | 0.023049 | 0.013059 | 0.021024 | 12.6902 | 12.592 | 4.1426 | 3.2806 | 4.3561 | 3.8066 | 13.67% | 13.65% | 1526.1818 | 1524.0188
|  | 0.0034305 | 57.6378 | 18.9233 | 4078457.075 | 554409.8857 | 551148.9972 | 4293112.7105 | 4293112.7105 | 0.043589 | 0.043265 | 0.014211 | 0.011254 | 0.014944 | 0.023049 | 0.012943 | 0.020807 | 12.7062 | 12.612 | 4.1426 | 3.2806 | 4.3561 | 3.773 | 13.59% | 13.51% | 1517.8915 | 1508.9637
|  | 0.0034305 | 52.5983 | 19.1121 | 4078457.075 | 505935.6445 | 556647.8759 | 4293112.7105 | 4293112.7105 | 0.044559 | 0.043842 | 0.014211 | 0.011254 | 0.014944 | 0.023049 | 0.013085 | 0.021075 | 12.989 | 12.7802 | 4.1426 | 3.2806 | 4.3561 | 3.8145 | 12.41% | 13.65% | 1385.1763 | 1524.0188
|  | 0.0034305 | 57.1653 | 18.9233 | 4078457.075 | 549864.9747 | 551148.9972 | 4293112.7105 | 4293112.7105 | 0.043672 | 0.043318 | 0.014211 | 0.011254 | 0.014944 | 0.023049 | 0.0132 | 0.021291 | 12.7306 | 12.6274 | 4.1426 | 3.2806 | 4.3561 | 3.8479 | 13.48% | 13.51% | 1505.4483 | 1508.9637
|  | 0.0034305 | 58.3071 | 18.9224 | 4078457.075 | 560847.7882 | 551122.7843 | 4293112.7105 | 4293112.7105 | 0.043472 | 0.043192 | 0.014211 | 0.011254 | 0.014944 | 0.023049 | 0.013223 | 0.021335 | 12.6723 | 12.5907 | 4.1426 | 3.2806 | 4.3561 | 3.8547 | 13.75% | 13.51% | 1535.5176 | 1508.8919
|  | 0.0034305 | 58.5433 | 18.9224 | 4078457.075 | 563119.7627 | 551122.7843 | 4293112.7105 | 4293112.7105 | 0.043432 | 0.043167 | 0.014211 | 0.011254 | 0.014944 | 0.023049 | 0.013183 | 0.021258 | 12.6606 | 12.5833 | 4.1426 | 3.2806 | 4.3561 | 3.8429 | 13.81% | 13.51% | 1541.7379 | 1508.8919
|  | 0.0034305 | 58.3464 | 18.9224 | 4078457.075 | 561225.8093 | 551122.7843 | 4293112.7105 | 4293112.7105 | 0.043466 | 0.043188 | 0.014211 | 0.011254 | 0.014944 | 0.023049 | 0.013214 | 0.021317 | 12.6704 | 12.5895 | 4.1426 | 3.2806 | 4.3561 | 3.8519 | 13.76% | 13.51% | 1536.5525 | 1508.8919
|  | 0.0034305 | 58.2679 | 18.9233 | 4078457.075 | 560470.7289 | 551148.9972 | 4293112.7105 | 4293112.7105 | 0.043479 | 0.043197 | 0.014211 | 0.011254 | 0.014944 | 0.023049 | 0.01292 | 0.020763 | 12.6743 | 12.5919 | 4.1426 | 3.2806 | 4.3561 | 3.7662 | 13.74% | 13.51% | 1534.4852 | 1508.9637
|  | 0.0034305 | 57.5985 | 18.9233 | 4078457.075 | 554031.8645 | 551148.9972 | 4293112.7105 | 4293112.7105 | 0.043596 | 0.04327 | 0.014211 | 0.011254 | 0.014944 | 0.023049 | 0.012997 | 0.020908 | 12.7082 | 12.6133 | 4.1426 | 3.2806 | 4.3561 | 3.7887 | 13.58% | 13.51% | 1516.8566 | 1508.9637
|  | 0.0034305 | 47.7952 | 18.9224 | 4078457.075 | 459735.3016 | 551122.7843 | 4293112.7105 | 4293112.7105 | 0.045674 | 0.044578 | 0.014211 | 0.011254 | 0.014944 | 0.023049 | 0.012905 | 0.020735 | 13.314 | 12.9947 | 4.1426 | 3.2806 | 4.3561 | 3.7618 | 11.27% | 13.51% | 1258.6867 | 1508.8919
|  | 0.0038835 | 33.2678 | 11.6126 | 4078457.075 | 319998.2858 | 338221.8136 | 4293112.7105 | 4293112.7105 | 0.050548 | 0.049636 | 0.013751 | 0.010792 | 0.014452 | 0.022556 | 0.012738 | 0.020802 | 13.0161 | 12.7812 | 3.5408 | 2.7791 | 3.7215 | 3.2802 | 7.846% | 8.293% | 876.1076 | 926.0009
|  | 0.0038835 | 33.5434 | 11.6126 | 4078457.075 | 322649.2434 | 338221.8136 | 4293112.7105 | 4293112.7105 | 0.050406 | 0.049547 | 0.013758 | 0.010801 | 0.014491 | 0.022596 | 0.012577 | 0.020518 | 12.9794 | 12.7582 | 3.5427 | 2.7813 | 3.7313 | 3.2386 | 7.911% | 8.293% | 883.3655 | 926.0009
|  | 0.0038835 | 33.3859 | 11.6126 | 4078457.075 | 321134.273 | 338221.8136 | 4293112.7105 | 4293112.7105 | 0.050483 | 0.049594 | 0.013738 | 0.010777 | 0.014382 | 0.022481 | 0.012641 | 0.020582 | 12.9993 | 12.7703 | 3.5374 | 2.775 | 3.7032 | 3.255 | 7.874% | 8.293% | 879.2177 | 926.0009
|  | 0.0028215 | 30.9054 | 10.7479 | 4078457.075 | 297274.6927 | 313037.0658 | 4293112.7105 | 4293112.7105 | 0.052929 | 0.051969 | 0.014723 | 0.011747 | 0.015733 | 0.023799 | 0.014091 | 0.022165 | 18.7592 | 18.4191 | 5.2181 | 4.1633 | 5.5762 | 4.994 | 7.289% | 7.675% | 813.8938 | 857.0488
|  | 0.0028215 | 30.8661 | 10.7479 | 4078457.075 | 296896.6715 | 313037.0658 | 4293112.7105 | 4293112.7105 | 0.052953 | 0.051985 | 0.014723 | 0.011747 | 0.015733 | 0.023799 | 0.014027 | 0.022045 | 18.7677 | 18.4244 | 5.2181 | 4.1633 | 5.5762 | 4.9715 | 7.28% | 7.675% | 812.8588 | 857.0488
|  | 0.0028215 | 31.1418 | 10.7479 | 4078457.075 | 299548.591 | 313037.0658 | 4293112.7105 | 4293112.7105 | 0.052786 | 0.051879 | 0.014723 | 0.011747 | 0.015733 | 0.023799 | 0.01408 | 0.022145 | 18.7084 | 18.3871 | 5.2181 | 4.1633 | 5.5762 | 4.9903 | 7.345% | 7.675% | 820.1193 | 857.0488
|  | 0.0028215 | 31.2204 | 10.7479 | 4078457.075 | 300304.6333 | 313037.0658 | 4293112.7105 | 4293112.7105 | 0.052739 | 0.051849 | 0.014723 | 0.011747 | 0.015733 | 0.023799 | 0.014065 | 0.022117 | 18.6917 | 18.3765 | 5.2181 | 4.1633 | 5.5762 | 4.9851 | 7.363% | 7.675% | 822.1893 | 857.0488
|  | 0.0028215 | 31.6929 | 10.7479 | 4078457.075 | 304849.5443 | 313037.0658 | 4293112.7105 | 4293112.7105 | 0.05246 | 0.051674 | 0.014723 | 0.011747 | 0.015733 | 0.023799 | 0.014066 | 0.022119 | 18.593 | 18.3144 | 5.2181 | 4.1633 | 5.5762 | 4.9854 | 7.475% | 7.675% | 834.6326 | 857.0488
|  | 0.0028215 | 30.7481 | 10.8116 | 4078457.075 | 295761.6461 | 314892.3548 | 4293112.7105 | 4293112.7105 | 0.053026 | 0.051995 | 0.014723 | 0.011747 | 0.015733 | 0.023799 | 0.014074 | 0.022134 | 18.7934 | 18.428 | 5.2181 | 4.1633 | 5.5762 | 4.9883 | 7.252% | 7.721% | 809.7513 | 862.1283
|  | 0.0028215 | 31.2992 | 10.7479 | 4078457.075 | 301062.5994 | 313037.0658 | 4293112.7105 | 4293112.7105 | 0.052692 | 0.05182 | 0.014723 | 0.011747 | 0.015733 | 0.023799 | 0.013874 | 0.021757 | 18.675 | 18.366 | 5.2181 | 4.1633 | 5.5762 | 4.9173 | 7.382% | 7.675% | 824.2645 | 857.0488
|  | 0.0028215 | 31.1024 | 10.7479 | 4078457.075 | 299169.6079 | 313037.0658 | 4293112.7105 | 4293112.7105 | 0.052809 | 0.051894 | 0.014723 | 0.011747 | 0.015733 | 0.023799 | 0.014087 | 0.022158 | 18.7168 | 18.3924 | 5.2181 | 4.1633 | 5.5762 | 4.9926 | 7.335% | 7.675% | 819.0817 | 857.0488
|  | 0.0028215 | 31.5748 | 10.7479 | 4078457.075 | 303713.557 | 313037.0658 | 4293112.7105 | 4293112.7105 | 0.052529 | 0.051717 | 0.014723 | 0.011747 | 0.015733 | 0.023799 | 0.01406 | 0.022108 | 18.6174 | 18.3297 | 5.2181 | 4.1633 | 5.5762 | 4.9833 | 7.447% | 7.675% | 831.5224 | 857.0488
|  | 0.0028215 | 30.8268 | 10.8116 | 4078457.075 | 296518.6503 | 314892.3548 | 4293112.7105 | 4293112.7105 | 0.052977 | 0.051964 | 0.014723 | 0.011747 | 0.015733 | 0.023799 | 0.013909 | 0.021823 | 18.7762 | 18.4172 | 5.2181 | 4.1633 | 5.5762 | 4.9298 | 7.27% | 7.721% | 811.8238 | 862.1283
|  | 0.0028215 | 30.9448 | 10.8116 | 4078457.075 | 297653.6757 | 314892.3548 | 4293112.7105 | 4293112.7105 | 0.052905 | 0.051919 | 0.014723 | 0.011747 | 0.015733 | 0.023799 | 0.014028 | 0.022048 | 18.7506 | 18.4011 | 5.2181 | 4.1633 | 5.5762 | 4.972 | 7.298% | 7.721% | 814.9314 | 862.1283
|  | 0.0028215 | 31.5354 | 10.7479 | 4078457.075 | 303334.574 | 313037.0658 | 4293112.7105 | 4293112.7105 | 0.052552 | 0.051732 | 0.014723 | 0.011747 | 0.015733 | 0.023799 | 0.013993 | 0.021981 | 18.6256 | 18.3349 | 5.2181 | 4.1633 | 5.5762 | 4.9594 | 7.437% | 7.675% | 830.4848 | 857.0488
|  | 0.0028215 | 30.6693 | 10.8116 | 4078457.075 | 295003.68 | 314892.3548 | 4293112.7105 | 4293112.7105 | 0.053074 | 0.052025 | 0.014723 | 0.011747 | 0.015733 | 0.023799 | 0.013938 | 0.021878 | 18.8106 | 18.4389 | 5.2181 | 4.1633 | 5.5762 | 4.9401 | 7.233% | 7.721% | 807.6761 | 862.1283
|  | 0.0028215 | 30.6299 | 10.8116 | 4078457.075 | 294624.6969 | 314892.3548 | 4293112.7105 | 4293112.7105 | 0.053099 | 0.052041 | 0.014723 | 0.011747 | 0.015733 | 0.023799 | 0.013785 | 0.02159 | 18.8193 | 18.4444 | 5.2181 | 4.1633 | 5.5762 | 4.8859 | 7.224% | 7.721% | 806.6385 | 862.1283
|  | 0.0028215 | 31.9291 | 10.7479 | 4078457.075 | 307121.5189 | 313037.0658 | 4293112.7105 | 4293112.7105 | 0.052323 | 0.051588 | 0.01472 | 0.011744 | 0.01572 | 0.023785 | 0.014037 | 0.022057 | 18.5446 | 18.2838 | 5.2172 | 4.1622 | 5.5715 | 4.975 | 7.53% | 7.675% | 840.8529 | 857.0488
|  | 0.0028215 | 30.8269 | 10.8116 | 4078457.075 | 296519.6122 | 314892.3548 | 4293112.7105 | 4293112.7105 | 0.052977 | 0.051964 | 0.014723 | 0.011747 | 0.015733 | 0.023799 | 0.013917 | 0.021837 | 18.7762 | 18.4172 | 5.2181 | 4.1633 | 5.5762 | 4.9324 | 7.27% | 7.721% | 811.8265 | 862.1283
|  | 0.0028215 | 30.63 | 10.8116 | 4078457.075 | 294625.6588 | 314892.3548 | 4293112.7105 | 4293112.7105 | 0.053099 | 0.052041 | 0.014723 | 0.011747 | 0.015733 | 0.023799 | 0.013858 | 0.021726 | 18.8193 | 18.4444 | 5.2181 | 4.1633 | 5.5762 | 4.9115 | 7.224% | 7.721% | 806.6411 | 862.1283
|  | 0.0028215 | 31.2993 | 10.7479 | 4078457.075 | 301063.5613 | 313037.0658 | 4293112.7105 | 4293112.7105 | 0.052692 | 0.05182 | 0.014723 | 0.011747 | 0.015733 | 0.023799 | 0.013835 | 0.021683 | 18.675 | 18.366 | 5.2181 | 4.1633 | 5.5762 | 4.9034 | 7.382% | 7.675% | 824.2671 | 857.0488
|  | 0.0028215 | 30.9054 | 10.7479 | 4078457.075 | 297274.6927 | 313037.0658 | 4293112.7105 | 4293112.7105 | 0.052929 | 0.051969 | 0.014723 | 0.011747 | 0.015733 | 0.023799 | 0.013775 | 0.021569 | 18.7592 | 18.4191 | 5.2181 | 4.1633 | 5.5762 | 4.882 | 7.289% | 7.675% | 813.8938 | 857.0488
|  | 0.0028215 | 31.5355 | 10.8116 | 4078457.075 | 303335.5359 | 314892.3548 | 4293112.7105 | 4293112.7105 | 0.052552 | 0.051696 | 0.014723 | 0.011747 | 0.015733 | 0.023799 | 0.014069 | 0.022123 | 18.6256 | 18.3223 | 5.2181 | 4.1633 | 5.5762 | 4.9862 | 7.438% | 7.721% | 830.4874 | 862.1283
|  | 0.0028215 | 32.7558 | 10.7479 | 4078457.075 | 315073.4298 | 313037.0658 | 4293112.7105 | 4293112.7105 | 0.051863 | 0.051297 | 0.01472 | 0.011744 | 0.01572 | 0.023785 | 0.013778 | 0.021569 | 18.3812 | 18.1808 | 5.2172 | 4.1622 | 5.5715 | 4.8833 | 7.725% | 7.675% | 862.624 | 857.0488
|  | 0.0028215 | 30.9055 | 10.8116 | 4078457.075 | 297275.6546 | 314892.3548 | 4293112.7105 | 4293112.7105 | 0.052929 | 0.051934 | 0.014723 | 0.011747 | 0.015733 | 0.023799 | 0.014031 | 0.022052 | 18.7591 | 18.4065 | 5.2181 | 4.1633 | 5.5762 | 4.9729 | 7.289% | 7.721% | 813.8964 | 862.1283
|  | 0.0028215 | 30.7874 | 10.8116 | 4078457.075 | 296139.6673 | 314892.3548 | 4293112.7105 | 4293112.7105 | 0.053001 | 0.051979 | 0.014723 | 0.011747 | 0.015733 | 0.023799 | 0.013951 | 0.021902 | 18.7848 | 18.4226 | 5.2181 | 4.1633 | 5.5762 | 4.9446 | 7.261% | 7.721% | 810.7862 | 862.1283
|  | 0.0028215 | 30.5512 | 10.8116 | 4078457.075 | 293867.6927 | 314892.3548 | 4293112.7105 | 4293112.7105 | 0.053148 | 0.052072 | 0.014723 | 0.011747 | 0.015733 | 0.023799 | 0.013999 | 0.021993 | 18.8367 | 18.4553 | 5.2181 | 4.1633 | 5.5762 | 4.9616 | 7.205% | 7.721% | 804.5659 | 862.1283
|  | 0.0028215 | 30.9055 | 10.7479 | 4078457.075 | 297275.6546 | 313037.0658 | 4293112.7105 | 4293112.7105 | 0.052929 | 0.051969 | 0.014723 | 0.011747 | 0.015733 | 0.023799 | 0.014044 | 0.022076 | 18.7591 | 18.419 | 5.2181 | 4.1633 | 5.5762 | 4.9773 | 7.289% | 7.675% | 813.8964 | 857.0488
|  | 0.0028215 | 30.4724 | 10.8116 | 4078457.075 | 293109.7266 | 314892.3548 | 4293112.7105 | 4293112.7105 | 0.053197 | 0.052103 | 0.014723 | 0.011747 | 0.015733 | 0.023799 | 0.013739 | 0.021502 | 18.8542 | 18.4664 | 5.2181 | 4.1633 | 5.5762 | 4.8695 | 7.187% | 7.721% | 802.4907 | 862.1283
|  | 0.0028215 | 30.8661 | 10.7479 | 4078457.075 | 296896.6715 | 313037.0658 | 4293112.7105 | 4293112.7105 | 0.052953 | 0.051985 | 0.014723 | 0.011747 | 0.015733 | 0.023799 | 0.013895 | 0.021795 | 18.7677 | 18.4244 | 5.2181 | 4.1633 | 5.5762 | 4.9245 | 7.28% | 7.675% | 812.8588 | 857.0488
|  | 0.0028215 | 31.3779 | 10.7479 | 4078457.075 | 301819.6037 | 313037.0658 | 4293112.7105 | 4293112.7105 | 0.052645 | 0.05179 | 0.014723 | 0.011747 | 0.015733 | 0.023799 | 0.013985 | 0.021966 | 18.6585 | 18.3556 | 5.2181 | 4.1633 | 5.5762 | 4.9567 | 7.4% | 7.675% | 826.337 | 857.0488
|  | 0.0028215 | 30.9054 | 10.7479 | 4078457.075 | 297274.6927 | 313037.0658 | 4293112.7105 | 4293112.7105 | 0.052929 | 0.051969 | 0.014723 | 0.011747 | 0.015733 | 0.023799 | 0.0141 | 0.022183 | 18.7592 | 18.4191 | 5.2181 | 4.1633 | 5.5762 | 4.9974 | 7.289% | 7.675% | 813.8938 | 857.0488
|  | 0.0028215 | 31.2206 | 10.7479 | 4078457.075 | 300306.5571 | 313037.0658 | 4293112.7105 | 4293112.7105 | 0.052738 | 0.051849 | 0.014723 | 0.011747 | 0.015733 | 0.023799 | 0.013891 | 0.021788 | 18.6917 | 18.3765 | 5.2181 | 4.1633 | 5.5762 | 4.9231 | 7.363% | 7.675% | 822.1945 | 857.0488
|  | 0.0028215 | 31.1418 | 10.7479 | 4078457.075 | 299548.591 | 313037.0658 | 4293112.7105 | 4293112.7105 | 0.052786 | 0.051879 | 0.014723 | 0.011747 | 0.015733 | 0.023799 | 0.013799 | 0.021615 | 18.7084 | 18.3871 | 5.2181 | 4.1633 | 5.5762 | 4.8906 | 7.345% | 7.675% | 820.1193 | 857.0488
|  | 0.0028215 | 30.9054 | 10.7479 | 4078457.075 | 297274.6927 | 313037.0658 | 4293112.7105 | 4293112.7105 | 0.052929 | 0.051969 | 0.014723 | 0.011747 | 0.015733 | 0.023799 | 0.014076 | 0.022137 | 18.7592 | 18.4191 | 5.2181 | 4.1633 | 5.5762 | 4.9888 | 7.289% | 7.675% | 813.8938 | 857.0488
|  | 0.0028215 | 31.2206 | 10.7479 | 4078457.075 | 300306.5571 | 313037.0658 | 4293112.7105 | 4293112.7105 | 0.052738 | 0.051849 | 0.014723 | 0.011747 | 0.015733 | 0.023799 | 0.014094 | 0.022171 | 18.6917 | 18.3765 | 5.2181 | 4.1633 | 5.5762 | 4.9951 | 7.363% | 7.675% | 822.1945 | 857.0488
|  | 0.0028215 | 30.5905 | 10.8116 | 4078457.075 | 294245.7139 | 314892.3548 | 4293112.7105 | 4293112.7105 | 0.053123 | 0.052056 | 0.014723 | 0.011747 | 0.015733 | 0.023799 | 0.013996 | 0.021987 | 18.828 | 18.4499 | 5.2181 | 4.1633 | 5.5762 | 4.9606 | 7.215% | 7.721% | 805.6009 | 862.1283
|  | 0.0028215 | 30.9054 | 10.7479 | 4078457.075 | 297274.6927 | 313037.0658 | 4293112.7105 | 4293112.7105 | 0.052929 | 0.051969 | 0.014723 | 0.011747 | 0.015733 | 0.023799 | 0.013975 | 0.021947 | 18.7592 | 18.4191 | 5.2181 | 4.1633 | 5.5762 | 4.953 | 7.289% | 7.675% | 813.8938 | 857.0488
|  | 0.0028215 | 30.8661 | 10.7479 | 4078457.075 | 296896.6715 | 313037.0658 | 4293112.7105 | 4293112.7105 | 0.052953 | 0.051985 | 0.014723 | 0.011747 | 0.015733 | 0.023799 | 0.014021 | 0.022035 | 18.7677 | 18.4244 | 5.2181 | 4.1633 | 5.5762 | 4.9695 | 7.28% | 7.675% | 812.8588 | 857.0488
|  | 0.0028215 | 30.9054 | 10.7479 | 4078457.075 | 297274.6927 | 313037.0658 | 4293112.7105 | 4293112.7105 | 0.052929 | 0.051969 | 0.014723 | 0.011747 | 0.015733 | 0.023799 | 0.014074 | 0.022133 | 18.7592 | 18.4191 | 5.2181 | 4.1633 | 5.5762 | 4.988 | 7.289% | 7.675% | 813.8938 | 857.0488
|  | 0.0028215 | 30.9448 | 10.7479 | 4078457.075 | 297653.6757 | 313037.0658 | 4293112.7105 | 4293112.7105 | 0.052905 | 0.051954 | 0.014723 | 0.011747 | 0.015733 | 0.023799 | 0.013979 | 0.021954 | 18.7506 | 18.4137 | 5.2181 | 4.1633 | 5.5762 | 4.9544 | 7.298% | 7.675% | 814.9314 | 857.0488
|  | 0.0028215 | 30.4724 | 10.8116 | 4078457.075 | 293109.7266 | 314892.3548 | 4293112.7105 | 4293112.7105 | 0.053197 | 0.052103 | 0.014723 | 0.011747 | 0.015733 | 0.023799 | 0.014077 | 0.022139 | 18.8542 | 18.4664 | 5.2181 | 4.1633 | 5.5762 | 4.9892 | 7.187% | 7.721% | 802.4907 | 862.1283
|  | 0.002216 | 37.5983 | 12.073 | 4078457.075 | 361652.7557 | 351631.1554 | 4293112.7105 | 4293112.7105 | 0.050176 | 0.049798 | 0.015329 | 0.012353 | 0.016344 | 0.024409 | 0.014658 | 0.022701 | 22.6425 | 22.472 | 6.9175 | 5.5746 | 7.3752 | 6.6147 | 8.867% | 8.622% | 990.1513 | 962.7136
|  | 0.002216 | 36.8503 | 12.0216 | 4078457.075 | 354457.849 | 350134.109 | 4293112.7105 | 4293112.7105 | 0.050491 | 0.050019 | 0.015329 | 0.012353 | 0.016344 | 0.024409 | 0.014384 | 0.022185 | 22.7846 | 22.5718 | 6.9175 | 5.5746 | 7.3752 | 6.491 | 8.691% | 8.585% | 970.4527 | 958.6149
|  | 0.003831 | 26.6536 | 6.8127 | 4078457.075 | 256377.2269 | 198422.7261 | 4293112.7105 | 4293112.7105 | 0.054937 | 0.056339 | 0.013747 | 0.010777 | 0.014903 | 0.022978 | 0.012942 | 0.020985 | 14.3401 | 14.7062 | 3.5883 | 2.8132 | 3.89 | 3.3783 | 6.286% | 4.865% | 701.9226 | 543.2518
|  | 0.003831 | 26.6537 | 7.0637 | 4078457.075 | 256378.1888 | 205733.2057 | 4293112.7105 | 4293112.7105 | 0.054928 | 0.055993 | 0.013708 | 0.01073 | 0.014693 | 0.022757 | 0.012961 | 0.020913 | 14.3377 | 14.6158 | 3.5781 | 2.8009 | 3.8353 | 3.3832 | 6.286% | 5.044% | 701.9252 | 563.2668
|  | 0.003831 | 26.929 | 7.0637 | 4078457.075 | 259026.2607 | 205733.2057 | 4293112.7105 | 4293112.7105 | 0.054715 | 0.055863 | 0.013753 | 0.010785 | 0.014937 | 0.023015 | 0.012909 | 0.02094 | 14.2821 | 14.5818 | 3.59 | 2.8152 | 3.899 | 3.3696 | 6.351% | 5.044% | 709.1753 | 563.2668
|  | 0.003831 | 26.8898 | 6.8127 | 4078457.075 | 258649.2015 | 198422.7261 | 4293112.7105 | 4293112.7105 | 0.054735 | 0.056209 | 0.013708 | 0.01073 | 0.014693 | 0.022757 | 0.013103 | 0.021181 | 14.2875 | 14.6722 | 3.5781 | 2.8009 | 3.8353 | 3.4202 | 6.342% | 4.865% | 708.1429 | 543.2518
|  | 0.003831 | 27.0077 | 6.8127 | 4078457.075 | 259783.265 | 198422.7261 | 4293112.7105 | 4293112.7105 | 0.054641 | 0.056149 | 0.013708 | 0.01073 | 0.014693 | 0.022757 | 0.012936 | 0.020866 | 14.2628 | 14.6566 | 3.5781 | 2.8009 | 3.8353 | 3.3767 | 6.37% | 4.865% | 711.2478 | 543.2518
|  | 0.003831 | 26.1024 | 7.0637 | 4078457.075 | 251075.3117 | 205733.2057 | 4293112.7105 | 4293112.7105 | 0.055389 | 0.056284 | 0.013706 | 0.010728 | 0.014683 | 0.022746 | 0.012995 | 0.020972 | 14.4581 | 14.6916 | 3.5775 | 2.8003 | 3.8326 | 3.3921 | 6.156% | 5.044% | 687.4067 | 563.2668
|  | 0.0048825 | 27.5984 | 9.8276 | 4078457.075 | 265465.1251 | 286232.9448 | 4293112.7105 | 4293112.7105 | 0.053125 | 0.051893 | 0.012648 | 0.0096694 | 0.0136 | 0.021661 | 0.011969 | 0.019953 | 10.8808 | 10.6285 | 2.5905 | 1.9804 | 2.7854 | 2.4515 | 6.509% | 7.018% | 726.8039 | 783.6631
|  | 0.003324 | 28.5433 | 9.295 | 4078457.075 | 274553.9852 | 270720.7479 | 4293112.7105 | 4293112.7105 | 0.053992 | 0.053395 | 0.014237 | 0.011264 | 0.015318 | 0.023388 | 0.013351 | 0.02126 | 16.243 | 16.0636 | 4.283 | 3.3886 | 4.6082 | 4.0165 | 6.732% | 6.638% | 751.6878 | 741.193
|  | 0.003324 | 28.4252 | 9.295 | 4078457.075 | 273417.998 | 270720.7479 | 4293112.7105 | 4293112.7105 | 0.054075 | 0.053447 | 0.014229 | 0.011255 | 0.015277 | 0.023345 | 0.013511 | 0.02154 | 16.2679 | 16.0791 | 4.2807 | 3.3859 | 4.5959 | 4.0646 | 6.704% | 6.638% | 748.5777 | 741.193
|  | 0.0061615 | 27.5197 | 9.7654 | 4078457.075 | 264708.1209 | 284421.3439 | 4293112.7105 | 4293112.7105 | 0.051906 | 0.050693 | 0.011364 | 0.0083848 | 0.012296 | 0.020355 | 0.010768 | 0.018807 | 8.4242 | 8.2274 | 1.8444 | 1.3608 | 1.9956 | 1.7476 | 6.49% | 6.974% | 724.7313 | 778.7032
|  | 0.0061615 | 27.5197 | 9.7654 | 4078457.075 | 264708.1209 | 284421.3439 | 4293112.7105 | 4293112.7105 | 0.051906 | 0.050694 | 0.011366 | 0.008387 | 0.012305 | 0.020366 | 0.01065 | 0.018589 | 8.4243 | 8.2275 | 1.8447 | 1.3612 | 1.9971 | 1.7284 | 6.49% | 6.974% | 724.7313 | 778.7032
|  | 0.0061615 | 27.8346 | 9.7919 | 4078457.075 | 267737.0997 | 285193.1675 | 4293112.7105 | 4293112.7105 | 0.051667 | 0.050525 | 0.011366 | 0.008387 | 0.012305 | 0.020366 | 0.010759 | 0.018796 | 8.3854 | 8.2001 | 1.8447 | 1.3612 | 1.9971 | 1.7462 | 6.565% | 6.993% | 733.0242 | 780.8163
|  | 0.0061615 | 28.1102 | 9.7654 | 4078457.075 | 270388.0573 | 284421.3439 | 4293112.7105 | 4293112.7105 | 0.051461 | 0.050413 | 0.011366 | 0.008387 | 0.012305 | 0.020366 | 0.010577 | 0.018453 | 8.3521 | 8.182 | 1.8447 | 1.3612 | 1.9971 | 1.7167 | 6.63% | 6.974% | 740.2822 | 778.7032
|  | 0.0061615 | 27.3622 | 9.7654 | 4078457.075 | 263193.1506 | 284421.3439 | 4293112.7105 | 4293112.7105 | 0.052028 | 0.050771 | 0.011366 | 0.008387 | 0.012305 | 0.020366 | 0.010738 | 0.018757 | 8.4441 | 8.24 | 1.8447 | 1.3612 | 1.9971 | 1.7428 | 6.453% | 6.974% | 720.5836 | 778.7032
|  | 0.0061615 | 27.441 | 9.7654 | 4078457.075 | 263951.1167 | 284421.3439 | 4293112.7105 | 4293112.7105 | 0.051967 | 0.050732 | 0.011366 | 0.008387 | 0.012305 | 0.020366 | 0.010788 | 0.01885 | 8.4341 | 8.2337 | 1.8447 | 1.3612 | 1.9971 | 1.7509 | 6.472% | 6.974% | 722.6588 | 778.7032
|  | 0.0061615 | 27.4016 | 9.7654 | 4078457.075 | 263572.1336 | 284421.3439 | 4293112.7105 | 4293112.7105 | 0.051998 | 0.050751 | 0.011366 | 0.008387 | 0.012305 | 0.020366 | 0.010631 | 0.018554 | 8.4391 | 8.2368 | 1.8447 | 1.3612 | 1.9971 | 1.7253 | 6.463% | 6.974% | 721.6212 | 778.7032
|  | 0.0061615 | 27.6379 | 9.7654 | 4078457.075 | 265845.0701 | 284421.3439 | 4293112.7105 | 4293112.7105 | 0.051816 | 0.050637 | 0.011366 | 0.008387 | 0.012305 | 0.020366 | 0.010735 | 0.01875 | 8.4096 | 8.2182 | 1.8447 | 1.3612 | 1.9971 | 1.7423 | 6.518% | 6.974% | 727.8441 | 778.7032
|  | 0.0061615 | 28.3859 | 9.2296 | 4078457.075 | 273039.9768 | 268815.9457 | 4293112.7105 | 4293112.7105 | 0.05126 | 0.050671 | 0.011366 | 0.008387 | 0.012305 | 0.020366 | 0.010776 | 0.018827 | 8.3194 | 8.2238 | 1.8447 | 1.3612 | 1.9971 | 1.7489 | 6.695% | 6.591% | 747.5427 | 735.9779
|  | 0.0061615 | 27.5986 | 9.7919 | 4078457.075 | 265467.0489 | 285193.1675 | 4293112.7105 | 4293112.7105 | 0.051848 | 0.05064 | 0.011378 | 0.0084007 | 0.012366 | 0.02043 | 0.01072 | 0.018753 | 8.4149 | 8.2188 | 1.8466 | 1.3634 | 2.0071 | 1.7398 | 6.509% | 6.993% | 726.8092 | 780.8163
|  | 0.0061615 | 27.4409 | 9.7654 | 4078457.075 | 263950.1548 | 284421.3439 | 4293112.7105 | 4293112.7105 | 0.051971 | 0.050736 | 0.011382 | 0.0084053 | 0.012387 | 0.020452 | 0.010595 | 0.018527 | 8.4347 | 8.2343 | 1.8472 | 1.3642 | 2.0103 | 1.7195 | 6.472% | 6.974% | 722.6561 | 778.7032
|  | 0.0061615 | 28.1102 | 9.7654 | 4078457.075 | 270388.0573 | 284421.3439 | 4293112.7105 | 4293112.7105 | 0.051461 | 0.050413 | 0.011366 | 0.008387 | 0.012305 | 0.020366 | 0.010751 | 0.018781 | 8.3521 | 8.182 | 1.8447 | 1.3612 | 1.9971 | 1.7449 | 6.63% | 6.974% | 740.2822 | 778.7032
|  | 0.0061615 | 27.9528 | 9.7919 | 4078457.075 | 268874.0488 | 285193.1675 | 4293112.7105 | 4293112.7105 | 0.051581 | 0.050472 | 0.011381 | 0.0084044 | 0.012383 | 0.020448 | 0.010755 | 0.018827 | 8.3716 | 8.1916 | 1.8471 | 1.364 | 2.0097 | 1.7454 | 6.593% | 6.993% | 736.137 | 780.8163
|  | 0.0061615 | 27.9922 | 9.7919 | 4078457.075 | 269253.0319 | 285193.1675 | 4293112.7105 | 4293112.7105 | 0.051549 | 0.05045 | 0.011366 | 0.008387 | 0.012305 | 0.020366 | 0.010784 | 0.018842 | 8.3662 | 8.188 | 1.8447 | 1.3612 | 1.9971 | 1.7502 | 6.602% | 6.993% | 737.1746 | 780.8163
|  | 0.0061615 | 27.2441 | 9.7654 | 4078457.075 | 262057.1633 | 284421.3439 | 4293112.7105 | 4293112.7105 | 0.052121 | 0.050829 | 0.011366 | 0.008387 | 0.012305 | 0.020366 | 0.010702 | 0.018687 | 8.4591 | 8.2494 | 1.8447 | 1.3612 | 1.9971 | 1.7368 | 6.425% | 6.974% | 717.4734 | 778.7032
|  | 0.0061615 | 27.5985 | 9.7654 | 4078457.075 | 265466.087 | 284421.3439 | 4293112.7105 | 4293112.7105 | 0.051845 | 0.050655 | 0.011364 | 0.0083848 | 0.012296 | 0.020355 | 0.010381 | 0.018078 | 8.4144 | 8.2212 | 1.8444 | 1.3608 | 1.9956 | 1.6848 | 6.509% | 6.974% | 726.8065 | 778.7032
|  | 0.0061615 | 27.7165 | 9.7654 | 4078457.075 | 266601.1124 | 284421.3439 | 4293112.7105 | 4293112.7105 | 0.051755 | 0.050599 | 0.011364 | 0.0083848 | 0.012296 | 0.020355 | 0.010639 | 0.018564 | 8.3998 | 8.2121 | 1.8444 | 1.3608 | 1.9956 | 1.7266 | 6.537% | 6.974% | 729.9141 | 778.7032
|  | 0.0061615 | 27.5197 | 9.7654 | 4078457.075 | 264708.1209 | 284421.3439 | 4293112.7105 | 4293112.7105 | 0.051906 | 0.050694 | 0.011366 | 0.008387 | 0.012305 | 0.020366 | 0.010664 | 0.018616 | 8.4243 | 8.2275 | 1.8447 | 1.3612 | 1.9971 | 1.7307 | 6.49% | 6.974% | 724.7313 | 778.7032
|  | 0.0061615 | 27.9922 | 9.7919 | 4078457.075 | 269253.0319 | 285193.1675 | 4293112.7105 | 4293112.7105 | 0.051548 | 0.05045 | 0.011364 | 0.0083848 | 0.012296 | 0.020355 | 0.010524 | 0.018348 | 8.3662 | 8.188 | 1.8444 | 1.3608 | 1.9956 | 1.7081 | 6.602% | 6.993% | 737.1746 | 780.8163
|  | 0.0061615 | 28.4251 | 9.7919 | 4078457.075 | 273417.0361 | 285193.1675 | 4293112.7105 | 4293112.7105 | 0.051237 | 0.050256 | 0.011392 | 0.0084173 | 0.01244 | 0.020508 | 0.010483 | 0.018345 | 8.3157 | 8.1565 | 1.8488 | 1.3661 | 2.019 | 1.7014 | 6.704% | 6.993% | 748.575 | 780.8163
|  | 0.0061615 | 28.7795 | 9.7919 | 4078457.075 | 276825.9598 | 285193.1675 | 4293112.7105 | 4293112.7105 | 0.050984 | 0.050097 | 0.011391 | 0.008416 | 0.012434 | 0.020502 | 0.010715 | 0.018778 | 8.2747 | 8.1307 | 1.8487 | 1.3659 | 2.0181 | 1.739 | 6.788% | 6.993% | 757.9082 | 780.8163
|  | 0.0061615 | 28.4645 | 9.7919 | 4078457.075 | 273796.0191 | 285193.1675 | 4293112.7105 | 4293112.7105 | 0.051203 | 0.050232 | 0.011364 | 0.0083848 | 0.012296 | 0.020355 | 0.010573 | 0.018441 | 8.3101 | 8.1526 | 1.8444 | 1.3608 | 1.9956 | 1.7161 | 6.713% | 6.993% | 749.6126 | 780.8163
|  | 0.0061615 | 28.6615 | 9.7919 | 4078457.075 | 275690.9344 | 285193.1675 | 4293112.7105 | 4293112.7105 | 0.051064 | 0.050146 | 0.011374 | 0.0083962 | 0.012346 | 0.020409 | 0.010668 | 0.018646 | 8.2876 | 8.1386 | 1.846 | 1.3627 | 2.0038 | 1.7314 | 6.76% | 6.993% | 754.8006 | 780.8163
|  | 0.0061615 | 28.7795 | 9.2296 | 4078457.075 | 276825.9598 | 268815.9457 | 4293112.7105 | 4293112.7105 | 0.050985 | 0.0505 | 0.011392 | 0.0084173 | 0.01244 | 0.020508 | 0.010668 | 0.018693 | 8.2747 | 8.196 | 1.8488 | 1.3661 | 2.019 | 1.7314 | 6.788% | 6.591% | 757.9082 | 735.9779
|  | 0.0061615 | 27.3622 | 9.7654 | 4078457.075 | 263193.1506 | 284421.3439 | 4293112.7105 | 4293112.7105 | 0.052028 | 0.05077 | 0.011364 | 0.0083848 | 0.012296 | 0.020355 | 0.010732 | 0.01874 | 8.444 | 8.2399 | 1.8444 | 1.3608 | 1.9956 | 1.7418 | 6.453% | 6.974% | 720.5836 | 778.7032
|  | 0.0061615 | 27.2047 | 9.7654 | 4078457.075 | 261678.1802 | 284421.3439 | 4293112.7105 | 4293112.7105 | 0.052151 | 0.050848 | 0.011364 | 0.0083848 | 0.012296 | 0.020355 | 0.010575 | 0.018444 | 8.464 | 8.2525 | 1.8444 | 1.3608 | 1.9956 | 1.7163 | 6.416% | 6.974% | 716.4358 | 778.7032
|  | 0.0061615 | 27.9527 | 9.7919 | 4078457.075 | 268873.087 | 285193.1675 | 4293112.7105 | 4293112.7105 | 0.051578 | 0.050469 | 0.011364 | 0.0083848 | 0.012296 | 0.020355 | 0.010741 | 0.018757 | 8.371 | 8.191 | 1.8444 | 1.3608 | 1.9956 | 1.7432 | 6.593% | 6.993% | 736.1344 | 780.8163
|  | 0.0061615 | 27.8346 | 9.7919 | 4078457.075 | 267737.0997 | 285193.1675 | 4293112.7105 | 4293112.7105 | 0.051666 | 0.050524 | 0.011364 | 0.0083848 | 0.012296 | 0.020355 | 0.010739 | 0.018752 | 8.3853 | 8.2 | 1.8444 | 1.3608 | 1.9956 | 1.7429 | 6.565% | 6.993% | 733.0242 | 780.8163
|  | 0.0061615 | 27.441 | 9.7654 | 4078457.075 | 263951.1167 | 284421.3439 | 4293112.7105 | 4293112.7105 | 0.051967 | 0.050732 | 0.011366 | 0.008387 | 0.012305 | 0.020366 | 0.010659 | 0.018606 | 8.4341 | 8.2337 | 1.8447 | 1.3612 | 1.9971 | 1.7299 | 6.472% | 6.974% | 722.6588 | 778.7032
|  | 0.0061615 | 27.3622 | 9.7654 | 4078457.075 | 263193.1506 | 284421.3439 | 4293112.7105 | 4293112.7105 | 0.052028 | 0.05077 | 0.011364 | 0.0083848 | 0.012296 | 0.020355 | 0.010656 | 0.018596 | 8.444 | 8.2399 | 1.8444 | 1.3608 | 1.9956 | 1.7294 | 6.453% | 6.974% | 720.5836 | 778.7032
|  | 0.0061615 | 26.9291 | 9.3046 | 4078457.075 | 259027.2226 | 271000.3519 | 4293112.7105 | 4293112.7105 | 0.052371 | 0.051315 | 0.011366 | 0.008387 | 0.012305 | 0.020366 | 0.010664 | 0.018616 | 8.4997 | 8.3283 | 1.8447 | 1.3612 | 1.9971 | 1.7307 | 6.351% | 6.645% | 709.1779 | 741.9585
|  | 0.002216 | 36.8503 | 12.0216 | 4078457.075 | 354457.849 | 350134.109 | 4293112.7105 | 4293112.7105 | 0.050491 | 0.050019 | 0.015329 | 0.012353 | 0.016344 | 0.024409 | 0.014672 | 0.022727 | 22.7846 | 22.5718 | 6.9175 | 5.5746 | 7.3752 | 6.6208 | 8.691% | 8.585% | 970.4527 | 958.6149
|  | 0.002216 | 36.7715 | 12.0216 | 4078457.075 | 353699.8829 | 350134.109 | 4293112.7105 | 4293112.7105 | 0.050525 | 0.050041 | 0.015329 | 0.012353 | 0.016344 | 0.024409 | 0.014683 | 0.022748 | 22.7999 | 22.5815 | 6.9175 | 5.5746 | 7.3752 | 6.626 | 8.672% | 8.585% | 968.3775 | 958.6149
|  | 0.002216 | 36.9685 | 11.9891 | 4078457.075 | 355594.7982 | 349187.533 | 4293112.7105 | 4293112.7105 | 0.05044 | 0.050002 | 0.015329 | 0.012353 | 0.016344 | 0.024409 | 0.014334 | 0.02209 | 22.7617 | 22.5641 | 6.9175 | 5.5746 | 7.3752 | 6.4685 | 8.719% | 8.562% | 973.5655 | 956.0234
|  | 0.002216 | 36.8897 | 12.0216 | 4078457.075 | 354836.8321 | 350134.109 | 4293112.7105 | 4293112.7105 | 0.050474 | 0.050009 | 0.015329 | 0.012353 | 0.016344 | 0.024409 | 0.014546 | 0.022489 | 22.7769 | 22.567 | 6.9175 | 5.5746 | 7.3752 | 6.5639 | 8.7% | 8.585% | 971.4903 | 958.6149
|  | 0.002216 | 36.9685 | 12.0869 | 4078457.075 | 355594.7982 | 352035.9987 | 4293112.7105 | 4293112.7105 | 0.05044 | 0.049958 | 0.015329 | 0.012353 | 0.016344 | 0.024409 | 0.014689 | 0.02276 | 22.7617 | 22.5443 | 6.9175 | 5.5746 | 7.3752 | 6.6288 | 8.719% | 8.632% | 973.5655 | 963.822
|  | 0.002216 | 36.8897 | 12.0216 | 4078457.075 | 354836.8321 | 350134.109 | 4293112.7105 | 4293112.7105 | 0.050474 | 0.050009 | 0.015329 | 0.012353 | 0.016344 | 0.024409 | 0.014654 | 0.022694 | 22.7769 | 22.567 | 6.9175 | 5.5746 | 7.3752 | 6.6129 | 8.7% | 8.585% | 971.4903 | 958.6149
|  | 0.002216 | 36.8503 | 11.9891 | 4078457.075 | 354457.849 | 349187.533 | 4293112.7105 | 4293112.7105 | 0.050491 | 0.050034 | 0.015329 | 0.012353 | 0.016344 | 0.024409 | 0.014528 | 0.022457 | 22.7846 | 22.5784 | 6.9175 | 5.5746 | 7.3752 | 6.5561 | 8.691% | 8.562% | 970.4527 | 956.0234
|  | 0.002216 | 36.9686 | 12.0869 | 4078457.075 | 355595.7601 | 352035.9987 | 4293112.7105 | 4293112.7105 | 0.05044 | 0.049958 | 0.015329 | 0.012353 | 0.016344 | 0.024409 | 0.014379 | 0.022174 | 22.7617 | 22.5443 | 6.9175 | 5.5746 | 7.3752 | 6.4885 | 8.719% | 8.632% | 973.5681 | 963.822
|  | 0.002216 | 37.0471 | 12.073 | 4078457.075 | 356350.8405 | 351631.1554 | 4293112.7105 | 4293112.7105 | 0.050407 | 0.049943 | 0.015329 | 0.012353 | 0.016344 | 0.024409 | 0.014645 | 0.022676 | 22.7466 | 22.5376 | 6.9175 | 5.5746 | 7.3752 | 6.6086 | 8.737% | 8.622% | 975.6354 | 962.7136
|  | 0.002216 | 36.9685 | 11.9891 | 4078457.075 | 355594.7982 | 349187.533 | 4293112.7105 | 4293112.7105 | 0.05044 | 0.050002 | 0.015329 | 0.012353 | 0.016344 | 0.024409 | 0.014588 | 0.022568 | 22.7617 | 22.5641 | 6.9175 | 5.5746 | 7.3752 | 6.5828 | 8.719% | 8.562% | 973.5655 | 956.0234
|  | 0.002216 | 36.8898 | 12.0869 | 4078457.075 | 354837.794 | 352035.9987 | 4293112.7105 | 4293112.7105 | 0.050474 | 0.049979 | 0.015329 | 0.012353 | 0.016344 | 0.024409 | 0.014663 | 0.02271 | 22.7769 | 22.5539 | 6.9175 | 5.5746 | 7.3752 | 6.6169 | 8.7% | 8.632% | 971.4929 | 963.822
|  | 0.002216 | 36.9684 | 12.073 | 4078457.075 | 355593.8363 | 351631.1554 | 4293112.7105 | 4293112.7105 | 0.05044 | 0.049964 | 0.015329 | 0.012353 | 0.016344 | 0.024409 | 0.014555 | 0.022507 | 22.7617 | 22.5471 | 6.9175 | 5.5746 | 7.3752 | 6.5682 | 8.719% | 8.622% | 973.5629 | 962.7136
|  | 0.002216 | 37.5197 | 12.073 | 4078457.075 | 360896.7134 | 351631.1554 | 4293112.7105 | 4293112.7105 | 0.050208 | 0.049818 | 0.015329 | 0.012353 | 0.016344 | 0.024409 | 0.014701 | 0.022782 | 22.6571 | 22.4812 | 6.9175 | 5.5746 | 7.3752 | 6.634 | 8.849% | 8.622% | 988.0814 | 962.7136
|  | 0.002216 | 36.9293 | 12.0869 | 4078457.075 | 355217.7389 | 352035.9987 | 4293112.7105 | 4293112.7105 | 0.050457 | 0.049969 | 0.015329 | 0.012353 | 0.016344 | 0.024409 | 0.014622 | 0.022633 | 22.7693 | 22.5491 | 6.9175 | 5.5746 | 7.3752 | 6.5983 | 8.71% | 8.632% | 972.5332 | 963.822
|  | 0.002216 | 37.2441 | 12.073 | 4078457.075 | 358245.7558 | 351631.1554 | 4293112.7105 | 4293112.7105 | 0.050323 | 0.049891 | 0.015329 | 0.012353 | 0.016344 | 0.024409 | 0.014563 | 0.022521 | 22.709 | 22.5139 | 6.9175 | 5.5746 | 7.3752 | 6.5715 | 8.784% | 8.622% | 980.8234 | 962.7136
|  | 0.002216 | 37.2835 | 12.073 | 4078457.075 | 358624.7388 | 351631.1554 | 4293112.7105 | 4293112.7105 | 0.050307 | 0.04988 | 0.015329 | 0.012353 | 0.016344 | 0.024409 | 0.014624 | 0.022637 | 22.7016 | 22.5092 | 6.9175 | 5.5746 | 7.3752 | 6.5993 | 8.793% | 8.622% | 981.861 | 962.7136
|  | 0.002216 | 37.6378 | 12.073 | 4078457.075 | 362032.7007 | 351631.1554 | 4293112.7105 | 4293112.7105 | 0.050159 | 0.049788 | 0.015329 | 0.012353 | 0.016344 | 0.024409 | 0.014617 | 0.022624 | 22.6351 | 22.4674 | 6.9175 | 5.5746 | 7.3752 | 6.5963 | 8.877% | 8.622% | 991.1915 | 962.7136
|  | 0.002216 | 37.4015 | 11.9891 | 4078457.075 | 359759.7642 | 349187.533 | 4293112.7105 | 4293112.7105 | 0.050257 | 0.049887 | 0.015329 | 0.012353 | 0.016344 | 0.024409 | 0.014682 | 0.022746 | 22.6793 | 22.5121 | 6.9175 | 5.5746 | 7.3752 | 6.6254 | 8.821% | 8.562% | 984.9686 | 956.0234
|  | 0.002216 | 37.0864 | 11.9891 | 4078457.075 | 356728.8617 | 349187.533 | 4293112.7105 | 4293112.7105 | 0.05039 | 0.04997 | 0.015329 | 0.012353 | 0.016344 | 0.024409 | 0.014624 | 0.022637 | 22.7391 | 22.5498 | 6.9175 | 5.5746 | 7.3752 | 6.5994 | 8.747% | 8.562% | 976.6704 | 956.0234
|  | 0.002216 | 37.2047 | 11.9891 | 4078457.075 | 357866.7727 | 349187.533 | 4293112.7105 | 4293112.7105 | 0.05034 | 0.049939 | 0.015329 | 0.012353 | 0.016344 | 0.024409 | 0.014667 | 0.022717 | 22.7165 | 22.5356 | 6.9175 | 5.5746 | 7.3752 | 6.6186 | 8.775% | 8.562% | 979.7858 | 956.0234
|  | 0.002216 | 37.7952 | 12.073 | 4078457.075 | 363546.7091 | 351631.1554 | 4293112.7105 | 4293112.7105 | 0.050095 | 0.049747 | 0.015329 | 0.012353 | 0.016344 | 0.024409 | 0.014681 | 0.022744 | 22.606 | 22.449 | 6.9175 | 5.5746 | 7.3752 | 6.625 | 8.914% | 8.622% | 995.3366 | 962.7136
|  | 0.002216 | 36.8897 | 12.0216 | 4078457.075 | 354836.8321 | 350134.109 | 4293112.7105 | 4293112.7105 | 0.050474 | 0.050009 | 0.015329 | 0.012353 | 0.016344 | 0.024409 | 0.014464 | 0.022335 | 22.7769 | 22.567 | 6.9175 | 5.5746 | 7.3752 | 6.527 | 8.7% | 8.585% | 971.4903 | 958.6149
|  | 0.002216 | 36.9685 | 11.9891 | 4078457.075 | 355594.7982 | 349187.533 | 4293112.7105 | 4293112.7105 | 0.05044 | 0.050002 | 0.015329 | 0.012353 | 0.016344 | 0.024409 | 0.014565 | 0.022525 | 22.7617 | 22.5641 | 6.9175 | 5.5746 | 7.3752 | 6.5726 | 8.719% | 8.562% | 973.5655 | 956.0234
|  | 0.002216 | 37.2834 | 11.9891 | 4078457.075 | 358623.777 | 349187.533 | 4293112.7105 | 4293112.7105 | 0.050307 | 0.049918 | 0.015329 | 0.012353 | 0.016344 | 0.024409 | 0.014668 | 0.022719 | 22.7016 | 22.5262 | 6.9175 | 5.5746 | 7.3752 | 6.6189 | 8.793% | 8.562% | 981.8584 | 956.0234
|  | 0.002216 | 36.8899 | 12.073 | 4078457.075 | 354838.7558 | 351631.1554 | 4293112.7105 | 4293112.7105 | 0.050474 | 0.049986 | 0.015329 | 0.012353 | 0.016344 | 0.024409 | 0.014586 | 0.022566 | 22.7769 | 22.5567 | 6.9175 | 5.5746 | 7.3752 | 6.5822 | 8.7% | 8.622% | 971.4956 | 962.7136
|  | 0.002216 | 36.8111 | 12.073 | 4078457.075 | 354080.7897 | 351631.1554 | 4293112.7105 | 4293112.7105 | 0.050507 | 0.050007 | 0.015329 | 0.012353 | 0.016344 | 0.024409 | 0.014605 | 0.0226 | 22.7922 | 22.5663 | 6.9175 | 5.5746 | 7.3752 | 6.5905 | 8.682% | 8.622% | 969.4204 | 962.7136
|  | 0.002216 | 36.8111 | 12.073 | 4078457.075 | 354080.7897 | 351631.1554 | 4293112.7105 | 4293112.7105 | 0.050507 | 0.050007 | 0.015329 | 0.012353 | 0.016344 | 0.024409 | 0.0147 | 0.022781 | 22.7922 | 22.5663 | 6.9175 | 5.5746 | 7.3752 | 6.6337 | 8.682% | 8.622% | 969.4204 | 962.7136
|  | 0.002216 | 37.7165 | 11.9891 | 4078457.075 | 362789.7049 | 349187.533 | 4293112.7105 | 4293112.7105 | 0.050127 | 0.049805 | 0.015329 | 0.012353 | 0.016344 | 0.024409 | 0.01447 | 0.022346 | 22.6205 | 22.4751 | 6.9175 | 5.5746 | 7.3752 | 6.5296 | 8.895% | 8.562% | 993.2641 | 956.0234
|  | 0.002216 | 37.3228 | 11.9891 | 4078457.075 | 359002.76 | 349187.533 | 4293112.7105 | 4293112.7105 | 0.05029 | 0.049908 | 0.015329 | 0.012353 | 0.016344 | 0.024409 | 0.014702 | 0.022785 | 22.6941 | 22.5215 | 6.9175 | 5.5746 | 7.3752 | 6.6347 | 8.802% | 8.562% | 982.896 | 956.0234
|  | 0.002216 | 37.4408 | 11.9891 | 4078457.075 | 360137.7854 | 349187.533 | 4293112.7105 | 4293112.7105 | 0.050241 | 0.049877 | 0.015329 | 0.012353 | 0.016344 | 0.024409 | 0.01465 | 0.022686 | 22.6719 | 22.5075 | 6.9175 | 5.5746 | 7.3752 | 6.6111 | 8.83% | 8.562% | 986.0035 | 956.0234
|  | 0.002216 | 36.8505 | 12.0869 | 4078457.075 | 354459.7728 | 352035.9987 | 4293112.7105 | 4293112.7105 | 0.050491 | 0.04999 | 0.015329 | 0.012353 | 0.016344 | 0.024409 | 0.014392 | 0.0222 | 22.7845 | 22.5587 | 6.9175 | 5.5746 | 7.3752 | 6.4947 | 8.691% | 8.632% | 970.458 | 963.822
|  | 0.002216 | 37.4409 | 12.073 | 4078457.075 | 360138.7473 | 351631.1554 | 4293112.7105 | 4293112.7105 | 0.050241 | 0.049839 | 0.015329 | 0.012353 | 0.016344 | 0.024409 | 0.014644 | 0.022674 | 22.6719 | 22.4905 | 6.9175 | 5.5746 | 7.3752 | 6.6082 | 8.83% | 8.622% | 986.0062 | 962.7136
|  | 0.002216 | 37.7952 | 12.073 | 4078457.075 | 363546.7091 | 351631.1554 | 4293112.7105 | 4293112.7105 | 0.050095 | 0.049747 | 0.015329 | 0.012353 | 0.016344 | 0.024409 | 0.014588 | 0.022568 | 22.606 | 22.449 | 6.9175 | 5.5746 | 7.3752 | 6.5829 | 8.914% | 8.622% | 995.3366 | 962.7136
|  | 0.002216 | 36.7715 | 12.0216 | 4078457.075 | 353699.8829 | 350134.109 | 4293112.7105 | 4293112.7105 | 0.050525 | 0.050041 | 0.015329 | 0.012353 | 0.016344 | 0.024409 | 0.014632 | 0.022651 | 22.7999 | 22.5815 | 6.9175 | 5.5746 | 7.3752 | 6.6028 | 8.672% | 8.585% | 968.3775 | 958.6149
|  | 0.002216 | 36.7715 | 12.0216 | 4078457.075 | 353699.8829 | 350134.109 | 4293112.7105 | 4293112.7105 | 0.050525 | 0.050041 | 0.015329 | 0.012353 | 0.016344 | 0.024409 | 0.014343 | 0.022106 | 22.7999 | 22.5815 | 6.9175 | 5.5746 | 7.3752 | 6.4723 | 8.672% | 8.585% | 968.3775 | 958.6149
|  | 0.002216 | 36.7715 | 12.0216 | 4078457.075 | 353699.8829 | 350134.109 | 4293112.7105 | 4293112.7105 | 0.050525 | 0.050041 | 0.015329 | 0.012353 | 0.016344 | 0.024409 | 0.014582 | 0.022558 | 22.7999 | 22.5815 | 6.9175 | 5.5746 | 7.3752 | 6.5804 | 8.672% | 8.585% | 968.3775 | 958.6149
|  | 0.002216 | 37.0077 | 11.9891 | 4078457.075 | 355971.8575 | 349187.533 | 4293112.7105 | 4293112.7105 | 0.050423 | 0.049991 | 0.015329 | 0.012353 | 0.016344 | 0.024409 | 0.014609 | 0.022608 | 22.7542 | 22.5593 | 6.9175 | 5.5746 | 7.3752 | 6.5923 | 8.728% | 8.562% | 974.5978 | 956.0234
|  | 0.002216 | 37.2047 | 11.9891 | 4078457.075 | 357866.7727 | 349187.533 | 4293112.7105 | 4293112.7105 | 0.05034 | 0.049939 | 0.015329 | 0.012353 | 0.016344 | 0.024409 | 0.014576 | 0.022546 | 22.7165 | 22.5356 | 6.9175 | 5.5746 | 7.3752 | 6.5774 | 8.775% | 8.562% | 979.7858 | 956.0234
|  | 0.002216 | 37.4409 | 12.073 | 4078457.075 | 360138.7473 | 351631.1554 | 4293112.7105 | 4293112.7105 | 0.050241 | 0.049839 | 0.015329 | 0.012353 | 0.016344 | 0.024409 | 0.014633 | 0.022654 | 22.6719 | 22.4905 | 6.9175 | 5.5746 | 7.3752 | 6.6035 | 8.83% | 8.622% | 986.0062 | 962.7136
|  | 0.002216 | 36.7715 | 12.0216 | 4078457.075 | 353699.8829 | 350134.109 | 4293112.7105 | 4293112.7105 | 0.050525 | 0.050041 | 0.015329 | 0.012353 | 0.016344 | 0.024409 | 0.014575 | 0.022544 | 22.7999 | 22.5815 | 6.9175 | 5.5746 | 7.3752 | 6.5771 | 8.672% | 8.585% | 968.3775 | 958.6149
|  | 0.002216 | 37.2834 | 11.9891 | 4078457.075 | 358623.777 | 349187.533 | 4293112.7105 | 4293112.7105 | 0.050307 | 0.049918 | 0.015329 | 0.012353 | 0.016344 | 0.024409 | 0.014681 | 0.022743 | 22.7016 | 22.5262 | 6.9175 | 5.5746 | 7.3752 | 6.6248 | 8.793% | 8.562% | 981.8584 | 956.0234
|  | 0.002216 | 36.8897 | 12.0216 | 4078457.075 | 354836.8321 | 350134.109 | 4293112.7105 | 4293112.7105 | 0.050474 | 0.050009 | 0.015329 | 0.012353 | 0.016344 | 0.024409 | 0.014436 | 0.022283 | 22.7769 | 22.567 | 6.9175 | 5.5746 | 7.3752 | 6.5146 | 8.7% | 8.585% | 971.4903 | 958.6149
|  | 0.002216 | 37.2834 | 11.9891 | 4078457.075 | 358623.777 | 349187.533 | 4293112.7105 | 4293112.7105 | 0.050307 | 0.049918 | 0.015329 | 0.012353 | 0.016344 | 0.024409 | 0.014539 | 0.022477 | 22.7016 | 22.5262 | 6.9175 | 5.5746 | 7.3752 | 6.5609 | 8.793% | 8.562% | 981.8584 | 956.0234
|  | 0.002216 | 36.8897 | 12.0216 | 4078457.075 | 354836.8321 | 350134.109 | 4293112.7105 | 4293112.7105 | 0.050474 | 0.050009 | 0.015329 | 0.012353 | 0.016344 | 0.024409 | 0.014491 | 0.022386 | 22.7769 | 22.567 | 6.9175 | 5.5746 | 7.3752 | 6.5392 | 8.7% | 8.585% | 971.4903 | 958.6149
|  | 0.002216 | 37.3621 | 11.9891 | 4078457.075 | 359380.7812 | 349187.533 | 4293112.7105 | 4293112.7105 | 0.050274 | 0.049897 | 0.015329 | 0.012353 | 0.016344 | 0.024409 | 0.014557 | 0.022511 | 22.6867 | 22.5168 | 6.9175 | 5.5746 | 7.3752 | 6.5692 | 8.812% | 8.562% | 983.931 | 956.0234
|  | 0.002216 | 36.7715 | 12.0216 | 4078457.075 | 353699.8829 | 350134.109 | 4293112.7105 | 4293112.7105 | 0.050525 | 0.050041 | 0.015329 | 0.012353 | 0.016344 | 0.024409 | 0.014646 | 0.022677 | 22.7999 | 22.5815 | 6.9175 | 5.5746 | 7.3752 | 6.609 | 8.672% | 8.585% | 968.3775 | 958.6149
|  | 0.002216 | 36.9685 | 12.0216 | 4078457.075 | 355594.7982 | 350134.109 | 4293112.7105 | 4293112.7105 | 0.05044 | 0.049987 | 0.015329 | 0.012353 | 0.016344 | 0.024409 | 0.014456 | 0.02232 | 22.7617 | 22.5575 | 6.9175 | 5.5746 | 7.3752 | 6.5235 | 8.719% | 8.585% | 973.5655 | 958.6149
|  | 0.002216 | 37.5984 | 12.073 | 4078457.075 | 361653.7176 | 351631.1554 | 4293112.7105 | 4293112.7105 | 0.050176 | 0.049798 | 0.015329 | 0.012353 | 0.016344 | 0.024409 | 0.014501 | 0.022406 | 22.6425 | 22.472 | 6.9175 | 5.5746 | 7.3752 | 6.5439 | 8.867% | 8.622% | 990.1539 | 962.7136
|  | 0.002216 | 37.2834 | 11.9891 | 4078457.075 | 358623.777 | 349187.533 | 4293112.7105 | 4293112.7105 | 0.050307 | 0.049918 | 0.015329 | 0.012353 | 0.016344 | 0.024409 | 0.014289 | 0.022006 | 22.7016 | 22.5262 | 6.9175 | 5.5746 | 7.3752 | 6.4482 | 8.793% | 8.562% | 981.8584 | 956.0234
|  | 0.002216 | 37.1259 | 12.073 | 4078457.075 | 357108.8066 | 351631.1554 | 4293112.7105 | 4293112.7105 | 0.050373 | 0.049922 | 0.015329 | 0.012353 | 0.016344 | 0.024409 | 0.014238 | 0.021908 | 22.7315 | 22.5281 | 6.9175 | 5.5746 | 7.3752 | 6.4249 | 8.756% | 8.622% | 977.7106 | 962.7136
|  | 0.002216 | 36.8503 | 11.9891 | 4078457.075 | 354457.849 | 349187.533 | 4293112.7105 | 4293112.7105 | 0.050491 | 0.050034 | 0.015329 | 0.012353 | 0.016344 | 0.024409 | 0.014685 | 0.022751 | 22.7846 | 22.5784 | 6.9175 | 5.5746 | 7.3752 | 6.6266 | 8.691% | 8.562% | 970.4527 | 956.0234
|  | 0.002216 | 37.2441 | 11.9891 | 4078457.075 | 358245.7558 | 349187.533 | 4293112.7105 | 4293112.7105 | 0.050323 | 0.049928 | 0.015329 | 0.012353 | 0.016344 | 0.024409 | 0.014554 | 0.022504 | 22.709 | 22.5309 | 6.9175 | 5.5746 | 7.3752 | 6.5676 | 8.784% | 8.562% | 980.8234 | 956.0234
|  | 0.002216 | 36.7323 | 12.0869 | 4078457.075 | 353322.8236 | 352035.9987 | 4293112.7105 | 4293112.7105 | 0.050541 | 0.050022 | 0.015329 | 0.012353 | 0.016344 | 0.024409 | 0.014504 | 0.022411 | 22.8075 | 22.5732 | 6.9175 | 5.5746 | 7.3752 | 6.5453 | 8.663% | 8.632% | 967.3452 | 963.822
|  | 0.002216 | 37.4803 | 12.073 | 4078457.075 | 360517.7303 | 351631.1554 | 4293112.7105 | 4293112.7105 | 0.050225 | 0.049829 | 0.015329 | 0.012353 | 0.016344 | 0.024409 | 0.014614 | 0.022619 | 22.6645 | 22.4859 | 6.9175 | 5.5746 | 7.3752 | 6.5949 | 8.84% | 8.622% | 987.0438 | 962.7136
|  | 0.002216 | 37.2834 | 11.9891 | 4078457.075 | 358623.777 | 349187.533 | 4293112.7105 | 4293112.7105 | 0.050307 | 0.049918 | 0.015329 | 0.012353 | 0.016344 | 0.024409 | 0.014685 | 0.022751 | 22.7016 | 22.5262 | 6.9175 | 5.5746 | 7.3752 | 6.6267 | 8.793% | 8.562% | 981.8584 | 956.0234
|  | 0.002216 | 36.9292 | 12.0869 | 4078457.075 | 355216.777 | 352035.9987 | 4293112.7105 | 4293112.7105 | 0.050457 | 0.049969 | 0.015329 | 0.012353 | 0.016344 | 0.024409 | 0.014587 | 0.022567 | 22.7693 | 22.5491 | 6.9175 | 5.5746 | 7.3752 | 6.5825 | 8.71% | 8.632% | 972.5305 | 963.822
|  | 0.002216 | 37.4016 | 12.073 | 4078457.075 | 359760.7261 | 351631.1554 | 4293112.7105 | 4293112.7105 | 0.050257 | 0.049849 | 0.015329 | 0.012353 | 0.016344 | 0.024409 | 0.014685 | 0.022752 | 22.6793 | 22.4952 | 6.9175 | 5.5746 | 7.3752 | 6.6269 | 8.821% | 8.622% | 984.9712 | 962.7136
|  | 0.002216 | 36.8111 | 12.073 | 4078457.075 | 354080.7897 | 351631.1554 | 4293112.7105 | 4293112.7105 | 0.050507 | 0.050007 | 0.015329 | 0.012353 | 0.016344 | 0.024409 | 0.014417 | 0.022246 | 22.7922 | 22.5663 | 6.9175 | 5.5746 | 7.3752 | 6.5058 | 8.682% | 8.622% | 969.4204 | 962.7136
|  | 0.002216 | 37.6378 | 12.073 | 4078457.075 | 362032.7007 | 351631.1554 | 4293112.7105 | 4293112.7105 | 0.050159 | 0.049788 | 0.015329 | 0.012353 | 0.016344 | 0.024409 | 0.014572 | 0.022539 | 22.6351 | 22.4674 | 6.9175 | 5.5746 | 7.3752 | 6.5758 | 8.877% | 8.622% | 991.1915 | 962.7136
|  | 0.004668 | 26.26 | 10.0838 | 4078457.075 | 252591.2439 | 293694.8766 | 4293112.7105 | 4293112.7105 | 0.054421 | 0.052624 | 0.012882 | 0.0099074 | 0.013761 | 0.02183 | 0.01218 | 0.020215 | 11.6584 | 11.2733 | 2.7597 | 2.1224 | 2.9479 | 2.6094 | 6.193% | 7.201% | 691.5571 | 804.0927
|  | 0.004668 | 26.2206 | 10.0838 | 4078457.075 | 252212.2609 | 293694.8766 | 4293112.7105 | 4293112.7105 | 0.054455 | 0.052645 | 0.012882 | 0.0099074 | 0.013761 | 0.02183 | 0.012207 | 0.020264 | 11.6655 | 11.2778 | 2.7597 | 2.1224 | 2.9479 | 2.615 | 6.184% | 7.201% | 690.5195 | 804.0927
|  | 0.004668 | 26.26 | 10.0838 | 4078457.075 | 252591.2439 | 293694.8766 | 4293112.7105 | 4293112.7105 | 0.054421 | 0.052624 | 0.012882 | 0.0099074 | 0.013761 | 0.02183 | 0.011856 | 0.019603 | 11.6584 | 11.2733 | 2.7597 | 2.1224 | 2.9479 | 2.5398 | 6.193% | 7.201% | 691.5571 | 804.0927
|  | 0.004668 | 30.0395 | 10.0838 | 4078457.075 | 288945.7224 | 293694.8766 | 4293112.7105 | 4293112.7105 | 0.051628 | 0.050863 | 0.012882 | 0.0099074 | 0.013761 | 0.02183 | 0.012026 | 0.019924 | 11.0599 | 10.8962 | 2.7597 | 2.1224 | 2.9479 | 2.5763 | 7.085% | 7.201% | 791.0903 | 804.0927
|  | 0.004668 | 30.2755 | 10.0838 | 4078457.075 | 291215.7732 | 293694.8766 | 4293112.7105 | 4293112.7105 | 0.051476 | 0.050768 | 0.012882 | 0.0099074 | 0.013761 | 0.02183 | 0.012162 | 0.020179 | 11.0275 | 10.8758 | 2.7597 | 2.1224 | 2.9479 | 2.6054 | 7.14% | 7.201% | 797.3053 | 804.0927
|  | 0.004668 | 30.1575 | 10.0838 | 4078457.075 | 290080.7478 | 293694.8766 | 4293112.7105 | 4293112.7105 | 0.051552 | 0.050816 | 0.012882 | 0.0099074 | 0.013761 | 0.02183 | 0.012207 | 0.020265 | 11.0436 | 10.8859 | 2.7597 | 2.1224 | 2.9479 | 2.6151 | 7.113% | 7.201% | 794.1978 | 804.0927
|  | 0.004668 | 30.3543 | 10.0838 | 4078457.075 | 291973.7393 | 293694.8766 | 4293112.7105 | 4293112.7105 | 0.051426 | 0.050737 | 0.012882 | 0.0099074 | 0.013761 | 0.02183 | 0.012228 | 0.020305 | 11.0168 | 10.869 | 2.7597 | 2.1224 | 2.9479 | 2.6196 | 7.159% | 7.201% | 799.3805 | 804.0927
|  | 0.004668 | 26.1812 | 10.0838 | 4078457.075 | 251833.2778 | 293694.8766 | 4293112.7105 | 4293112.7105 | 0.054488 | 0.052666 | 0.012882 | 0.0099074 | 0.013761 | 0.02183 | 0.012231 | 0.02031 | 11.6727 | 11.2823 | 2.7597 | 2.1224 | 2.9479 | 2.6202 | 6.175% | 7.201% | 689.4819 | 804.0927
|  | 0.004668 | 26.2993 | 10.0838 | 4078457.075 | 252969.2651 | 293694.8766 | 4293112.7105 | 4293112.7105 | 0.054388 | 0.052603 | 0.012882 | 0.0099074 | 0.013761 | 0.02183 | 0.012147 | 0.020151 | 11.6512 | 11.2688 | 2.7597 | 2.1224 | 2.9479 | 2.6021 | 6.203% | 7.201% | 692.5921 | 804.0927
|  | 0.004668 | 26.2206 | 10.0838 | 4078457.075 | 252212.2609 | 293694.8766 | 4293112.7105 | 4293112.7105 | 0.054455 | 0.052645 | 0.012882 | 0.0099074 | 0.013761 | 0.02183 | 0.012235 | 0.020318 | 11.6655 | 11.2778 | 2.7597 | 2.1224 | 2.9479 | 2.6211 | 6.184% | 7.201% | 690.5195 | 804.0927
|  | 0.004668 | 26.1812 | 10.0838 | 4078457.075 | 251833.2778 | 293694.8766 | 4293112.7105 | 4293112.7105 | 0.054488 | 0.052666 | 0.012882 | 0.0099074 | 0.013761 | 0.02183 | 0.012161 | 0.020177 | 11.6727 | 11.2823 | 2.7597 | 2.1224 | 2.9479 | 2.6051 | 6.175% | 7.201% | 689.4819 | 804.0927
|  | 0.004668 | 26.2206 | 10.0838 | 4078457.075 | 252212.2609 | 293694.8766 | 4293112.7105 | 4293112.7105 | 0.054455 | 0.052645 | 0.012882 | 0.0099074 | 0.013761 | 0.02183 | 0.011971 | 0.01982 | 11.6655 | 11.2778 | 2.7597 | 2.1224 | 2.9479 | 2.5646 | 6.184% | 7.201% | 690.5195 | 804.0927
|  | 0.004668 | 26.2993 | 10.0838 | 4078457.075 | 252969.2651 | 293694.8766 | 4293112.7105 | 4293112.7105 | 0.054388 | 0.052603 | 0.012882 | 0.0099074 | 0.013761 | 0.02183 | 0.012021 | 0.019914 | 11.6512 | 11.2688 | 2.7597 | 2.1224 | 2.9479 | 2.5752 | 6.203% | 7.201% | 692.5921 | 804.0927
|  | 0.004668 | 26.4174 | 10.0838 | 4078457.075 | 254105.2524 | 293694.8766 | 4293112.7105 | 4293112.7105 | 0.054289 | 0.05254 | 0.012882 | 0.0099074 | 0.013761 | 0.02183 | 0.012146 | 0.02015 | 11.63 | 11.2554 | 2.7597 | 2.1224 | 2.9479 | 2.602 | 6.23% | 7.201% | 695.7023 | 804.0927
|  | 0.004668 | 26.1813 | 10.0838 | 4078457.075 | 251834.2397 | 293694.8766 | 4293112.7105 | 4293112.7105 | 0.054488 | 0.052666 | 0.012882 | 0.0099074 | 0.013761 | 0.02183 | 0.012235 | 0.020317 | 11.6726 | 11.2823 | 2.7597 | 2.1224 | 2.9479 | 2.621 | 6.175% | 7.201% | 689.4846 | 804.0927
|  | 0.004668 | 26.1812 | 10.0838 | 4078457.075 | 251833.2778 | 293694.8766 | 4293112.7105 | 4293112.7105 | 0.054488 | 0.052666 | 0.012882 | 0.0099074 | 0.013761 | 0.02183 | 0.012225 | 0.020299 | 11.6727 | 11.2823 | 2.7597 | 2.1224 | 2.9479 | 2.619 | 6.175% | 7.201% | 689.4819 | 804.0927
|  | 0.004668 | 26.2599 | 10.0838 | 4078457.075 | 252590.282 | 293694.8766 | 4293112.7105 | 4293112.7105 | 0.054421 | 0.052624 | 0.012882 | 0.0099074 | 0.013761 | 0.02183 | 0.012208 | 0.020267 | 11.6584 | 11.2733 | 2.7597 | 2.1224 | 2.9479 | 2.6153 | 6.193% | 7.201% | 691.5545 | 804.0927
|  | 0.004668 | 26.4962 | 10.0838 | 4078457.075 | 254863.2185 | 293694.8766 | 4293112.7105 | 4293112.7105 | 0.054223 | 0.052499 | 0.012882 | 0.0099074 | 0.013761 | 0.02183 | 0.012179 | 0.020212 | 11.616 | 11.2466 | 2.7597 | 2.1224 | 2.9479 | 2.609 | 6.249% | 7.201% | 697.7775 | 804.0927
|  | 0.004668 | 26.4961 | 10.0838 | 4078457.075 | 254862.2566 | 293694.8766 | 4293112.7105 | 4293112.7105 | 0.054223 | 0.052499 | 0.012882 | 0.0099074 | 0.013761 | 0.02183 | 0.012152 | 0.020161 | 11.616 | 11.2466 | 2.7597 | 2.1224 | 2.9479 | 2.6032 | 6.249% | 7.201% | 697.7748 | 804.0927
|  | 0.004668 | 30.6693 | 10.0838 | 4078457.075 | 295003.68 | 293694.8766 | 4293112.7105 | 4293112.7105 | 0.051229 | 0.050612 | 0.012882 | 0.0099074 | 0.013761 | 0.02183 | 0.012154 | 0.020164 | 10.9745 | 10.8424 | 2.7597 | 2.1224 | 2.9479 | 2.6036 | 7.233% | 7.201% | 807.6761 | 804.0927
|  | 0.004668 | 26.2993 | 10.0838 | 4078457.075 | 252969.2651 | 293694.8766 | 4293112.7105 | 4293112.7105 | 0.054388 | 0.052603 | 0.012882 | 0.0099074 | 0.013761 | 0.02183 | 0.01208 | 0.020026 | 11.6512 | 11.2688 | 2.7597 | 2.1224 | 2.9479 | 2.5879 | 6.203% | 7.201% | 692.5921 | 804.0927
|  | 0.004668 | 30.6299 | 10.1817 | 4078457.075 | 294624.6969 | 296546.2549 | 4293112.7105 | 4293112.7105 | 0.051254 | 0.050566 | 0.012882 | 0.0099074 | 0.013761 | 0.02183 | 0.011964 | 0.019806 | 10.9798 | 10.8325 | 2.7597 | 2.1224 | 2.9479 | 2.563 | 7.224% | 7.271% | 806.6385 | 811.8994
|  | 0.004668 | 31.1811 | 10.1817 | 4078457.075 | 299926.6122 | 296546.2549 | 4293112.7105 | 4293112.7105 | 0.050917 | 0.050354 | 0.012882 | 0.0099074 | 0.013761 | 0.02183 | 0.012119 | 0.020098 | 10.9077 | 10.787 | 2.7597 | 2.1224 | 2.9479 | 2.5961 | 7.354% | 7.271% | 821.1543 | 811.8994
|  | 0.004668 | 31.1417 | 10.1817 | 4078457.075 | 299547.6291 | 296546.2549 | 4293112.7105 | 4293112.7105 | 0.050941 | 0.050369 | 0.012882 | 0.0099074 | 0.013761 | 0.02183 | 0.011971 | 0.019819 | 10.9127 | 10.7902 | 2.7597 | 2.1224 | 2.9479 | 2.5644 | 7.345% | 7.271% | 820.1167 | 811.8994
|  | 0.004668 | 26.5748 | 10.0838 | 4078457.075 | 255619.2608 | 293694.8766 | 4293112.7105 | 4293112.7105 | 0.054158 | 0.052458 | 0.012882 | 0.0099074 | 0.013761 | 0.02183 | 0.012144 | 0.020146 | 11.602 | 11.2378 | 2.7597 | 2.1224 | 2.9479 | 2.6015 | 6.268% | 7.201% | 699.8474 | 804.0927
|  | 0.004668 | 27.1259 | 10.0838 | 4078457.075 | 260920.2141 | 293694.8766 | 4293112.7105 | 4293112.7105 | 0.053712 | 0.052177 | 0.012882 | 0.0099074 | 0.013761 | 0.02183 | 0.011887 | 0.019662 | 11.5065 | 11.1776 | 2.7597 | 2.1224 | 2.9479 | 2.5466 | 6.398% | 7.201% | 714.3606 | 804.0927
|  | 0.004668 | 26.8898 | 9.4883 | 4078457.075 | 258649.2015 | 276350.691 | 4293112.7105 | 4293112.7105 | 0.053897 | 0.052694 | 0.012864 | 0.009885 | 0.013661 | 0.021725 | 0.012255 | 0.020303 | 11.546 | 11.2884 | 2.7557 | 2.1176 | 2.9266 | 2.6252 | 6.342% | 6.776% | 708.1429 | 756.607
|  | 0.004668 | 29.9607 | 10.0838 | 4078457.075 | 288187.7563 | 293694.8766 | 4293112.7105 | 4293112.7105 | 0.051679 | 0.050896 | 0.012882 | 0.0099074 | 0.013761 | 0.02183 | 0.012087 | 0.020039 | 11.0709 | 10.9031 | 2.7597 | 2.1224 | 2.9479 | 2.5894 | 7.066% | 7.201% | 789.0151 | 804.0927
|  | 0.004668 | 29.9607 | 10.0838 | 4078457.075 | 288187.7563 | 293694.8766 | 4293112.7105 | 4293112.7105 | 0.051679 | 0.050896 | 0.012882 | 0.0099074 | 0.013761 | 0.02183 | 0.012235 | 0.020317 | 11.0709 | 10.9031 | 2.7597 | 2.1224 | 2.9479 | 2.621 | 7.066% | 7.201% | 789.0151 | 804.0927
|  | 0.004668 | 29.9607 | 10.0838 | 4078457.075 | 288187.7563 | 293694.8766 | 4293112.7105 | 4293112.7105 | 0.051679 | 0.050896 | 0.012882 | 0.0099074 | 0.013761 | 0.02183 | 0.012231 | 0.02031 | 11.0709 | 10.9031 | 2.7597 | 2.1224 | 2.9479 | 2.6203 | 7.066% | 7.201% | 789.0151 | 804.0927
|  | 0.004668 | 30.9054 | 10.1817 | 4078457.075 | 297274.6927 | 296546.2549 | 4293112.7105 | 4293112.7105 | 0.051084 | 0.050459 | 0.012882 | 0.0099074 | 0.013761 | 0.02183 | 0.012241 | 0.020329 | 10.9434 | 10.8096 | 2.7597 | 2.1224 | 2.9479 | 2.6224 | 7.289% | 7.271% | 813.8938 | 811.8994
|  | 0.004668 | 30.9054 | 10.1817 | 4078457.075 | 297274.6927 | 296546.2549 | 4293112.7105 | 4293112.7105 | 0.051084 | 0.050459 | 0.012882 | 0.0099074 | 0.013761 | 0.02183 | 0.011984 | 0.019844 | 10.9434 | 10.8096 | 2.7597 | 2.1224 | 2.9479 | 2.5673 | 7.289% | 7.271% | 813.8938 | 811.8994
|  | 0.004668 | 31.3385 | 10.1817 | 4078457.075 | 301440.6206 | 296546.2549 | 4293112.7105 | 4293112.7105 | 0.050823 | 0.050295 | 0.012882 | 0.0099074 | 0.013761 | 0.02183 | 0.012071 | 0.020009 | 10.8876 | 10.7744 | 2.7597 | 2.1224 | 2.9479 | 2.586 | 7.391% | 7.271% | 825.2994 | 811.8994
|  | 0.004668 | 27.4409 | 10.1817 | 4078457.075 | 263950.1548 | 296546.2549 | 4293112.7105 | 4293112.7105 | 0.053464 | 0.051958 | 0.012876 | 0.0098994 | 0.013725 | 0.021793 | 0.011803 | 0.019485 | 11.4533 | 11.1308 | 2.7583 | 2.1207 | 2.9403 | 2.5285 | 6.472% | 7.271% | 722.6561 | 811.8994
|  | 0.004668 | 30.5906 | 10.0838 | 4078457.075 | 294246.6758 | 293694.8766 | 4293112.7105 | 4293112.7105 | 0.051278 | 0.050643 | 0.012882 | 0.0099074 | 0.013761 | 0.02183 | 0.012054 | 0.019976 | 10.985 | 10.849 | 2.7597 | 2.1224 | 2.9479 | 2.5822 | 7.215% | 7.201% | 805.6035 | 804.0927
|  | 0.004668 | 26.1812 | 10.0838 | 4078457.075 | 251833.2778 | 293694.8766 | 4293112.7105 | 4293112.7105 | 0.054488 | 0.052666 | 0.012882 | 0.0099074 | 0.013761 | 0.02183 | 0.012215 | 0.020279 | 11.6727 | 11.2823 | 2.7597 | 2.1224 | 2.9479 | 2.6167 | 6.175% | 7.201% | 689.4819 | 804.0927
|  | 0.004668 | 30.6692 | 10.1817 | 4078457.075 | 295002.7181 | 296546.2549 | 4293112.7105 | 4293112.7105 | 0.051229 | 0.050551 | 0.012882 | 0.0099074 | 0.013761 | 0.02183 | 0.01197 | 0.019818 | 10.9745 | 10.8292 | 2.7597 | 2.1224 | 2.9479 | 2.5643 | 7.233% | 7.271% | 807.6734 | 811.8994
|  | 0.004668 | 31.4173 | 10.1817 | 4078457.075 | 302198.5867 | 296546.2549 | 4293112.7105 | 4293112.7105 | 0.050776 | 0.050265 | 0.012882 | 0.0099074 | 0.013761 | 0.02183 | 0.012235 | 0.020316 | 10.8776 | 10.7681 | 2.7597 | 2.1224 | 2.9479 | 2.6209 | 7.41% | 7.271% | 827.3746 | 811.8994
|  | 0.004668 | 30.2755 | 10.0838 | 4078457.075 | 291215.7732 | 293694.8766 | 4293112.7105 | 4293112.7105 | 0.051476 | 0.050768 | 0.012882 | 0.0099074 | 0.013761 | 0.02183 | 0.012096 | 0.020055 | 11.0275 | 10.8758 | 2.7597 | 2.1224 | 2.9479 | 2.5912 | 7.14% | 7.201% | 797.3053 | 804.0927
|  | 0.004668 | 26.1813 | 10.0838 | 4078457.075 | 251834.2397 | 293694.8766 | 4293112.7105 | 4293112.7105 | 0.054488 | 0.052666 | 0.012882 | 0.0099074 | 0.013761 | 0.02183 | 0.012134 | 0.020127 | 11.6726 | 11.2823 | 2.7597 | 2.1224 | 2.9479 | 2.5994 | 6.175% | 7.201% | 689.4846 | 804.0927
|  | 0.004668 | 30.3937 | 10.0838 | 4078457.075 | 292352.7224 | 293694.8766 | 4293112.7105 | 4293112.7105 | 0.051401 | 0.050721 | 0.012882 | 0.0099074 | 0.013761 | 0.02183 | 0.012134 | 0.020126 | 11.0115 | 10.8657 | 2.7597 | 2.1224 | 2.9479 | 2.5993 | 7.168% | 7.201% | 800.4181 | 804.0927
|  | 0.004668 | 26.1418 | 9.4893 | 4078457.075 | 251454.2947 | 276379.8164 | 4293112.7105 | 4293112.7105 | 0.054522 | 0.053089 | 0.012882 | 0.0099074 | 0.013761 | 0.02183 | 0.012159 | 0.020175 | 11.6799 | 11.3729 | 2.7597 | 2.1224 | 2.9479 | 2.6048 | 6.165% | 6.777% | 688.4443 | 756.6867
|  | 0.004668 | 26.5354 | 10.0838 | 4078457.075 | 255240.2777 | 293694.8766 | 4293112.7105 | 4293112.7105 | 0.054191 | 0.052478 | 0.012882 | 0.0099074 | 0.013761 | 0.02183 | 0.012172 | 0.020198 | 11.609 | 11.2422 | 2.7597 | 2.1224 | 2.9479 | 2.6075 | 6.258% | 7.201% | 698.8098 | 804.0927
|  | 0.004668 | 30.2755 | 10.0838 | 4078457.075 | 291215.7732 | 293694.8766 | 4293112.7105 | 4293112.7105 | 0.051476 | 0.050768 | 0.012882 | 0.0099074 | 0.013761 | 0.02183 | 0.01207 | 0.020007 | 11.0275 | 10.8758 | 2.7597 | 2.1224 | 2.9479 | 2.5858 | 7.14% | 7.201% | 797.3053 | 804.0927
|  | 0.004668 | 26.1418 | 9.4893 | 4078457.075 | 251454.2947 | 276379.8164 | 4293112.7105 | 4293112.7105 | 0.054522 | 0.053089 | 0.012882 | 0.0099074 | 0.013761 | 0.02183 | 0.01215 | 0.020157 | 11.6799 | 11.3729 | 2.7597 | 2.1224 | 2.9479 | 2.6028 | 6.165% | 6.777% | 688.4443 | 756.6867
|  | 0.004668 | 26.1418 | 9.4893 | 4078457.075 | 251454.2947 | 276379.8164 | 4293112.7105 | 4293112.7105 | 0.054522 | 0.053089 | 0.012882 | 0.0099074 | 0.013761 | 0.02183 | 0.012003 | 0.01988 | 11.6799 | 11.3729 | 2.7597 | 2.1224 | 2.9479 | 2.5713 | 6.165% | 6.777% | 688.4443 | 756.6867
|  | 0.004668 | 27.3621 | 10.1817 | 4078457.075 | 263192.1887 | 296546.2549 | 4293112.7105 | 4293112.7105 | 0.053527 | 0.051998 | 0.012882 | 0.0099074 | 0.013761 | 0.02183 | 0.012175 | 0.020205 | 11.4668 | 11.1393 | 2.7597 | 2.1224 | 2.9479 | 2.6083 | 6.453% | 7.271% | 720.5809 | 811.8994
|  | 0.004668 | 26.26 | 10.0838 | 4078457.075 | 252591.2439 | 293694.8766 | 4293112.7105 | 4293112.7105 | 0.054421 | 0.052624 | 0.012882 | 0.0099074 | 0.013761 | 0.02183 | 0.012198 | 0.020249 | 11.6584 | 11.2733 | 2.7597 | 2.1224 | 2.9479 | 2.6132 | 6.193% | 7.201% | 691.5571 | 804.0927
|  | 0.004668 | 26.2598 | 8.2931 | 4078457.075 | 252589.3201 | 241539.993 | 4293112.7105 | 4293112.7105 | 0.054417 | 0.054004 | 0.012864 | 0.009885 | 0.013661 | 0.021725 | 0.012165 | 0.020134 | 11.6575 | 11.5691 | 2.7557 | 2.1176 | 2.9266 | 2.606 | 6.193% | 5.922% | 691.5519 | 661.3005
|  | 0.004668 | 30.2755 | 10.0838 | 4078457.075 | 291215.7732 | 293694.8766 | 4293112.7105 | 4293112.7105 | 0.051476 | 0.050768 | 0.012882 | 0.0099074 | 0.013761 | 0.02183 | 0.012153 | 0.020163 | 11.0275 | 10.8758 | 2.7597 | 2.1224 | 2.9479 | 2.6035 | 7.14% | 7.201% | 797.3053 | 804.0927
|  | 0.004668 | 26.1418 | 9.4893 | 4078457.075 | 251454.2947 | 276379.8164 | 4293112.7105 | 4293112.7105 | 0.054522 | 0.053089 | 0.012882 | 0.0099074 | 0.013761 | 0.02183 | 0.012078 | 0.020021 | 11.6799 | 11.3729 | 2.7597 | 2.1224 | 2.9479 | 2.5873 | 6.165% | 6.777% | 688.4443 | 756.6867
|  | 0.004668 | 26.1418 | 9.4893 | 4078457.075 | 251454.2947 | 276379.8164 | 4293112.7105 | 4293112.7105 | 0.054522 | 0.053089 | 0.012882 | 0.0099074 | 0.013761 | 0.02183 | 0.012091 | 0.020045 | 11.6799 | 11.3729 | 2.7597 | 2.1224 | 2.9479 | 2.5901 | 6.165% | 6.777% | 688.4443 | 756.6867
|  | 0.004668 | 26.1418 | 9.4893 | 4078457.075 | 251454.2947 | 276379.8164 | 4293112.7105 | 4293112.7105 | 0.054522 | 0.053089 | 0.012882 | 0.0099074 | 0.013761 | 0.02183 | 0.012048 | 0.019965 | 11.6799 | 11.3729 | 2.7597 | 2.1224 | 2.9479 | 2.5809 | 6.165% | 6.777% | 688.4443 | 756.6867
|  | 0.004668 | 26.4568 | 10.0838 | 4078457.075 | 254484.2354 | 293694.8766 | 4293112.7105 | 4293112.7105 | 0.054256 | 0.05252 | 0.012882 | 0.0099074 | 0.013761 | 0.02183 | 0.012187 | 0.020227 | 11.623 | 11.251 | 2.7597 | 2.1224 | 2.9479 | 2.6107 | 6.24% | 7.201% | 696.7399 | 804.0927
|  | 0.004668 | 29.9607 | 10.0838 | 4078457.075 | 288187.7563 | 293694.8766 | 4293112.7105 | 4293112.7105 | 0.051679 | 0.050896 | 0.012882 | 0.0099074 | 0.013761 | 0.02183 | 0.012214 | 0.020278 | 11.0709 | 10.9031 | 2.7597 | 2.1224 | 2.9479 | 2.6165 | 7.066% | 7.201% | 789.0151 | 804.0927
|  | 0.004668 | 29.9607 | 10.0838 | 4078457.075 | 288187.7563 | 293694.8766 | 4293112.7105 | 4293112.7105 | 0.051679 | 0.050896 | 0.012882 | 0.0099074 | 0.013761 | 0.02183 | 0.011946 | 0.019773 | 11.0709 | 10.9031 | 2.7597 | 2.1224 | 2.9479 | 2.5591 | 7.066% | 7.201% | 789.0151 | 804.0927
|  | 0.004668 | 29.9607 | 10.0838 | 4078457.075 | 288187.7563 | 293694.8766 | 4293112.7105 | 4293112.7105 | 0.051679 | 0.050896 | 0.012882 | 0.0099074 | 0.013761 | 0.02183 | 0.01192 | 0.019724 | 11.0709 | 10.9031 | 2.7597 | 2.1224 | 2.9479 | 2.5536 | 7.066% | 7.201% | 789.0151 | 804.0927
|  | 0.004668 | 27.2834 | 10.1817 | 4078457.075 | 262435.1845 | 296546.2549 | 4293112.7105 | 4293112.7105 | 0.053584 | 0.052033 | 0.012864 | 0.009885 | 0.013661 | 0.021725 | 0.012044 | 0.019907 | 11.479 | 11.1467 | 2.7557 | 2.1176 | 2.9266 | 2.5802 | 6.435% | 7.271% | 718.5084 | 811.8994
|  | 0.004668 | 26.1812 | 10.0838 | 4078457.075 | 251833.2778 | 293694.8766 | 4293112.7105 | 4293112.7105 | 0.054488 | 0.052666 | 0.012882 | 0.0099074 | 0.013761 | 0.02183 | 0.012222 | 0.020293 | 11.6727 | 11.2823 | 2.7597 | 2.1224 | 2.9479 | 2.6183 | 6.175% | 7.201% | 689.4819 | 804.0927
|  | 0.004668 | 29.9607 | 10.0838 | 4078457.075 | 288187.7563 | 293694.8766 | 4293112.7105 | 4293112.7105 | 0.051679 | 0.050896 | 0.012882 | 0.0099074 | 0.013761 | 0.02183 | 0.012034 | 0.019938 | 11.0709 | 10.9031 | 2.7597 | 2.1224 | 2.9479 | 2.5779 | 7.066% | 7.201% | 789.0151 | 804.0927
|  | 0.004668 | 29.9607 | 10.0838 | 4078457.075 | 288187.7563 | 293694.8766 | 4293112.7105 | 4293112.7105 | 0.051679 | 0.050896 | 0.012882 | 0.0099074 | 0.013761 | 0.02183 | 0.012123 | 0.020107 | 11.0709 | 10.9031 | 2.7597 | 2.1224 | 2.9479 | 2.5971 | 7.066% | 7.201% | 789.0151 | 804.0927
|  | 0.004668 | 29.9607 | 10.0838 | 4078457.075 | 288187.7563 | 293694.8766 | 4293112.7105 | 4293112.7105 | 0.051679 | 0.050896 | 0.012882 | 0.0099074 | 0.013761 | 0.02183 | 0.012147 | 0.020152 | 11.0709 | 10.9031 | 2.7597 | 2.1224 | 2.9479 | 2.6023 | 7.066% | 7.201% | 789.0151 | 804.0927
|  | 0.004668 | 29.9607 | 10.0838 | 4078457.075 | 288187.7563 | 293694.8766 | 4293112.7105 | 4293112.7105 | 0.051679 | 0.050896 | 0.012882 | 0.0099074 | 0.013761 | 0.02183 | 0.012225 | 0.020299 | 11.0709 | 10.9031 | 2.7597 | 2.1224 | 2.9479 | 2.6189 | 7.066% | 7.201% | 789.0151 | 804.0927
|  | 0.004668 | 26.26 | 10.0838 | 4078457.075 | 252591.2439 | 293694.8766 | 4293112.7105 | 4293112.7105 | 0.054421 | 0.052624 | 0.012882 | 0.0099074 | 0.013761 | 0.02183 | 0.01215 | 0.020158 | 11.6584 | 11.2733 | 2.7597 | 2.1224 | 2.9479 | 2.6029 | 6.193% | 7.201% | 691.5571 | 804.0927
|  | 0.004668 | 26.2993 | 10.0838 | 4078457.075 | 252969.2651 | 293694.8766 | 4293112.7105 | 4293112.7105 | 0.054388 | 0.052603 | 0.012882 | 0.0099074 | 0.013761 | 0.02183 | 0.01223 | 0.020307 | 11.6512 | 11.2688 | 2.7597 | 2.1224 | 2.9479 | 2.6199 | 6.203% | 7.201% | 692.5921 | 804.0927
|  | 0.004668 | 27.3621 | 10.1817 | 4078457.075 | 263192.1887 | 296546.2549 | 4293112.7105 | 4293112.7105 | 0.053523 | 0.051994 | 0.012864 | 0.009885 | 0.013661 | 0.021725 | 0.012261 | 0.020314 | 11.4659 | 11.1384 | 2.7557 | 2.1176 | 2.9266 | 2.6265 | 6.453% | 7.271% | 720.5809 | 811.8994
|  | 0.0061495 | 26.4173 | 8.6424 | 4078457.075 | 254104.2905 | 251713.501 | 4293112.7105 | 4293112.7105 | 0.052806 | 0.052127 | 0.011394 | 0.0084179 | 0.012244 | 0.020311 | 0.010684 | 0.018688 | 8.587 | 8.4767 | 1.8528 | 1.3689 | 1.991 | 1.7374 | 6.23% | 6.172% | 695.6996 | 689.154
|  | 0.0061495 | 26.378 | 8.6424 | 4078457.075 | 253726.2693 | 251713.501 | 4293112.7105 | 4293112.7105 | 0.052839 | 0.052148 | 0.011395 | 0.008419 | 0.012249 | 0.020316 | 0.010667 | 0.018656 | 8.5924 | 8.4801 | 1.853 | 1.369 | 1.9918 | 1.7345 | 6.221% | 6.172% | 694.6647 | 689.154
|  | 0.0061495 | 26.4961 | 8.6424 | 4078457.075 | 254862.2566 | 251713.501 | 4293112.7105 | 4293112.7105 | 0.052741 | 0.052086 | 0.011395 | 0.008419 | 0.012249 | 0.020316 | 0.010724 | 0.018765 | 8.5764 | 8.47 | 1.853 | 1.369 | 1.9918 | 1.744 | 6.249% | 6.172% | 697.7748 | 689.154
|  | 0.0061495 | 27.1653 | 8.6424 | 4078457.075 | 261299.1972 | 251713.501 | 4293112.7105 | 4293112.7105 | 0.052198 | 0.051744 | 0.011395 | 0.008419 | 0.012249 | 0.020316 | 0.010702 | 0.018722 | 8.4882 | 8.4144 | 1.853 | 1.369 | 1.9918 | 1.7402 | 6.407% | 6.172% | 715.3982 | 689.154
|  | 0.0061495 | 26.378 | 8.6424 | 4078457.075 | 253726.2693 | 251713.501 | 4293112.7105 | 4293112.7105 | 0.052839 | 0.052148 | 0.011395 | 0.008419 | 0.012249 | 0.020316 | 0.010472 | 0.018289 | 8.5924 | 8.4801 | 1.853 | 1.369 | 1.9918 | 1.7029 | 6.221% | 6.172% | 694.6647 | 689.154
|  | 0.0061495 | 26.378 | 8.6424 | 4078457.075 | 253726.2693 | 251713.501 | 4293112.7105 | 4293112.7105 | 0.052839 | 0.052148 | 0.011395 | 0.008419 | 0.012249 | 0.020316 | 0.010654 | 0.018632 | 8.5924 | 8.4801 | 1.853 | 1.369 | 1.9918 | 1.7325 | 6.221% | 6.172% | 694.6647 | 689.154
|  | 0.0061495 | 26.4961 | 8.6424 | 4078457.075 | 254862.2566 | 251713.501 | 4293112.7105 | 4293112.7105 | 0.052741 | 0.052086 | 0.011395 | 0.008419 | 0.012249 | 0.020316 | 0.010751 | 0.018815 | 8.5764 | 8.47 | 1.853 | 1.369 | 1.9918 | 1.7483 | 6.249% | 6.172% | 697.7748 | 689.154
|  | 0.0061495 | 26.4173 | 8.6424 | 4078457.075 | 254104.2905 | 251713.501 | 4293112.7105 | 4293112.7105 | 0.052806 | 0.052127 | 0.011395 | 0.008419 | 0.012249 | 0.020316 | 0.010714 | 0.018746 | 8.5871 | 8.4767 | 1.853 | 1.369 | 1.9918 | 1.7422 | 6.23% | 6.172% | 695.6996 | 689.154
|  | 0.0061495 | 26.4961 | 8.6424 | 4078457.075 | 254862.2566 | 251713.501 | 4293112.7105 | 4293112.7105 | 0.052741 | 0.052086 | 0.011395 | 0.008419 | 0.012249 | 0.020316 | 0.010637 | 0.0186 | 8.5764 | 8.47 | 1.853 | 1.369 | 1.9918 | 1.7297 | 6.249% | 6.172% | 697.7748 | 689.154
|  | 0.002427 | 28.8976 | 8.2974 | 4078457.075 | 277961.9471 | 241665.2322 | 4293112.7105 | 4293112.7105 | 0.054639 | 0.054972 | 0.015138 | 0.012166 | 0.016079 | 0.024153 | 0.014345 | 0.022351 | 22.513 | 22.6502 | 6.2372 | 5.0127 | 6.6251 | 5.9106 | 6.815% | 5.925% | 761.0183 | 661.6433
|  | 0.002427 | 28.5434 | 8.2974 | 4078457.075 | 274554.9471 | 241665.2322 | 4293112.7105 | 4293112.7105 | 0.054897 | 0.055137 | 0.01517 | 0.012204 | 0.016249 | 0.024334 | 0.014079 | 0.021938 | 22.6192 | 22.7183 | 6.2504 | 5.0284 | 6.6953 | 5.8012 | 6.732% | 5.925% | 751.6905 | 661.6433
|  | 0.0034675 | 32.2441 | 10.4799 | 4078457.075 | 310151.4595 | 305231.4541 | 4293112.7105 | 4293112.7105 | 0.05151 | 0.050994 | 0.014122 | 0.011154 | 0.015168 | 0.023249 | 0.013247 | 0.021269 | 14.8551 | 14.7063 | 4.0725 | 3.2168 | 4.3743 | 3.8204 | 7.605% | 7.484% | 849.1484 | 835.6782
|  | 0.0034675 | 32.0472 | 10.4799 | 4078457.075 | 308257.5062 | 305231.4541 | 4293112.7105 | 4293112.7105 | 0.05163 | 0.051073 | 0.014161 | 0.011202 | 0.01538 | 0.023474 | 0.013185 | 0.021261 | 14.8898 | 14.7292 | 4.0841 | 3.2306 | 4.4355 | 3.8025 | 7.558% | 7.484% | 843.9631 | 835.6782
|  | 0.0034675 | 32.1653 | 10.1391 | 4078457.075 | 309393.4934 | 295305.5121 | 4293112.7105 | 4293112.7105 | 0.051559 | 0.051234 | 0.014142 | 0.011179 | 0.015279 | 0.023367 | 0.013178 | 0.021196 | 14.8693 | 14.7756 | 4.0786 | 3.224 | 4.4063 | 3.8005 | 7.586% | 7.241% | 847.0732 | 808.5024
|  | 0.004392 | 27.6771 | 10.911 | 4078457.075 | 266222.1293 | 317787.4212 | 4293112.7105 | 4293112.7105 | 0.05356 | 0.051697 | 0.013157 | 0.010182 | 0.014031 | 0.0221 | 0.012397 | 0.020376 | 12.1949 | 11.7706 | 2.9957 | 2.3183 | 3.1947 | 2.8226 | 6.528% | 7.792% | 728.8765 | 870.0545
|  | 0.004392 | 27.9922 | 10.911 | 4078457.075 | 269253.0319 | 317787.4212 | 4293112.7105 | 4293112.7105 | 0.053319 | 0.051543 | 0.013141 | 0.010163 | 0.013946 | 0.02201 | 0.012349 | 0.020242 | 12.1401 | 11.7358 | 2.9921 | 2.314 | 3.1753 | 2.8117 | 6.602% | 7.792% | 737.1746 | 870.0545
|  | 0.004392 | 28.1889 | 10.8652 | 4078457.075 | 271145.0615 | 316453.4772 | 4293112.7105 | 4293112.7105 | 0.053178 | 0.051481 | 0.013157 | 0.010182 | 0.014032 | 0.022101 | 0.012404 | 0.020389 | 12.1079 | 11.7215 | 2.9958 | 2.3184 | 3.1949 | 2.8242 | 6.648% | 7.759% | 742.3547 | 866.4024
|  | 0.004392 | 27.9527 | 10.8652 | 4078457.075 | 268873.087 | 316453.4772 | 4293112.7105 | 4293112.7105 | 0.053353 | 0.051591 | 0.013157 | 0.010182 | 0.014032 | 0.022101 | 0.012346 | 0.02028 | 12.1477 | 11.7465 | 2.9958 | 2.3184 | 3.1949 | 2.811 | 6.593% | 7.759% | 736.1344 | 866.4024
|  | 0.004392 | 28.3858 | 10.8652 | 4078457.075 | 273039.0149 | 316453.4772 | 4293112.7105 | 4293112.7105 | 0.053035 | 0.051391 | 0.01316 | 0.010185 | 0.014044 | 0.022114 | 0.012493 | 0.020564 | 12.0753 | 11.701 | 2.9963 | 2.319 | 3.1977 | 2.8445 | 6.695% | 7.759% | 747.5401 | 866.4024
|  | 0.0030835 | 26.2205 | 8.5294 | 4078457.075 | 252211.299 | 248422.3289 | 4293112.7105 | 4293112.7105 | 0.056059 | 0.055418 | 0.014552 | 0.011594 | 0.015799 | 0.023896 | 0.013559 | 0.021643 | 18.1803 | 17.9724 | 4.7193 | 3.76 | 5.1239 | 4.3972 | 6.184% | 6.091% | 690.5169 | 680.1433
|  | 0.0030835 | 26.378 | 8.5294 | 4078457.075 | 253726.2693 | 248422.3289 | 4293112.7105 | 4293112.7105 | 0.055929 | 0.055338 | 0.014566 | 0.011611 | 0.015874 | 0.023975 | 0.013471 | 0.021517 | 18.1383 | 17.9464 | 4.7239 | 3.7655 | 5.1481 | 4.3688 | 6.221% | 6.091% | 694.6647 | 680.1433
|  | 0.0030835 | 26.6928 | 8.5294 | 4078457.075 | 256754.2862 | 248422.3289 | 4293112.7105 | 4293112.7105 | 0.055658 | 0.055163 | 0.014521 | 0.011557 | 0.015636 | 0.023723 | 0.013594 | 0.021626 | 18.0504 | 17.8897 | 4.7094 | 3.7481 | 5.0709 | 4.4085 | 6.295% | 6.091% | 702.9549 | 680.1433
|  | 0.0030835 | 26.1811 | 8.5294 | 4078457.075 | 251832.3159 | 248422.3289 | 4293112.7105 | 4293112.7105 | 0.056096 | 0.055442 | 0.014566 | 0.011611 | 0.015874 | 0.023975 | 0.013312 | 0.021216 | 18.1922 | 17.9803 | 4.7239 | 3.7655 | 5.1481 | 4.317 | 6.175% | 6.091% | 689.4793 | 680.1433
|  | 0.006898 | 23.7795 | 6.7252 | 4078457.075 | 228731.6635 | 195874.2522 | 4293112.7105 | 4293112.7105 | 0.054524 | 0.055073 | 0.010727 | 0.0077672 | 0.012159 | 0.020249 | 0.0097708 | 0.017851 | 7.9044 | 7.9839 | 1.5551 | 1.126 | 1.7627 | 1.4165 | 5.608% | 4.803% | 626.2332 | 536.2745
|  | 0.0045235 | 24.055 | 6.8871 | 4078457.075 | 231381.6593 | 200589.6571 | 4293112.7105 | 4293112.7105 | 0.056609 | 0.057035 | 0.013061 | 0.010093 | 0.014317 | 0.022394 | 0.01224 | 0.020293 | 12.5143 | 12.6086 | 2.8874 | 2.2313 | 3.1651 | 2.7059 | 5.673% | 4.918% | 633.4885 | 549.1846
|  | 0.0045235 | 24.0945 | 6.8871 | 4078457.075 | 231761.6042 | 200589.6571 | 4293112.7105 | 4293112.7105 | 0.056571 | 0.057012 | 0.013072 | 0.010106 | 0.014375 | 0.022455 | 0.012196 | 0.02024 | 12.5061 | 12.6036 | 2.8898 | 2.2341 | 3.1778 | 2.6961 | 5.683% | 4.918% | 634.5287 | 549.1846
|  | 0.0045235 | 23.9763 | 6.8871 | 4078457.075 | 230624.655 | 200589.6571 | 4293112.7105 | 4293112.7105 | 0.056691 | 0.057088 | 0.013072 | 0.010106 | 0.014375 | 0.022455 | 0.012177 | 0.020205 | 12.5325 | 12.6202 | 2.8898 | 2.2341 | 3.1778 | 2.692 | 5.655% | 4.918% | 631.4159 | 549.1846
|  | 0.0045235 | 24.0945 | 6.3883 | 4078457.075 | 231761.6042 | 186061.8993 | 4293112.7105 | 4293112.7105 | 0.056571 | 0.057745 | 0.013072 | 0.010106 | 0.014375 | 0.022455 | 0.012233 | 0.020309 | 12.5061 | 12.7656 | 2.8898 | 2.2341 | 3.1778 | 2.7042 | 5.683% | 4.562% | 634.5287 | 509.4097
|  | 0.0045235 | 23.504 | 6.9637 | 4078457.075 | 226081.6678 | 202820.664 | 4293112.7105 | 4293112.7105 | 0.057179 | 0.057292 | 0.013072 | 0.010106 | 0.014375 | 0.022455 | 0.012174 | 0.020198 | 12.6405 | 12.6655 | 2.8898 | 2.2341 | 3.1778 | 2.6913 | 5.543% | 4.973% | 618.9779 | 555.2927
|  | 0.0045235 | 24.0945 | 6.3883 | 4078457.075 | 231761.6042 | 186061.8993 | 4293112.7105 | 4293112.7105 | 0.056571 | 0.057745 | 0.013072 | 0.010106 | 0.014375 | 0.022455 | 0.012221 | 0.020287 | 12.5061 | 12.7656 | 2.8898 | 2.2341 | 3.1778 | 2.7017 | 5.683% | 4.562% | 634.5287 | 509.4097
|  | 0.0045235 | 23.937 | 6.3883 | 4078457.075 | 230246.6339 | 186061.8993 | 4293112.7105 | 4293112.7105 | 0.056731 | 0.057845 | 0.013072 | 0.010106 | 0.014375 | 0.022455 | 0.012072 | 0.020006 | 12.5413 | 12.7877 | 2.8898 | 2.2341 | 3.1778 | 2.6687 | 5.645% | 4.562% | 630.3809 | 509.4097
|  | 0.0045235 | 23.937 | 6.3883 | 4078457.075 | 230246.6339 | 186061.8993 | 4293112.7105 | 4293112.7105 | 0.056732 | 0.057847 | 0.01308 | 0.010115 | 0.014415 | 0.022498 | 0.01194 | 0.019777 | 12.5417 | 12.7881 | 2.8915 | 2.2361 | 3.1867 | 2.6395 | 5.645% | 4.562% | 630.3809 | 509.4097
|  | 0.0045235 | 24.0945 | 6.3883 | 4078457.075 | 231761.6042 | 186061.8993 | 4293112.7105 | 4293112.7105 | 0.056571 | 0.057745 | 0.013072 | 0.010106 | 0.014375 | 0.022455 | 0.01226 | 0.020361 | 12.5061 | 12.7656 | 2.8898 | 2.2341 | 3.1778 | 2.7104 | 5.683% | 4.562% | 634.5287 | 509.4097
|  | 0.0045235 | 23.937 | 6.8871 | 4078457.075 | 230246.6339 | 200589.6571 | 4293112.7105 | 4293112.7105 | 0.056731 | 0.057113 | 0.013072 | 0.010106 | 0.014375 | 0.022455 | 0.012213 | 0.020272 | 12.5413 | 12.6258 | 2.8898 | 2.2341 | 3.1778 | 2.6999 | 5.645% | 4.918% | 630.3809 | 549.1846
|  | 0.0045235 | 24.252 | 6.8871 | 4078457.075 | 233276.5745 | 200589.6571 | 4293112.7105 | 4293112.7105 | 0.056414 | 0.056913 | 0.013072 | 0.010106 | 0.014375 | 0.022455 | 0.012217 | 0.020279 | 12.4714 | 12.5817 | 2.8898 | 2.2341 | 3.1778 | 2.7007 | 5.72% | 4.918% | 638.6765 | 549.1846
|  | 0.0045235 | 23.4646 | 6.8871 | 4078457.075 | 225702.6848 | 200589.6571 | 4293112.7105 | 4293112.7105 | 0.057221 | 0.057422 | 0.013072 | 0.010106 | 0.014375 | 0.022455 | 0.012244 | 0.02033 | 12.6497 | 12.6941 | 2.8898 | 2.2341 | 3.1778 | 2.7067 | 5.534% | 4.918% | 617.9403 | 549.1846
|  | 0.0045235 | 24.2914 | 6.3883 | 4078457.075 | 233655.5576 | 186061.8993 | 4293112.7105 | 4293112.7105 | 0.056375 | 0.057621 | 0.013072 | 0.010106 | 0.014375 | 0.022455 | 0.012064 | 0.019991 | 12.4628 | 12.7382 | 2.8898 | 2.2341 | 3.1778 | 2.667 | 5.729% | 4.562% | 639.7141 | 509.4097
|  | 0.0045235 | 23.7008 | 6.8871 | 4078457.075 | 227974.6593 | 200589.6571 | 4293112.7105 | 4293112.7105 | 0.056973 | 0.057266 | 0.013072 | 0.010106 | 0.014375 | 0.022455 | 0.012184 | 0.020216 | 12.595 | 12.6596 | 2.8898 | 2.2341 | 3.1778 | 2.6934 | 5.59% | 4.918% | 624.1606 | 549.1846
|  | 0.0045235 | 23.8976 | 6.3883 | 4078457.075 | 229867.6508 | 186061.8993 | 4293112.7105 | 4293112.7105 | 0.056771 | 0.057871 | 0.013072 | 0.010106 | 0.014375 | 0.022455 | 0.012162 | 0.020176 | 12.5502 | 12.7933 | 2.8898 | 2.2341 | 3.1778 | 2.6887 | 5.636% | 4.562% | 629.3433 | 509.4097
|  | 0.0045235 | 23.8582 | 6.3883 | 4078457.075 | 229488.6678 | 186061.8993 | 4293112.7105 | 4293112.7105 | 0.056811 | 0.057896 | 0.013072 | 0.010106 | 0.014375 | 0.022455 | 0.011934 | 0.019745 | 12.5591 | 12.7989 | 2.8898 | 2.2341 | 3.1778 | 2.6381 | 5.627% | 4.562% | 628.3057 | 509.4097
|  | 0.0045235 | 23.6221 | 6.3883 | 4078457.075 | 227217.6551 | 186061.8993 | 4293112.7105 | 4293112.7105 | 0.057057 | 0.058052 | 0.01308 | 0.010115 | 0.014415 | 0.022498 | 0.012241 | 0.020345 | 12.6135 | 12.8334 | 2.8915 | 2.2361 | 3.1867 | 2.7061 | 5.571% | 4.562% | 622.088 | 509.4097
|  | 0.0045235 | 24.2126 | 6.8871 | 4078457.075 | 232897.5915 | 200589.6571 | 4293112.7105 | 4293112.7105 | 0.056453 | 0.056938 | 0.013072 | 0.010106 | 0.014375 | 0.022455 | 0.012246 | 0.020333 | 12.48 | 12.5872 | 2.8898 | 2.2341 | 3.1778 | 2.7071 | 5.71% | 4.918% | 637.6389 | 549.1846
|  | 0.0045235 | 24.0944 | 6.8871 | 4078457.075 | 231760.6423 | 200589.6571 | 4293112.7105 | 4293112.7105 | 0.056572 | 0.057012 | 0.013072 | 0.010106 | 0.014375 | 0.022455 | 0.012093 | 0.020046 | 12.5061 | 12.6036 | 2.8898 | 2.2341 | 3.1778 | 2.6734 | 5.683% | 4.918% | 634.5261 | 549.1846
|  | 0.0045235 | 23.8189 | 6.8871 | 4078457.075 | 229110.6466 | 200589.6571 | 4293112.7105 | 4293112.7105 | 0.056851 | 0.057189 | 0.013072 | 0.010106 | 0.014375 | 0.022455 | 0.012256 | 0.020352 | 12.568 | 12.6426 | 2.8898 | 2.2341 | 3.1778 | 2.7094 | 5.618% | 4.918% | 627.2708 | 549.1846
|  | 0.0045235 | 23.6615 | 7.441 | 4078457.075 | 227596.6381 | 216722.2254 | 4293112.7105 | 4293112.7105 | 0.057014 | 0.056593 | 0.013072 | 0.010106 | 0.014375 | 0.022455 | 0.012046 | 0.019957 | 12.604 | 12.5109 | 2.8898 | 2.2341 | 3.1778 | 2.663 | 5.58% | 5.314% | 623.1256 | 593.3531
|  | 0.0045235 | 23.8188 | 6.3883 | 4078457.075 | 229109.6847 | 186061.8993 | 4293112.7105 | 4293112.7105 | 0.056851 | 0.057922 | 0.013072 | 0.010106 | 0.014375 | 0.022455 | 0.012196 | 0.02024 | 12.568 | 12.8046 | 2.8898 | 2.2341 | 3.1778 | 2.6962 | 5.618% | 4.562% | 627.2681 | 509.4097
|  | 0.0045235 | 23.504 | 6.3883 | 4078457.075 | 226081.6678 | 186061.8993 | 4293112.7105 | 4293112.7105 | 0.057179 | 0.058128 | 0.013072 | 0.010106 | 0.014375 | 0.022455 | 0.01197 | 0.019813 | 12.6405 | 12.8502 | 2.8898 | 2.2341 | 3.1778 | 2.6461 | 5.543% | 4.562% | 618.9779 | 509.4097
|  | 0.0045235 | 24.3308 | 6.8871 | 4078457.075 | 234034.5406 | 200589.6571 | 4293112.7105 | 4293112.7105 | 0.056336 | 0.056864 | 0.013072 | 0.010106 | 0.014375 | 0.022455 | 0.012233 | 0.020309 | 12.4542 | 12.5709 | 2.8898 | 2.2341 | 3.1778 | 2.7043 | 5.738% | 4.918% | 640.7517 | 549.1846
|  | 0.0045235 | 24.1337 | 6.8871 | 4078457.075 | 232138.6635 | 200589.6571 | 4293112.7105 | 4293112.7105 | 0.056532 | 0.056988 | 0.013072 | 0.010106 | 0.014375 | 0.022455 | 0.012221 | 0.020287 | 12.4974 | 12.5981 | 2.8898 | 2.2341 | 3.1778 | 2.7016 | 5.692% | 4.918% | 635.561 | 549.1846
|  | 0.0045235 | 24.1733 | 6.3883 | 4078457.075 | 232519.5703 | 186061.8993 | 4293112.7105 | 4293112.7105 | 0.056493 | 0.057695 | 0.013072 | 0.010106 | 0.014375 | 0.022455 | 0.012092 | 0.020044 | 12.4887 | 12.7546 | 2.8898 | 2.2341 | 3.1778 | 2.6731 | 5.701% | 4.562% | 636.6039 | 509.4097
|  | 0.0045235 | 23.6615 | 6.9637 | 4078457.075 | 227596.6381 | 202820.664 | 4293112.7105 | 4293112.7105 | 0.057014 | 0.057188 | 0.013072 | 0.010106 | 0.014375 | 0.022455 | 0.01224 | 0.020322 | 12.604 | 12.6425 | 2.8898 | 2.2341 | 3.1778 | 2.7059 | 5.58% | 4.973% | 623.1256 | 555.2927
|  | 0.0045235 | 24.0944 | 6.8871 | 4078457.075 | 231760.6423 | 200589.6571 | 4293112.7105 | 4293112.7105 | 0.056569 | 0.05701 | 0.013061 | 0.010093 | 0.014317 | 0.022394 | 0.012269 | 0.020348 | 12.5056 | 12.6031 | 2.8874 | 2.2313 | 3.1651 | 2.7123 | 5.683% | 4.918% | 634.5261 | 549.1846
|  | 0.0045235 | 24.4095 | 6.8871 | 4078457.075 | 234791.5449 | 200589.6571 | 4293112.7105 | 4293112.7105 | 0.056259 | 0.056816 | 0.013072 | 0.010106 | 0.014375 | 0.022455 | 0.012255 | 0.020351 | 12.4371 | 12.5601 | 2.8898 | 2.2341 | 3.1778 | 2.7092 | 5.757% | 4.918% | 642.8242 | 549.1846
|  | 0.0045235 | 24.1337 | 6.8871 | 4078457.075 | 232138.6635 | 200589.6571 | 4293112.7105 | 4293112.7105 | 0.05653 | 0.056985 | 0.013061 | 0.010093 | 0.014317 | 0.022394 | 0.012056 | 0.019946 | 12.4969 | 12.5976 | 2.8874 | 2.2313 | 3.1651 | 2.6651 | 5.692% | 4.918% | 635.561 | 549.1846
|  | 0.0045235 | 24.2127 | 6.3883 | 4078457.075 | 232898.5534 | 186061.8993 | 4293112.7105 | 4293112.7105 | 0.056453 | 0.057671 | 0.013072 | 0.010106 | 0.014375 | 0.022455 | 0.012264 | 0.020368 | 12.48 | 12.7491 | 2.8898 | 2.2341 | 3.1778 | 2.7112 | 5.71% | 4.562% | 637.6415 | 509.4097
|  | 0.0045235 | 23.8189 | 6.8871 | 4078457.075 | 229110.6466 | 200589.6571 | 4293112.7105 | 4293112.7105 | 0.056852 | 0.057189 | 0.013073 | 0.010108 | 0.014381 | 0.022462 | 0.012186 | 0.020225 | 12.5681 | 12.6427 | 2.8901 | 2.2345 | 3.1793 | 2.694 | 5.618% | 4.918% | 627.2708 | 549.1846
|  | 0.0045235 | 23.8189 | 6.8871 | 4078457.075 | 229110.6466 | 200589.6571 | 4293112.7105 | 4293112.7105 | 0.056851 | 0.057189 | 0.013072 | 0.010106 | 0.014375 | 0.022455 | 0.012169 | 0.020189 | 12.568 | 12.6426 | 2.8898 | 2.2341 | 3.1778 | 2.6901 | 5.618% | 4.918% | 627.2708 | 549.1846
|  | 0.0045235 | 24.2126 | 6.8871 | 4078457.075 | 232897.5915 | 200589.6571 | 4293112.7105 | 4293112.7105 | 0.056453 | 0.056938 | 0.013072 | 0.010106 | 0.014375 | 0.022455 | 0.01225 | 0.020341 | 12.48 | 12.5872 | 2.8898 | 2.2341 | 3.1778 | 2.7081 | 5.71% | 4.918% | 637.6389 | 549.1846
|  | 0.0045235 | 24.2913 | 6.8871 | 4078457.075 | 233654.5957 | 200589.6571 | 4293112.7105 | 4293112.7105 | 0.056375 | 0.056889 | 0.013072 | 0.010106 | 0.014375 | 0.022455 | 0.011881 | 0.019647 | 12.4628 | 12.5763 | 2.8898 | 2.2341 | 3.1778 | 2.6266 | 5.729% | 4.918% | 639.7114 | 549.1846
|  | 0.0045235 | 23.8188 | 6.3883 | 4078457.075 | 229109.6847 | 186061.8993 | 4293112.7105 | 4293112.7105 | 0.056851 | 0.057922 | 0.013072 | 0.010106 | 0.014375 | 0.022455 | 0.012224 | 0.020292 | 12.568 | 12.8046 | 2.8898 | 2.2341 | 3.1778 | 2.7023 | 5.618% | 4.562% | 627.2681 | 509.4097
|  | 0.0045235 | 23.8976 | 6.3883 | 4078457.075 | 229867.6508 | 186061.8993 | 4293112.7105 | 4293112.7105 | 0.056771 | 0.057871 | 0.013072 | 0.010106 | 0.014375 | 0.022455 | 0.012127 | 0.02011 | 12.5502 | 12.7933 | 2.8898 | 2.2341 | 3.1778 | 2.6809 | 5.636% | 4.562% | 629.3433 | 509.4097
|  | 0.0045235 | 23.8582 | 6.3883 | 4078457.075 | 229488.6678 | 186061.8993 | 4293112.7105 | 4293112.7105 | 0.056811 | 0.057896 | 0.013072 | 0.010106 | 0.014375 | 0.022455 | 0.012065 | 0.019994 | 12.5591 | 12.7989 | 2.8898 | 2.2341 | 3.1778 | 2.6673 | 5.627% | 4.562% | 628.3057 | 509.4097
|  | 0.0045235 | 24.0552 | 6.3883 | 4078457.075 | 231383.583 | 186061.8993 | 4293112.7105 | 4293112.7105 | 0.056611 | 0.05777 | 0.013072 | 0.010106 | 0.014375 | 0.022455 | 0.012072 | 0.020007 | 12.5149 | 12.7711 | 2.8898 | 2.2341 | 3.1778 | 2.6688 | 5.673% | 4.562% | 633.4937 | 509.4097
|  | 0.0045235 | 24.0552 | 6.3883 | 4078457.075 | 231383.583 | 186061.8993 | 4293112.7105 | 4293112.7105 | 0.056611 | 0.05777 | 0.013072 | 0.010106 | 0.014375 | 0.022455 | 0.012215 | 0.020276 | 12.5149 | 12.7711 | 2.8898 | 2.2341 | 3.1778 | 2.7004 | 5.673% | 4.562% | 633.4937 | 509.4097
|  | 0.0045235 | 23.8582 | 6.3883 | 4078457.075 | 229488.6678 | 186061.8993 | 4293112.7105 | 4293112.7105 | 0.056811 | 0.057896 | 0.013072 | 0.010106 | 0.014375 | 0.022455 | 0.012217 | 0.020279 | 12.5591 | 12.7989 | 2.8898 | 2.2341 | 3.1778 | 2.7008 | 5.627% | 4.562% | 628.3057 | 509.4097
|  | 0.0045235 | 23.8976 | 6.3883 | 4078457.075 | 229867.6508 | 186061.8993 | 4293112.7105 | 4293112.7105 | 0.056771 | 0.057871 | 0.013072 | 0.010106 | 0.014375 | 0.022455 | 0.012177 | 0.020203 | 12.5502 | 12.7933 | 2.8898 | 2.2341 | 3.1778 | 2.6918 | 5.636% | 4.562% | 629.3433 | 509.4097
|  | 0.0045235 | 23.8582 | 6.3883 | 4078457.075 | 229488.6678 | 186061.8993 | 4293112.7105 | 4293112.7105 | 0.056811 | 0.057896 | 0.013072 | 0.010106 | 0.014375 | 0.022455 | 0.012094 | 0.020048 | 12.5591 | 12.7989 | 2.8898 | 2.2341 | 3.1778 | 2.6737 | 5.627% | 4.562% | 628.3057 | 509.4097
|  | 0.0045235 | 23.8976 | 6.3883 | 4078457.075 | 229867.6508 | 186061.8993 | 4293112.7105 | 4293112.7105 | 0.056771 | 0.057871 | 0.013072 | 0.010106 | 0.014375 | 0.022455 | 0.012087 | 0.020035 | 12.5502 | 12.7933 | 2.8898 | 2.2341 | 3.1778 | 2.6721 | 5.636% | 4.562% | 629.3433 | 509.4097
|  | 0.0045235 | 23.6221 | 6.9637 | 4078457.075 | 227217.6551 | 202820.664 | 4293112.7105 | 4293112.7105 | 0.057055 | 0.057214 | 0.013072 | 0.010106 | 0.014375 | 0.022455 | 0.012027 | 0.019921 | 12.6131 | 12.6482 | 2.8898 | 2.2341 | 3.1778 | 2.6588 | 5.571% | 4.973% | 622.088 | 555.2927
|  | 0.003766 | 16.2204 | 4.9653 | 4078457.075 | 156021.7446 | 144616.4314 | 4293112.7105 | 4293112.7105 | 0.069082 | 0.068812 | 0.013872 | 0.010914 | 0.015358 | 0.023451 | 0.012818 | 0.020858 | 18.3435 | 18.2719 | 3.6835 | 2.8981 | 4.078 | 3.4036 | 3.826% | 3.546% | 427.1643 | 395.9382
|  | 0.003851 | 16.1024 | 4.9653 | 4078457.075 | 154886.7192 | 144616.4314 | 4293112.7105 | 4293112.7105 | 0.06926 | 0.068893 | 0.013787 | 0.010829 | 0.015273 | 0.023366 | 0.012816 | 0.02093 | 17.9849 | 17.8897 | 3.5801 | 2.8121 | 3.966 | 3.3281 | 3.798% | 3.546% | 424.0567 | 395.9382
|  | 0.003851 | 16.1024 | 4.9653 | 4078457.075 | 154886.7192 | 144616.4314 | 4293112.7105 | 4293112.7105 | 0.06926 | 0.068893 | 0.013787 | 0.010829 | 0.015273 | 0.023366 | 0.012803 | 0.020904 | 17.9849 | 17.8897 | 3.5801 | 2.8121 | 3.966 | 3.3245 | 3.798% | 3.546% | 424.0567 | 395.9382
|  | 0.003851 | 16.1024 | 4.9653 | 4078457.075 | 154886.7192 | 144616.4314 | 4293112.7105 | 4293112.7105 | 0.06926 | 0.068893 | 0.013787 | 0.010829 | 0.015273 | 0.023366 | 0.012733 | 0.020773 | 17.9849 | 17.8897 | 3.5801 | 2.8121 | 3.966 | 3.3064 | 3.798% | 3.546% | 424.0567 | 395.9382
|  | 0.003851 | 16.1811 | 5.1148 | 4078457.075 | 155643.7234 | 148970.6812 | 4293112.7105 | 4293112.7105 | 0.069084 | 0.068402 | 0.013787 | 0.010829 | 0.015273 | 0.023366 | 0.012771 | 0.020844 | 17.9392 | 17.7621 | 3.5801 | 2.8121 | 3.966 | 3.3163 | 3.816% | 3.653% | 426.1293 | 407.8595
|  | 0.003851 | 16.1811 | 4.9653 | 4078457.075 | 155643.7234 | 144616.4314 | 4293112.7105 | 4293112.7105 | 0.069084 | 0.068782 | 0.013787 | 0.010829 | 0.015273 | 0.023366 | 0.012744 | 0.020794 | 17.9392 | 17.8609 | 3.5801 | 2.8121 | 3.966 | 3.3093 | 3.816% | 3.546% | 426.1293 | 395.9382
|  | 0.003851 | 16.1024 | 4.9653 | 4078457.075 | 154886.7192 | 144616.4314 | 4293112.7105 | 4293112.7105 | 0.06926 | 0.068893 | 0.013787 | 0.010829 | 0.015273 | 0.023366 | 0.012645 | 0.020606 | 17.9849 | 17.8897 | 3.5801 | 2.8121 | 3.966 | 3.2835 | 3.798% | 3.546% | 424.0567 | 395.9382
|  | 0.003851 | 16.0629 | 5.1148 | 4078457.075 | 154506.7742 | 148970.6812 | 4293112.7105 | 4293112.7105 | 0.069349 | 0.068569 | 0.013787 | 0.010829 | 0.015273 | 0.023366 | 0.012726 | 0.020759 | 18.008 | 17.8055 | 3.5801 | 2.8121 | 3.966 | 3.3045 | 3.788% | 3.653% | 423.0165 | 407.8595
|  | 0.003851 | 16.1417 | 4.9653 | 4078457.075 | 155264.7404 | 144616.4314 | 4293112.7105 | 4293112.7105 | 0.069172 | 0.068838 | 0.013787 | 0.010829 | 0.015273 | 0.023366 | 0.012651 | 0.020619 | 17.962 | 17.8753 | 3.5801 | 2.8121 | 3.966 | 3.2852 | 3.807% | 3.546% | 425.0917 | 395.9382
|  | 0.003851 | 16.1811 | 4.9653 | 4078457.075 | 155643.7234 | 144616.4314 | 4293112.7105 | 4293112.7105 | 0.069084 | 0.068782 | 0.013787 | 0.010829 | 0.015273 | 0.023366 | 0.012749 | 0.020802 | 17.9392 | 17.8609 | 3.5801 | 2.8121 | 3.966 | 3.3105 | 3.816% | 3.546% | 426.1293 | 395.9382
|  | 0.003851 | 16.0629 | 5.1148 | 4078457.075 | 154506.7742 | 148970.6812 | 4293112.7105 | 4293112.7105 | 0.069349 | 0.068569 | 0.013787 | 0.010829 | 0.015273 | 0.023366 | 0.012693 | 0.020697 | 18.008 | 17.8055 | 3.5801 | 2.8121 | 3.966 | 3.296 | 3.788% | 3.653% | 423.0165 | 407.8595
|  | 0.003851 | 18.2676 | 4.9653 | 4078457.075 | 175713.4732 | 144616.4314 | 4293112.7105 | 4293112.7105 | 0.06497 | 0.066189 | 0.013787 | 0.010829 | 0.015273 | 0.023366 | 0.012731 | 0.020769 | 16.871 | 17.1874 | 3.5801 | 2.8121 | 3.966 | 3.3059 | 4.308% | 3.546% | 481.0773 | 395.9382
|  | 0.003851 | 18.2676 | 4.9653 | 4078457.075 | 175713.4732 | 144616.4314 | 4293112.7105 | 4293112.7105 | 0.06497 | 0.066189 | 0.013787 | 0.010829 | 0.015273 | 0.023366 | 0.012778 | 0.020857 | 16.871 | 17.1874 | 3.5801 | 2.8121 | 3.966 | 3.318 | 4.308% | 3.546% | 481.0773 | 395.9382
|  | 0.003851 | 16.181 | 4.9653 | 4078457.075 | 155642.7615 | 144616.4314 | 4293112.7105 | 4293112.7105 | 0.069084 | 0.068782 | 0.013787 | 0.010829 | 0.015273 | 0.023366 | 0.012769 | 0.020841 | 17.9392 | 17.8609 | 3.5801 | 2.8121 | 3.966 | 3.3158 | 3.816% | 3.546% | 426.1267 | 395.9382
|  | 0.003851 | 16.1811 | 4.9653 | 4078457.075 | 155643.7234 | 144616.4314 | 4293112.7105 | 4293112.7105 | 0.069084 | 0.068782 | 0.013787 | 0.010829 | 0.015273 | 0.023366 | 0.01269 | 0.020691 | 17.9392 | 17.8609 | 3.5801 | 2.8121 | 3.966 | 3.2952 | 3.816% | 3.546% | 426.1293 | 395.9382
|  | 0.003851 | 16.1811 | 4.9653 | 4078457.075 | 155643.7234 | 144616.4314 | 4293112.7105 | 4293112.7105 | 0.069084 | 0.068782 | 0.013787 | 0.010829 | 0.015273 | 0.023366 | 0.012797 | 0.020893 | 17.9392 | 17.8609 | 3.5801 | 2.8121 | 3.966 | 3.323 | 3.816% | 3.546% | 426.1293 | 395.9382
|  | 0.003851 | 16.1811 | 4.9653 | 4078457.075 | 155643.7234 | 144616.4314 | 4293112.7105 | 4293112.7105 | 0.069084 | 0.068782 | 0.013787 | 0.010829 | 0.015273 | 0.023366 | 0.01279 | 0.020881 | 17.9392 | 17.8609 | 3.5801 | 2.8121 | 3.966 | 3.3213 | 3.816% | 3.546% | 426.1293 | 395.9382
|  | 0.003851 | 18.3464 | 4.9653 | 4078457.075 | 176471.4393 | 144616.4314 | 4293112.7105 | 4293112.7105 | 0.064833 | 0.066102 | 0.013787 | 0.010829 | 0.015273 | 0.023366 | 0.012775 | 0.020852 | 16.8354 | 17.165 | 3.5801 | 2.8121 | 3.966 | 3.3173 | 4.327% | 3.546% | 483.1525 | 395.9382
|  | 0.003851 | 16.1417 | 4.9653 | 4078457.075 | 155264.7404 | 144616.4314 | 4293112.7105 | 4293112.7105 | 0.069172 | 0.068838 | 0.013787 | 0.010829 | 0.015273 | 0.023366 | 0.012716 | 0.020741 | 17.962 | 17.8753 | 3.5801 | 2.8121 | 3.966 | 3.302 | 3.807% | 3.546% | 425.0917 | 395.9382
|  | 0.003851 | 16.1024 | 4.9653 | 4078457.075 | 154886.7192 | 144616.4314 | 4293112.7105 | 4293112.7105 | 0.06926 | 0.068893 | 0.013787 | 0.010829 | 0.015273 | 0.023366 | 0.012635 | 0.020588 | 17.9849 | 17.8897 | 3.5801 | 2.8121 | 3.966 | 3.2809 | 3.798% | 3.546% | 424.0567 | 395.9382
|  | 0.003851 | 16.181 | 4.9653 | 4078457.075 | 155642.7615 | 144616.4314 | 4293112.7105 | 4293112.7105 | 0.069084 | 0.068782 | 0.013787 | 0.010829 | 0.015273 | 0.023366 | 0.01275 | 0.020804 | 17.9392 | 17.8609 | 3.5801 | 2.8121 | 3.966 | 3.3108 | 3.816% | 3.546% | 426.1267 | 395.9382
|  | 0.003851 | 16.1417 | 4.9653 | 4078457.075 | 155264.7404 | 144616.4314 | 4293112.7105 | 4293112.7105 | 0.069172 | 0.068838 | 0.013787 | 0.010829 | 0.015273 | 0.023366 | 0.012651 | 0.020619 | 17.962 | 17.8753 | 3.5801 | 2.8121 | 3.966 | 3.2852 | 3.807% | 3.546% | 425.0917 | 395.9382
|  | 0.003851 | 16.1811 | 4.9653 | 4078457.075 | 155643.7234 | 144616.4314 | 4293112.7105 | 4293112.7105 | 0.069084 | 0.068782 | 0.013787 | 0.010829 | 0.015273 | 0.023366 | 0.01272 | 0.020749 | 17.9392 | 17.8609 | 3.5801 | 2.8121 | 3.966 | 3.3032 | 3.816% | 3.546% | 426.1293 | 395.9382
|  | 0.003851 | 16.1024 | 4.9653 | 4078457.075 | 154886.7192 | 144616.4314 | 4293112.7105 | 4293112.7105 | 0.06926 | 0.068893 | 0.013787 | 0.010829 | 0.015273 | 0.023366 | 0.012766 | 0.020835 | 17.9849 | 17.8897 | 3.5801 | 2.8121 | 3.966 | 3.315 | 3.798% | 3.546% | 424.0567 | 395.9382
|  | 0.003851 | 16.1811 | 4.9653 | 4078457.075 | 155643.7234 | 144616.4314 | 4293112.7105 | 4293112.7105 | 0.069084 | 0.068782 | 0.013787 | 0.010829 | 0.015273 | 0.023366 | 0.012597 | 0.020517 | 17.9392 | 17.8609 | 3.5801 | 2.8121 | 3.966 | 3.2712 | 3.816% | 3.546% | 426.1293 | 395.9382
|  | 0.003851 | 16.1024 | 4.9653 | 4078457.075 | 154886.7192 | 144616.4314 | 4293112.7105 | 4293112.7105 | 0.06926 | 0.068893 | 0.013787 | 0.010829 | 0.015273 | 0.023366 | 0.012801 | 0.020901 | 17.9849 | 17.8897 | 3.5801 | 2.8121 | 3.966 | 3.324 | 3.798% | 3.546% | 424.0567 | 395.9382
|  | 0.003851 | 16.1811 | 5.1148 | 4078457.075 | 155643.7234 | 148970.6812 | 4293112.7105 | 4293112.7105 | 0.069084 | 0.068402 | 0.013787 | 0.010829 | 0.015273 | 0.023366 | 0.012601 | 0.020524 | 17.9392 | 17.7621 | 3.5801 | 2.8121 | 3.966 | 3.2721 | 3.816% | 3.653% | 426.1293 | 407.8595
|  | 0.003851 | 16.1811 | 4.9653 | 4078457.075 | 155643.7234 | 144616.4314 | 4293112.7105 | 4293112.7105 | 0.069084 | 0.068782 | 0.013787 | 0.010829 | 0.015273 | 0.023366 | 0.012735 | 0.020777 | 17.9392 | 17.8609 | 3.5801 | 2.8121 | 3.966 | 3.307 | 3.816% | 3.546% | 426.1293 | 395.9382
|  | 0.003851 | 16.1024 | 4.9653 | 4078457.075 | 154886.7192 | 144616.4314 | 4293112.7105 | 4293112.7105 | 0.06926 | 0.068893 | 0.013787 | 0.010829 | 0.015273 | 0.023366 | 0.012636 | 0.02059 | 17.9849 | 17.8897 | 3.5801 | 2.8121 | 3.966 | 3.2813 | 3.798% | 3.546% | 424.0567 | 395.9382
|  | 0.003851 | 16.1024 | 4.9653 | 4078457.075 | 154886.7192 | 144616.4314 | 4293112.7105 | 4293112.7105 | 0.06926 | 0.068893 | 0.013787 | 0.010829 | 0.015273 | 0.023366 | 0.012785 | 0.020871 | 17.9849 | 17.8897 | 3.5801 | 2.8121 | 3.966 | 3.3199 | 3.798% | 3.546% | 424.0567 | 395.9382
|  | 0.003851 | 16.1024 | 4.9653 | 4078457.075 | 154886.7192 | 144616.4314 | 4293112.7105 | 4293112.7105 | 0.06926 | 0.068893 | 0.013787 | 0.010829 | 0.015273 | 0.023366 | 0.012439 | 0.020218 | 17.9849 | 17.8897 | 3.5801 | 2.8121 | 3.966 | 3.23 | 3.798% | 3.546% | 424.0567 | 395.9382
|  | 0.003851 | 16.1024 | 4.9653 | 4078457.075 | 154886.7192 | 144616.4314 | 4293112.7105 | 4293112.7105 | 0.06926 | 0.068893 | 0.013787 | 0.010829 | 0.015273 | 0.023366 | 0.012712 | 0.020733 | 17.9849 | 17.8897 | 3.5801 | 2.8121 | 3.966 | 3.3009 | 3.798% | 3.546% | 424.0567 | 395.9382
|  | 0.004014 | 20.7087 | 5.4411 | 4078457.075 | 199194.0706 | 158474.3046 | 4293112.7105 | 4293112.7105 | 0.06104 | 0.062512 | 0.013599 | 0.010637 | 0.014978 | 0.023064 | 0.012596 | 0.020591 | 15.2069 | 15.5735 | 3.3879 | 2.6499 | 3.7314 | 3.1381 | 4.884% | 3.886% | 545.3636 | 433.879
|  | 0.004014 | 23.9764 | 5.4411 | 4078457.075 | 230625.6169 | 158474.3046 | 4293112.7105 | 4293112.7105 | 0.057204 | 0.060094 | 0.013599 | 0.010637 | 0.014978 | 0.023064 | 0.012568 | 0.020538 | 14.2512 | 14.9711 | 3.3879 | 2.6499 | 3.7314 | 3.131 | 5.655% | 3.886% | 631.4185 | 433.879
|  | 0.004014 | 23.6614 | 5.4411 | 4078457.075 | 227595.6763 | 158474.3046 | 4293112.7105 | 4293112.7105 | 0.057528 | 0.060298 | 0.013599 | 0.010637 | 0.014978 | 0.023064 | 0.012717 | 0.020819 | 14.3318 | 15.0219 | 3.3879 | 2.6499 | 3.7314 | 3.1682 | 5.58% | 3.886% | 623.123 | 433.879
|  | 0.004014 | 20.7087 | 5.4411 | 4078457.075 | 199194.0706 | 158474.3046 | 4293112.7105 | 4293112.7105 | 0.06104 | 0.062512 | 0.013599 | 0.010637 | 0.014978 | 0.023064 | 0.012628 | 0.02065 | 15.2069 | 15.5735 | 3.3879 | 2.6499 | 3.7314 | 3.1459 | 4.884% | 3.886% | 545.3636 | 433.879
|  | 0.004014 | 20.9055 | 5.4411 | 4078457.075 | 201087.0621 | 158474.3046 | 4293112.7105 | 4293112.7105 | 0.060775 | 0.062345 | 0.013599 | 0.010637 | 0.014978 | 0.023064 | 0.012709 | 0.020804 | 15.1409 | 15.5319 | 3.3879 | 2.6499 | 3.7314 | 3.1661 | 4.93% | 3.886% | 550.5464 | 433.879
|  | 0.004014 | 20.8661 | 5.4411 | 4078457.075 | 200708.079 | 158474.3046 | 4293112.7105 | 4293112.7105 | 0.060828 | 0.062378 | 0.013599 | 0.010637 | 0.014978 | 0.023064 | 0.012695 | 0.020778 | 15.154 | 15.5401 | 3.3879 | 2.6499 | 3.7314 | 3.1628 | 4.921% | 3.886% | 549.5088 | 433.879
|  | 0.004014 | 20.5906 | 5.4411 | 4078457.075 | 198058.0833 | 158474.3046 | 4293112.7105 | 4293112.7105 | 0.061202 | 0.062614 | 0.013599 | 0.010637 | 0.014978 | 0.023064 | 0.012564 | 0.02053 | 15.2471 | 15.5988 | 3.3879 | 2.6499 | 3.7314 | 3.13 | 4.856% | 3.886% | 542.2535 | 433.879
|  | 0.004014 | 20.7087 | 5.4411 | 4078457.075 | 199194.0706 | 158474.3046 | 4293112.7105 | 4293112.7105 | 0.06104 | 0.062512 | 0.013599 | 0.010637 | 0.014978 | 0.023064 | 0.012687 | 0.020763 | 15.2069 | 15.5735 | 3.3879 | 2.6499 | 3.7314 | 3.1608 | 4.884% | 3.886% | 545.3636 | 433.879
|  | 0.004014 | 20.748 | 5.4411 | 4078457.075 | 199572.0917 | 158474.3046 | 4293112.7105 | 4293112.7105 | 0.060987 | 0.062478 | 0.013599 | 0.010637 | 0.014978 | 0.023064 | 0.012694 | 0.020775 | 15.1936 | 15.5651 | 3.3879 | 2.6499 | 3.7314 | 3.1623 | 4.893% | 3.886% | 546.3986 | 433.879
|  | 0.004014 | 24.0551 | 5.4411 | 4078457.075 | 231382.6211 | 158474.3046 | 4293112.7105 | 4293112.7105 | 0.057126 | 0.060046 | 0.013606 | 0.010645 | 0.015016 | 0.023104 | 0.012526 | 0.020479 | 14.2318 | 14.959 | 3.3897 | 2.652 | 3.741 | 3.1205 | 5.673% | 3.886% | 633.4911 | 433.879
|  | 0.004014 | 20.748 | 5.4411 | 4078457.075 | 199572.0917 | 158474.3046 | 4293112.7105 | 4293112.7105 | 0.060987 | 0.062478 | 0.013599 | 0.010637 | 0.014978 | 0.023064 | 0.012693 | 0.020774 | 15.1936 | 15.5651 | 3.3879 | 2.6499 | 3.7314 | 3.1622 | 4.893% | 3.886% | 546.3986 | 433.879
|  | 0.004014 | 20.7874 | 5.3662 | 4078457.075 | 199951.0748 | 156292.8109 | 4293112.7105 | 4293112.7105 | 0.060934 | 0.06261 | 0.013599 | 0.010637 | 0.014978 | 0.023064 | 0.012629 | 0.020654 | 15.1803 | 15.598 | 3.3879 | 2.6499 | 3.7314 | 3.1463 | 4.903% | 3.832% | 547.4362 | 427.9064
|  | 0.004014 | 24.0158 | 5.4411 | 4078457.075 | 231004.6 | 158474.3046 | 4293112.7105 | 4293112.7105 | 0.057164 | 0.060069 | 0.013599 | 0.010637 | 0.014978 | 0.023064 | 0.012669 | 0.020728 | 14.2412 | 14.9649 | 3.3879 | 2.6499 | 3.7314 | 3.1562 | 5.664% | 3.886% | 632.4561 | 433.879
|  | 0.004014 | 20.63 | 5.4411 | 4078457.075 | 198437.0663 | 158474.3046 | 4293112.7105 | 4293112.7105 | 0.061148 | 0.06258 | 0.013599 | 0.010637 | 0.014978 | 0.023064 | 0.012656 | 0.020705 | 15.2336 | 15.5903 | 3.3879 | 2.6499 | 3.7314 | 3.1531 | 4.865% | 3.886% | 543.2911 | 433.879
|  | 0.004014 | 20.7874 | 5.4411 | 4078457.075 | 199951.0748 | 158474.3046 | 4293112.7105 | 4293112.7105 | 0.060934 | 0.062445 | 0.013599 | 0.010637 | 0.014978 | 0.023064 | 0.012565 | 0.020533 | 15.1803 | 15.5568 | 3.3879 | 2.6499 | 3.7314 | 3.1303 | 4.903% | 3.886% | 547.4362 | 433.879
|  | 0.004014 | 20.7873 | 5.4411 | 4078457.075 | 199950.1129 | 158474.3046 | 4293112.7105 | 4293112.7105 | 0.060934 | 0.062445 | 0.013599 | 0.010637 | 0.014978 | 0.023064 | 0.012711 | 0.020808 | 15.1804 | 15.5568 | 3.3879 | 2.6499 | 3.7314 | 3.1667 | 4.903% | 3.886% | 547.4336 | 433.879
|  | 0.004014 | 20.7087 | 5.4411 | 4078457.075 | 199194.0706 | 158474.3046 | 4293112.7105 | 4293112.7105 | 0.06104 | 0.062512 | 0.013599 | 0.010637 | 0.014978 | 0.023064 | 0.012684 | 0.020757 | 15.2069 | 15.5735 | 3.3879 | 2.6499 | 3.7314 | 3.1599 | 4.884% | 3.886% | 545.3636 | 433.879
|  | 0.004014 | 20.6693 | 5.4411 | 4078457.075 | 198815.0875 | 158474.3046 | 4293112.7105 | 4293112.7105 | 0.061094 | 0.062546 | 0.013599 | 0.010637 | 0.014978 | 0.023064 | 0.012652 | 0.020696 | 15.2202 | 15.5819 | 3.3879 | 2.6499 | 3.7314 | 3.152 | 4.875% | 3.886% | 544.326 | 433.879
|  | 0.004014 | 23.9765 | 5.4411 | 4078457.075 | 230626.5788 | 158474.3046 | 4293112.7105 | 4293112.7105 | 0.057204 | 0.060094 | 0.013599 | 0.010637 | 0.014978 | 0.023064 | 0.012584 | 0.020568 | 14.2511 | 14.9711 | 3.3879 | 2.6499 | 3.7314 | 3.135 | 5.655% | 3.886% | 631.4212 | 433.879
|  | 0.004014 | 23.9766 | 5.4411 | 4078457.075 | 230627.5407 | 158474.3046 | 4293112.7105 | 4293112.7105 | 0.057204 | 0.060094 | 0.013599 | 0.010637 | 0.014978 | 0.023064 | 0.012514 | 0.020437 | 14.2511 | 14.9711 | 3.3879 | 2.6499 | 3.7314 | 3.1176 | 5.655% | 3.886% | 631.4238 | 433.879
|  | 0.004014 | 20.7087 | 5.4411 | 4078457.075 | 199194.0706 | 158474.3046 | 4293112.7105 | 4293112.7105 | 0.06104 | 0.062512 | 0.013599 | 0.010637 | 0.014978 | 0.023064 | 0.012614 | 0.020626 | 15.2069 | 15.5735 | 3.3879 | 2.6499 | 3.7314 | 3.1426 | 4.884% | 3.886% | 545.3636 | 433.879
|  | 0.004014 | 24.0158 | 5.4411 | 4078457.075 | 231004.6 | 158474.3046 | 4293112.7105 | 4293112.7105 | 0.057164 | 0.060069 | 0.013599 | 0.010637 | 0.014978 | 0.023064 | 0.012619 | 0.020634 | 14.2412 | 14.9649 | 3.3879 | 2.6499 | 3.7314 | 3.1437 | 5.664% | 3.886% | 632.4561 | 433.879
|  | 0.004014 | 20.6693 | 5.4411 | 4078457.075 | 198815.0875 | 158474.3046 | 4293112.7105 | 4293112.7105 | 0.061094 | 0.062546 | 0.013599 | 0.010637 | 0.014978 | 0.023064 | 0.01249 | 0.020391 | 15.2202 | 15.5819 | 3.3879 | 2.6499 | 3.7314 | 3.1116 | 4.875% | 3.886% | 544.326 | 433.879
|  | 0.004014 | 23.8977 | 5.5509 | 4078457.075 | 229868.6127 | 161672.2754 | 4293112.7105 | 4293112.7105 | 0.057284 | 0.05991 | 0.013599 | 0.010637 | 0.014978 | 0.023064 | 0.012648 | 0.020688 | 14.2711 | 14.9252 | 3.3879 | 2.6499 | 3.7314 | 3.1509 | 5.636% | 3.964% | 629.346 | 442.6346
|  | 0.004014 | 20.748 | 5.4411 | 4078457.075 | 199572.0917 | 158474.3046 | 4293112.7105 | 4293112.7105 | 0.060987 | 0.062478 | 0.013599 | 0.010637 | 0.014978 | 0.023064 | 0.012729 | 0.020841 | 15.1936 | 15.5651 | 3.3879 | 2.6499 | 3.7314 | 3.1711 | 4.893% | 3.886% | 546.3986 | 433.879
|  | 0.004014 | 20.748 | 5.4411 | 4078457.075 | 199572.0917 | 158474.3046 | 4293112.7105 | 4293112.7105 | 0.060987 | 0.062478 | 0.013599 | 0.010637 | 0.014978 | 0.023064 | 0.01259 | 0.02058 | 15.1936 | 15.5651 | 3.3879 | 2.6499 | 3.7314 | 3.1366 | 4.893% | 3.886% | 546.3986 | 433.879
|  | 0.004014 | 20.748 | 5.4411 | 4078457.075 | 199572.0917 | 158474.3046 | 4293112.7105 | 4293112.7105 | 0.060987 | 0.062478 | 0.013599 | 0.010637 | 0.014978 | 0.023064 | 0.012621 | 0.020639 | 15.1936 | 15.5651 | 3.3879 | 2.6499 | 3.7314 | 3.1444 | 4.893% | 3.886% | 546.3986 | 433.879
|  | 0.0027355 | 20.7874 | 5.4185 | 4078457.075 | 199951.0748 | 157816.0702 | 4293112.7105 | 4293112.7105 | 0.062214 | 0.063774 | 0.014884 | 0.011923 | 0.016293 | 0.024381 | 0.013952 | 0.022035 | 22.7432 | 23.3136 | 5.4412 | 4.3587 | 5.956 | 5.1005 | 4.903% | 3.87% | 547.4362 | 432.0769
|  | 0.0027355 | 20.748 | 5.4185 | 4078457.075 | 199572.0917 | 157816.0702 | 4293112.7105 | 4293112.7105 | 0.062267 | 0.063808 | 0.014884 | 0.011923 | 0.016293 | 0.024381 | 0.01396 | 0.022049 | 22.7626 | 23.3259 | 5.4412 | 4.3587 | 5.956 | 5.1033 | 4.893% | 3.87% | 546.3986 | 432.0769
|  | 0.0027355 | 20.748 | 5.4185 | 4078457.075 | 199572.0917 | 157816.0702 | 4293112.7105 | 4293112.7105 | 0.062267 | 0.063808 | 0.014884 | 0.011923 | 0.016293 | 0.024381 | 0.013935 | 0.022002 | 22.7626 | 23.3259 | 5.4412 | 4.3587 | 5.956 | 5.0942 | 4.893% | 3.87% | 546.3986 | 432.0769
|  | 0.0027355 | 20.6692 | 5.4185 | 4078457.075 | 198814.1256 | 157816.0702 | 4293112.7105 | 4293112.7105 | 0.062374 | 0.063875 | 0.014884 | 0.011923 | 0.016293 | 0.024381 | 0.013899 | 0.021934 | 22.8018 | 23.3506 | 5.4412 | 4.3587 | 5.956 | 5.0809 | 4.875% | 3.87% | 544.3234 | 432.0769
|  | 0.0027355 | 20.6692 | 5.4185 | 4078457.075 | 198814.1256 | 157816.0702 | 4293112.7105 | 4293112.7105 | 0.062374 | 0.063875 | 0.014884 | 0.011923 | 0.016293 | 0.024381 | 0.013804 | 0.021756 | 22.8018 | 23.3506 | 5.4412 | 4.3587 | 5.956 | 5.0464 | 4.875% | 3.87% | 544.3234 | 432.0769
|  | 0.0027355 | 20.8266 | 5.4185 | 4078457.075 | 200328.1341 | 157816.0702 | 4293112.7105 | 4293112.7105 | 0.06216 | 0.06374 | 0.014881 | 0.011919 | 0.016276 | 0.024362 | 0.013993 | 0.022102 | 22.7236 | 23.3012 | 5.44 | 4.3573 | 5.9498 | 5.1152 | 4.912% | 3.87% | 548.4685 | 432.0769
|  | 0.0027355 | 20.7086 | 5.4185 | 4078457.075 | 199193.1087 | 157816.0702 | 4293112.7105 | 4293112.7105 | 0.062321 | 0.063842 | 0.014884 | 0.011923 | 0.016293 | 0.024381 | 0.013855 | 0.021851 | 22.7822 | 23.3382 | 5.4412 | 4.3587 | 5.956 | 5.0647 | 4.884% | 3.87% | 545.361 | 432.0769
|  | 0.0027355 | 20.9054 | 5.4185 | 4078457.075 | 201086.1002 | 157816.0702 | 4293112.7105 | 4293112.7105 | 0.062055 | 0.063674 | 0.014881 | 0.011919 | 0.016276 | 0.024362 | 0.013917 | 0.02196 | 22.685 | 23.2769 | 5.44 | 4.3573 | 5.9498 | 5.0876 | 4.93% | 3.87% | 550.5437 | 432.0769
|  | 0.0027355 | 20.8662 | 5.4185 | 4078457.075 | 200709.0409 | 157816.0702 | 4293112.7105 | 4293112.7105 | 0.062108 | 0.063708 | 0.014884 | 0.011923 | 0.016293 | 0.024381 | 0.013893 | 0.021923 | 22.7045 | 23.2892 | 5.4412 | 4.3587 | 5.956 | 5.0788 | 4.921% | 3.87% | 549.5114 | 432.0769
|  | 0.0027355 | 20.7873 | 5.4185 | 4078457.075 | 199950.1129 | 157816.0702 | 4293112.7105 | 4293112.7105 | 0.062213 | 0.063774 | 0.014881 | 0.011919 | 0.016276 | 0.024362 | 0.013891 | 0.02191 | 22.7429 | 23.3134 | 5.44 | 4.3573 | 5.9498 | 5.078 | 4.903% | 3.87% | 547.4336 | 432.0769
|  | 0.0027355 | 20.7874 | 5.4185 | 4078457.075 | 199951.0748 | 157816.0702 | 4293112.7105 | 4293112.7105 | 0.062214 | 0.063774 | 0.014884 | 0.011923 | 0.016293 | 0.024381 | 0.013951 | 0.022032 | 22.7432 | 23.3136 | 5.4412 | 4.3587 | 5.956 | 5.0999 | 4.903% | 3.87% | 547.4362 | 432.0769
|  | 0.0027355 | 20.8268 | 5.4185 | 4078457.075 | 200330.0578 | 157816.0702 | 4293112.7105 | 4293112.7105 | 0.062161 | 0.063741 | 0.014884 | 0.011923 | 0.016293 | 0.024381 | 0.013911 | 0.021957 | 22.7238 | 23.3014 | 5.4412 | 4.3587 | 5.956 | 5.0854 | 4.912% | 3.87% | 548.4738 | 432.0769
|  | 0.0027355 | 20.7086 | 5.4185 | 4078457.075 | 199193.1087 | 157816.0702 | 4293112.7105 | 4293112.7105 | 0.06232 | 0.063841 | 0.014881 | 0.011919 | 0.016276 | 0.024362 | 0.013826 | 0.021789 | 22.7819 | 23.3379 | 5.44 | 4.3573 | 5.9498 | 5.0544 | 4.884% | 3.87% | 545.361 | 432.0769
|  | 0.0027355 | 20.7086 | 5.4185 | 4078457.075 | 199193.1087 | 157816.0702 | 4293112.7105 | 4293112.7105 | 0.06232 | 0.063841 | 0.014881 | 0.011919 | 0.016276 | 0.024362 | 0.013962 | 0.022044 | 22.7819 | 23.3379 | 5.44 | 4.3573 | 5.9498 | 5.104 | 4.884% | 3.87% | 545.361 | 432.0769
|  | 0.0027355 | 20.7479 | 5.4185 | 4078457.075 | 199571.1298 | 157816.0702 | 4293112.7105 | 4293112.7105 | 0.062267 | 0.063808 | 0.014884 | 0.011923 | 0.016293 | 0.024381 | 0.013918 | 0.021971 | 22.7627 | 23.3259 | 5.4412 | 4.3587 | 5.956 | 5.0881 | 4.893% | 3.87% | 546.396 | 432.0769
|  | 0.0027355 | 20.8266 | 5.4185 | 4078457.075 | 200328.1341 | 157816.0702 | 4293112.7105 | 4293112.7105 | 0.062161 | 0.063741 | 0.014884 | 0.011923 | 0.016293 | 0.024381 | 0.013935 | 0.022002 | 22.7239 | 23.3015 | 5.4412 | 4.3587 | 5.956 | 5.094 | 4.912% | 3.87% | 548.4685 | 432.0769
|  | 0.0027355 | 20.6298 | 5.4185 | 4078457.075 | 198435.1426 | 157816.0702 | 4293112.7105 | 4293112.7105 | 0.062428 | 0.063909 | 0.014884 | 0.011923 | 0.016293 | 0.024381 | 0.013988 | 0.022102 | 22.8215 | 23.363 | 5.4412 | 4.3587 | 5.956 | 5.1136 | 4.865% | 3.87% | 543.2858 | 432.0769
|  | 0.0027355 | 20.7874 | 5.4185 | 4078457.075 | 199951.0748 | 157816.0702 | 4293112.7105 | 4293112.7105 | 0.062214 | 0.063774 | 0.014884 | 0.011923 | 0.016293 | 0.024381 | 0.013843 | 0.021829 | 22.7432 | 23.3136 | 5.4412 | 4.3587 | 5.956 | 5.0606 | 4.903% | 3.87% | 547.4362 | 432.0769
|  | 0.0041395 | 21.6142 | 7.3516 | 4078457.075 | 207903.9476 | 214118.4132 | 4293112.7105 | 4293112.7105 | 0.059724 | 0.058545 | 0.013423 | 0.01045 | 0.014581 | 0.022651 | 0.012677 | 0.020716 | 14.4278 | 14.1431 | 3.2426 | 2.5245 | 3.5224 | 3.0625 | 5.098% | 5.25% | 569.21 | 586.2243
|  | 0.0041395 | 21.6142 | 7.3516 | 4078457.075 | 207903.9476 | 214118.4132 | 4293112.7105 | 4293112.7105 | 0.059724 | 0.058545 | 0.013423 | 0.01045 | 0.014581 | 0.022651 | 0.012625 | 0.020618 | 14.4278 | 14.1431 | 3.2426 | 2.5245 | 3.5224 | 3.05 | 5.098% | 5.25% | 569.21 | 586.2243
|  | 0.0041395 | 21.4961 | 7.3516 | 4078457.075 | 206767.9603 | 214118.4132 | 4293112.7105 | 4293112.7105 | 0.059872 | 0.058639 | 0.013423 | 0.01045 | 0.014581 | 0.022651 | 0.012686 | 0.020731 | 14.4636 | 14.1657 | 3.2426 | 2.5245 | 3.5224 | 3.0645 | 5.07% | 5.25% | 566.0998 | 586.2243
|  | 0.0041395 | 21.8504 | 7.3516 | 4078457.075 | 210175.9222 | 214118.4132 | 4293112.7105 | 4293112.7105 | 0.059432 | 0.058362 | 0.013423 | 0.01045 | 0.014581 | 0.022651 | 0.012417 | 0.020225 | 14.3574 | 14.0987 | 3.2426 | 2.5245 | 3.5224 | 2.9997 | 5.153% | 5.25% | 575.4303 | 586.2243
|  | 0.0041395 | 21.8504 | 7.3516 | 4078457.075 | 210175.9222 | 214118.4132 | 4293112.7105 | 4293112.7105 | 0.059432 | 0.058362 | 0.013423 | 0.01045 | 0.014581 | 0.022651 | 0.012705 | 0.020767 | 14.3574 | 14.0987 | 3.2426 | 2.5245 | 3.5224 | 3.0691 | 5.153% | 5.25% | 575.4303 | 586.2243
|  | 0.0041395 | 29.0552 | 7.3516 | 4078457.075 | 279477.8793 | 214118.4132 | 4293112.7105 | 4293112.7105 | 0.052817 | 0.054192 | 0.013423 | 0.01045 | 0.014581 | 0.022651 | 0.012424 | 0.020238 | 12.7592 | 13.0915 | 3.2426 | 2.5245 | 3.5224 | 3.0013 | 6.853% | 5.25% | 765.1687 | 586.2243
|  | 0.0041395 | 28.9764 | 7.3516 | 4078457.075 | 278719.9132 | 214118.4132 | 4293112.7105 | 4293112.7105 | 0.052871 | 0.054227 | 0.013423 | 0.01045 | 0.014581 | 0.022651 | 0.012726 | 0.020808 | 12.7723 | 13.0998 | 3.2426 | 2.5245 | 3.5224 | 3.0743 | 6.834% | 5.25% | 763.0935 | 586.2243
|  | 0.0041395 | 29.0551 | 7.8677 | 4078457.075 | 279476.9174 | 229150.0407 | 4293112.7105 | 4293112.7105 | 0.052817 | 0.053616 | 0.013423 | 0.01045 | 0.014581 | 0.022651 | 0.012428 | 0.020246 | 12.7592 | 12.9522 | 3.2426 | 2.5245 | 3.5224 | 3.0023 | 6.853% | 5.619% | 765.1661 | 627.3786
|  | 0.0041395 | 28.9763 | 7.8677 | 4078457.075 | 278718.9513 | 229150.0407 | 4293112.7105 | 4293112.7105 | 0.052871 | 0.05365 | 0.013423 | 0.01045 | 0.014581 | 0.022651 | 0.012714 | 0.020785 | 12.7724 | 12.9605 | 3.2426 | 2.5245 | 3.5224 | 3.0715 | 6.834% | 5.619% | 763.0909 | 627.3786
|  | 0.0041395 | 21.811 | 7.3516 | 4078457.075 | 209796.9391 | 214118.4132 | 4293112.7105 | 4293112.7105 | 0.059481 | 0.058392 | 0.013423 | 0.01045 | 0.014581 | 0.022651 | 0.012419 | 0.020229 | 14.369 | 14.1061 | 3.2426 | 2.5245 | 3.5224 | 3.0001 | 5.144% | 5.25% | 574.3927 | 586.2243
|  | 0.0041395 | 28.8582 | 7.8677 | 4078457.075 | 277582.964 | 229150.0407 | 4293112.7105 | 4293112.7105 | 0.052954 | 0.053702 | 0.013423 | 0.01045 | 0.014581 | 0.022651 | 0.012691 | 0.020742 | 12.7922 | 12.973 | 3.2426 | 2.5245 | 3.5224 | 3.0659 | 6.806% | 5.619% | 759.9807 | 627.3786
|  | 0.0041395 | 29.37 | 7.8677 | 4078457.075 | 282505.8962 | 229150.0407 | 4293112.7105 | 4293112.7105 | 0.052601 | 0.05348 | 0.013423 | 0.01045 | 0.014581 | 0.022651 | 0.012402 | 0.020198 | 12.7072 | 12.9194 | 3.2426 | 2.5245 | 3.5224 | 2.9961 | 6.927% | 5.619% | 773.459 | 627.3786
|  | 0.0041395 | 21.5354 | 7.3516 | 4078457.075 | 207145.9815 | 214118.4132 | 4293112.7105 | 4293112.7105 | 0.059823 | 0.058608 | 0.013423 | 0.01045 | 0.014581 | 0.022651 | 0.012627 | 0.02062 | 14.4516 | 14.1581 | 3.2426 | 2.5245 | 3.5224 | 3.0503 | 5.079% | 5.25% | 567.1348 | 586.2243
|  | 0.0041395 | 28.8189 | 7.3516 | 4078457.075 | 277204.9428 | 214118.4132 | 4293112.7105 | 4293112.7105 | 0.052981 | 0.054296 | 0.013423 | 0.01045 | 0.014581 | 0.022651 | 0.01273 | 0.020816 | 12.7989 | 13.1166 | 3.2426 | 2.5245 | 3.5224 | 3.0753 | 6.797% | 5.25% | 758.9458 | 586.2243
|  | 0.0041395 | 28.7402 | 7.3516 | 4078457.075 | 276447.9386 | 214118.4132 | 4293112.7105 | 4293112.7105 | 0.053036 | 0.054331 | 0.013423 | 0.01045 | 0.014581 | 0.022651 | 0.012734 | 0.020823 | 12.8123 | 13.125 | 3.2426 | 2.5245 | 3.5224 | 3.0762 | 6.778% | 5.25% | 756.8732 | 586.2243
|  | 0.0041395 | 21.4961 | 7.3516 | 4078457.075 | 206767.9603 | 214118.4132 | 4293112.7105 | 4293112.7105 | 0.059872 | 0.058639 | 0.013423 | 0.01045 | 0.014581 | 0.022651 | 0.012712 | 0.02078 | 14.4636 | 14.1657 | 3.2426 | 2.5245 | 3.5224 | 3.0708 | 5.07% | 5.25% | 566.0998 | 586.2243
|  | 0.0041395 | 25.63 | 7.3516 | 4078457.075 | 246531.3626 | 214118.4132 | 4293112.7105 | 4293112.7105 | 0.055498 | 0.055882 | 0.013423 | 0.01045 | 0.014581 | 0.022651 | 0.012717 | 0.02079 | 13.407 | 13.4997 | 3.2426 | 2.5245 | 3.5224 | 3.0721 | 6.045% | 5.25% | 674.9661 | 586.2243
|  | 0.0041395 | 21.7718 | 7.3516 | 4078457.075 | 209419.8798 | 214118.4132 | 4293112.7105 | 4293112.7105 | 0.059529 | 0.058422 | 0.013423 | 0.01045 | 0.014581 | 0.022651 | 0.01258 | 0.020532 | 14.3807 | 14.1134 | 3.2426 | 2.5245 | 3.5224 | 3.039 | 5.135% | 5.25% | 573.3604 | 586.2243
|  | 0.0041395 | 21.7718 | 7.3516 | 4078457.075 | 209419.8798 | 214118.4132 | 4293112.7105 | 4293112.7105 | 0.059529 | 0.058422 | 0.013423 | 0.01045 | 0.014581 | 0.022651 | 0.012585 | 0.020543 | 14.3807 | 14.1134 | 3.2426 | 2.5245 | 3.5224 | 3.0403 | 5.135% | 5.25% | 573.3604 | 586.2243
|  | 0.0041395 | 21.7718 | 7.3516 | 4078457.075 | 209419.8798 | 214118.4132 | 4293112.7105 | 4293112.7105 | 0.059529 | 0.058422 | 0.013423 | 0.01045 | 0.014581 | 0.022651 | 0.012592 | 0.020556 | 14.3807 | 14.1134 | 3.2426 | 2.5245 | 3.5224 | 3.042 | 5.135% | 5.25% | 573.3604 | 586.2243
|  | 0.0041395 | 28.8189 | 7.3516 | 4078457.075 | 277204.9428 | 214118.4132 | 4293112.7105 | 4293112.7105 | 0.052981 | 0.054296 | 0.013423 | 0.01045 | 0.014581 | 0.022651 | 0.012646 | 0.020658 | 12.7989 | 13.1166 | 3.2426 | 2.5245 | 3.5224 | 3.055 | 6.797% | 5.25% | 758.9458 | 586.2243
|  | 0.0041395 | 21.5354 | 7.3516 | 4078457.075 | 207145.9815 | 214118.4132 | 4293112.7105 | 4293112.7105 | 0.059823 | 0.058608 | 0.013423 | 0.01045 | 0.014581 | 0.022651 | 0.01273 | 0.020814 | 14.4516 | 14.1581 | 3.2426 | 2.5245 | 3.5224 | 3.0752 | 5.079% | 5.25% | 567.1348 | 586.2243
|  | 0.0041395 | 21.8504 | 7.3516 | 4078457.075 | 210175.9222 | 214118.4132 | 4293112.7105 | 4293112.7105 | 0.059432 | 0.058362 | 0.013423 | 0.01045 | 0.014581 | 0.022651 | 0.012483 | 0.02035 | 14.3574 | 14.0987 | 3.2426 | 2.5245 | 3.5224 | 3.0156 | 5.153% | 5.25% | 575.4303 | 586.2243
|  | 0.0041395 | 21.496 | 7.3516 | 4078457.075 | 206766.9984 | 214118.4132 | 4293112.7105 | 4293112.7105 | 0.059872 | 0.058639 | 0.013423 | 0.01045 | 0.014581 | 0.022651 | 0.012545 | 0.020466 | 14.4636 | 14.1657 | 3.2426 | 2.5245 | 3.5224 | 3.0305 | 5.07% | 5.25% | 566.0972 | 586.2243
|  | 0.0041395 | 29.0945 | 7.8677 | 4078457.075 | 279855.9004 | 229150.0407 | 4293112.7105 | 4293112.7105 | 0.052789 | 0.053598 | 0.013423 | 0.01045 | 0.014581 | 0.022651 | 0.012684 | 0.020729 | 12.7526 | 12.9481 | 3.2426 | 2.5245 | 3.5224 | 3.0642 | 6.862% | 5.619% | 766.2037 | 627.3786
|  | 0.0041395 | 29.0157 | 7.8677 | 4078457.075 | 279097.9343 | 229150.0407 | 4293112.7105 | 4293112.7105 | 0.052844 | 0.053633 | 0.013423 | 0.01045 | 0.014581 | 0.022651 | 0.012594 | 0.020559 | 12.7658 | 12.9563 | 3.2426 | 2.5245 | 3.5224 | 3.0425 | 6.843% | 5.619% | 764.1285 | 627.3786
|  | 0.0041395 | 21.693 | 7.3516 | 4078457.075 | 208661.9137 | 214118.4132 | 4293112.7105 | 4293112.7105 | 0.059626 | 0.058484 | 0.013423 | 0.01045 | 0.014581 | 0.022651 | 0.01264 | 0.020645 | 14.4041 | 14.1282 | 3.2426 | 2.5245 | 3.5224 | 3.0534 | 5.116% | 5.25% | 571.2852 | 586.2243
|  | 0.0041395 | 29.2913 | 7.8677 | 4078457.075 | 281748.8919 | 229150.0407 | 4293112.7105 | 4293112.7105 | 0.052655 | 0.053514 | 0.013423 | 0.01045 | 0.014581 | 0.022651 | 0.012595 | 0.02056 | 12.7201 | 12.9276 | 3.2426 | 2.5245 | 3.5224 | 3.0425 | 6.908% | 5.619% | 771.3864 | 627.3786
|  | 0.0041395 | 25.5905 | 7.3516 | 4078457.075 | 246151.4176 | 214118.4132 | 4293112.7105 | 4293112.7105 | 0.055533 | 0.055904 | 0.013423 | 0.01045 | 0.014581 | 0.022651 | 0.012694 | 0.020747 | 13.4155 | 13.5051 | 3.2426 | 2.5245 | 3.5224 | 3.0665 | 6.035% | 5.25% | 673.9259 | 586.2243
|  | 0.0041395 | 21.4961 | 7.3516 | 4078457.075 | 206767.9603 | 214118.4132 | 4293112.7105 | 4293112.7105 | 0.059872 | 0.058639 | 0.013423 | 0.01045 | 0.014581 | 0.022651 | 0.012483 | 0.02035 | 14.4636 | 14.1657 | 3.2426 | 2.5245 | 3.5224 | 3.0156 | 5.07% | 5.25% | 566.0998 | 586.2243
|  | 0.0041395 | 21.8898 | 7.3516 | 4078457.075 | 210554.9052 | 214118.4132 | 4293112.7105 | 4293112.7105 | 0.059384 | 0.058331 | 0.013423 | 0.01045 | 0.014581 | 0.022651 | 0.012707 | 0.020772 | 14.3458 | 14.0914 | 3.2426 | 2.5245 | 3.5224 | 3.0698 | 5.163% | 5.25% | 576.4679 | 586.2243
|  | 0.0041395 | 21.5354 | 7.3516 | 4078457.075 | 207145.9815 | 214118.4132 | 4293112.7105 | 4293112.7105 | 0.059823 | 0.058608 | 0.013423 | 0.01045 | 0.014581 | 0.022651 | 0.012725 | 0.020806 | 14.4516 | 14.1581 | 3.2426 | 2.5245 | 3.5224 | 3.0741 | 5.079% | 5.25% | 567.1348 | 586.2243
|  | 0.0041395 | 28.9764 | 7.196 | 4078457.075 | 278719.9132 | 209586.4983 | 4293112.7105 | 4293112.7105 | 0.052871 | 0.054417 | 0.013423 | 0.01045 | 0.014581 | 0.022651 | 0.012585 | 0.020541 | 12.7723 | 13.1458 | 3.2426 | 2.5245 | 3.5224 | 3.0401 | 6.834% | 5.139% | 763.0935 | 573.8166
|  | 0.0041395 | 29.4487 | 7.8677 | 4078457.075 | 283262.9004 | 229150.0407 | 4293112.7105 | 4293112.7105 | 0.052548 | 0.053447 | 0.013423 | 0.01045 | 0.014581 | 0.022651 | 0.012638 | 0.020641 | 12.6944 | 12.9114 | 3.2426 | 2.5245 | 3.5224 | 3.0529 | 6.945% | 5.619% | 775.5316 | 627.3786
|  | 0.0041395 | 28.8583 | 7.8677 | 4078457.075 | 277583.9259 | 229150.0407 | 4293112.7105 | 4293112.7105 | 0.052953 | 0.053702 | 0.013423 | 0.01045 | 0.014581 | 0.022651 | 0.012624 | 0.020615 | 12.7922 | 12.973 | 3.2426 | 2.5245 | 3.5224 | 3.0495 | 6.806% | 5.619% | 759.9834 | 627.3786
|  | 0.0041395 | 21.8898 | 7.3516 | 4078457.075 | 210554.9052 | 214118.4132 | 4293112.7105 | 4293112.7105 | 0.059384 | 0.058331 | 0.013423 | 0.01045 | 0.014581 | 0.022651 | 0.012705 | 0.020768 | 14.3458 | 14.0914 | 3.2426 | 2.5245 | 3.5224 | 3.0692 | 5.163% | 5.25% | 576.4679 | 586.2243
|  | 0.0041395 | 21.811 | 7.3516 | 4078457.075 | 209796.9391 | 214118.4132 | 4293112.7105 | 4293112.7105 | 0.059481 | 0.058392 | 0.013423 | 0.01045 | 0.014581 | 0.022651 | 0.012637 | 0.02064 | 14.369 | 14.1061 | 3.2426 | 2.5245 | 3.5224 | 3.0528 | 5.144% | 5.25% | 574.3927 | 586.2243
|  | 0.0041395 | 25.7479 | 7.2994 | 4078457.075 | 247665.4261 | 212598.0664 | 4293112.7105 | 4293112.7105 | 0.055394 | 0.055879 | 0.013423 | 0.01045 | 0.014581 | 0.022651 | 0.012651 | 0.020666 | 13.3818 | 13.4991 | 3.2426 | 2.5245 | 3.5224 | 3.0561 | 6.073% | 5.213% | 678.071 | 582.0618
|  | 0.0041395 | 28.937 | 7.196 | 4078457.075 | 278340.9301 | 209586.4983 | 4293112.7105 | 4293112.7105 | 0.052898 | 0.054434 | 0.013423 | 0.01045 | 0.014581 | 0.022651 | 0.012647 | 0.020659 | 12.779 | 13.1499 | 3.2426 | 2.5245 | 3.5224 | 3.0552 | 6.825% | 5.139% | 762.0559 | 573.8166
|  | 0.0041395 | 29.4881 | 7.8677 | 4078457.075 | 283641.8834 | 229150.0407 | 4293112.7105 | 4293112.7105 | 0.052522 | 0.05343 | 0.013423 | 0.01045 | 0.014581 | 0.022651 | 0.012738 | 0.020829 | 12.688 | 12.9073 | 3.2426 | 2.5245 | 3.5224 | 3.0771 | 6.955% | 5.619% | 776.5692 | 627.3786
|  | 0.0041395 | 29.5669 | 7.8677 | 4078457.075 | 284399.8496 | 229150.0407 | 4293112.7105 | 4293112.7105 | 0.052469 | 0.053397 | 0.013423 | 0.01045 | 0.014581 | 0.022651 | 0.012703 | 0.020764 | 12.6753 | 12.8993 | 3.2426 | 2.5245 | 3.5224 | 3.0687 | 6.973% | 5.619% | 778.6444 | 627.3786
|  | 0.0041395 | 29.4488 | 7.8677 | 4078457.075 | 283263.8623 | 229150.0407 | 4293112.7105 | 4293112.7105 | 0.052548 | 0.053447 | 0.013423 | 0.01045 | 0.014581 | 0.022651 | 0.012717 | 0.020791 | 12.6944 | 12.9114 | 3.2426 | 2.5245 | 3.5224 | 3.0722 | 6.945% | 5.619% | 775.5342 | 627.3786
|  | 0.0041395 | 29.9212 | 7.8677 | 4078457.075 | 287807.8114 | 229150.0407 | 4293112.7105 | 4293112.7105 | 0.052236 | 0.05325 | 0.013423 | 0.01045 | 0.014581 | 0.022651 | 0.012576 | 0.020525 | 12.6188 | 12.8638 | 3.2426 | 2.5245 | 3.5224 | 3.038 | 7.057% | 5.619% | 787.9748 | 627.3786
|  | 0.0041395 | 28.9765 | 7.2994 | 4078457.075 | 278720.8751 | 212598.0664 | 4293112.7105 | 4293112.7105 | 0.052871 | 0.05429 | 0.013423 | 0.01045 | 0.014581 | 0.022651 | 0.012712 | 0.020782 | 12.7723 | 13.115 | 3.2426 | 2.5245 | 3.5224 | 3.071 | 6.834% | 5.213% | 763.0962 | 582.0618
|  | 0.0041395 | 21.8503 | 7.3516 | 4078457.075 | 210174.9603 | 214118.4132 | 4293112.7105 | 4293112.7105 | 0.059433 | 0.058362 | 0.013423 | 0.01045 | 0.014581 | 0.022651 | 0.01272 | 0.020795 | 14.3574 | 14.0988 | 3.2426 | 2.5245 | 3.5224 | 3.0727 | 5.153% | 5.25% | 575.4277 | 586.2243
|  | 0.0041395 | 21.9685 | 7.3516 | 4078457.075 | 211311.9094 | 214118.4132 | 4293112.7105 | 4293112.7105 | 0.059289 | 0.058271 | 0.013423 | 0.01045 | 0.014581 | 0.022651 | 0.012682 | 0.020724 | 14.3227 | 14.0769 | 3.2426 | 2.5245 | 3.5224 | 3.0636 | 5.181% | 5.25% | 578.5405 | 586.2243
|  | 0.0041395 | 29.4881 | 7.196 | 4078457.075 | 283641.8834 | 209586.4983 | 4293112.7105 | 4293112.7105 | 0.052522 | 0.054197 | 0.013423 | 0.01045 | 0.014581 | 0.022651 | 0.012726 | 0.020808 | 12.688 | 13.0926 | 3.2426 | 2.5245 | 3.5224 | 3.0743 | 6.955% | 5.139% | 776.5692 | 573.8166
|  | 0.0041395 | 21.5354 | 7.3516 | 4078457.075 | 207145.9815 | 214118.4132 | 4293112.7105 | 4293112.7105 | 0.059823 | 0.058608 | 0.013423 | 0.01045 | 0.014581 | 0.022651 | 0.012713 | 0.020783 | 14.4516 | 14.1581 | 3.2426 | 2.5245 | 3.5224 | 3.0712 | 5.079% | 5.25% | 567.1348 | 586.2243
|  | 0.0041395 | 25.7479 | 7.3516 | 4078457.075 | 247665.4261 | 214118.4132 | 4293112.7105 | 4293112.7105 | 0.055412 | 0.055835 | 0.013501 | 0.010544 | 0.014998 | 0.023092 | 0.012529 | 0.02065 | 13.3862 | 13.4883 | 3.2615 | 2.5471 | 3.6231 | 3.0267 | 6.073% | 5.25% | 678.071 | 586.2243
|  | 0.0041395 | 25.7873 | 7.3516 | 4078457.075 | 248044.4091 | 214118.4132 | 4293112.7105 | 4293112.7105 | 0.055378 | 0.055813 | 0.013501 | 0.010544 | 0.014998 | 0.023092 | 0.012525 | 0.020642 | 13.3778 | 13.483 | 3.2615 | 2.5471 | 3.6231 | 3.0257 | 6.082% | 5.25% | 679.1086 | 586.2243
|  | 0.0041395 | 25.7479 | 7.3516 | 4078457.075 | 247665.4261 | 214118.4132 | 4293112.7105 | 4293112.7105 | 0.055394 | 0.055817 | 0.013423 | 0.01045 | 0.014581 | 0.022651 | 0.012625 | 0.020617 | 13.3818 | 13.4839 | 3.2426 | 2.5245 | 3.5224 | 3.0498 | 6.073% | 5.25% | 678.071 | 586.2243
|  | 0.0041395 | 29.6457 | 7.8677 | 4078457.075 | 285157.8157 | 229150.0407 | 4293112.7105 | 4293112.7105 | 0.052417 | 0.053364 | 0.013423 | 0.01045 | 0.014581 | 0.022651 | 0.012597 | 0.020565 | 12.6626 | 12.8913 | 3.2426 | 2.5245 | 3.5224 | 3.0432 | 6.992% | 5.619% | 780.7196 | 627.3786
|  | 0.0041395 | 29.6457 | 7.8677 | 4078457.075 | 285157.8157 | 229150.0407 | 4293112.7105 | 4293112.7105 | 0.052417 | 0.053364 | 0.013423 | 0.01045 | 0.014581 | 0.022651 | 0.012718 | 0.020792 | 12.6626 | 12.8913 | 3.2426 | 2.5245 | 3.5224 | 3.0723 | 6.992% | 5.619% | 780.7196 | 627.3786
|  | 0.0041395 | 21.8898 | 7.3516 | 4078457.075 | 210554.9052 | 214118.4132 | 4293112.7105 | 4293112.7105 | 0.059384 | 0.058331 | 0.013423 | 0.01045 | 0.014581 | 0.022651 | 0.012665 | 0.020693 | 14.3458 | 14.0914 | 3.2426 | 2.5245 | 3.5224 | 3.0595 | 5.163% | 5.25% | 576.4679 | 586.2243
|  | 0.0041395 | 28.8976 | 7.8677 | 4078457.075 | 277961.9471 | 229150.0407 | 4293112.7105 | 4293112.7105 | 0.052926 | 0.053685 | 0.013423 | 0.01045 | 0.014581 | 0.022651 | 0.01231 | 0.020023 | 12.7856 | 12.9688 | 3.2426 | 2.5245 | 3.5224 | 2.9738 | 6.815% | 5.619% | 761.0183 | 627.3786
|  | 0.0041395 | 21.6142 | 7.3516 | 4078457.075 | 207903.9476 | 214118.4132 | 4293112.7105 | 4293112.7105 | 0.059724 | 0.058545 | 0.013423 | 0.01045 | 0.014581 | 0.022651 | 0.012726 | 0.020808 | 14.4278 | 14.1431 | 3.2426 | 2.5245 | 3.5224 | 3.0743 | 5.098% | 5.25% | 569.21 | 586.2243
|  | 0.0041395 | 21.5354 | 7.3516 | 4078457.075 | 207145.9815 | 214118.4132 | 4293112.7105 | 4293112.7105 | 0.059823 | 0.058608 | 0.013423 | 0.01045 | 0.014581 | 0.022651 | 0.012511 | 0.020402 | 14.4516 | 14.1581 | 3.2426 | 2.5245 | 3.5224 | 3.0223 | 5.079% | 5.25% | 567.1348 | 586.2243
|  | 0.0041395 | 21.7324 | 7.3516 | 4078457.075 | 209040.8968 | 214118.4132 | 4293112.7105 | 4293112.7105 | 0.059577 | 0.058453 | 0.013423 | 0.01045 | 0.014581 | 0.022651 | 0.01251 | 0.020401 | 14.3924 | 14.1208 | 3.2426 | 2.5245 | 3.5224 | 3.0222 | 5.125% | 5.25% | 572.3228 | 586.2243
|  | 0.0041395 | 21.7324 | 7.3516 | 4078457.075 | 209040.8968 | 214118.4132 | 4293112.7105 | 4293112.7105 | 0.059577 | 0.058453 | 0.013423 | 0.01045 | 0.014581 | 0.022651 | 0.012648 | 0.020661 | 14.3924 | 14.1208 | 3.2426 | 2.5245 | 3.5224 | 3.0554 | 5.125% | 5.25% | 572.3228 | 586.2243
|  | 0.0041395 | 21.6142 | 7.3516 | 4078457.075 | 207903.9476 | 214118.4132 | 4293112.7105 | 4293112.7105 | 0.059724 | 0.058545 | 0.013423 | 0.01045 | 0.014581 | 0.022651 | 0.012694 | 0.020747 | 14.4278 | 14.1431 | 3.2426 | 2.5245 | 3.5224 | 3.0666 | 5.098% | 5.25% | 569.21 | 586.2243
|  | 0.0041395 | 21.5354 | 7.3516 | 4078457.075 | 207145.9815 | 214118.4132 | 4293112.7105 | 4293112.7105 | 0.059823 | 0.058608 | 0.013423 | 0.01045 | 0.014581 | 0.022651 | 0.012548 | 0.020472 | 14.4516 | 14.1581 | 3.2426 | 2.5245 | 3.5224 | 3.0313 | 5.079% | 5.25% | 567.1348 | 586.2243
|  | 0.0041395 | 21.6142 | 7.3516 | 4078457.075 | 207903.9476 | 214118.4132 | 4293112.7105 | 4293112.7105 | 0.059724 | 0.058545 | 0.013423 | 0.01045 | 0.014581 | 0.022651 | 0.012611 | 0.020592 | 14.4278 | 14.1431 | 3.2426 | 2.5245 | 3.5224 | 3.0466 | 5.098% | 5.25% | 569.21 | 586.2243
|  | 0.0041395 | 21.5354 | 7.3516 | 4078457.075 | 207145.9815 | 214118.4132 | 4293112.7105 | 4293112.7105 | 0.059823 | 0.058608 | 0.013423 | 0.01045 | 0.014581 | 0.022651 | 0.012628 | 0.020623 | 14.4516 | 14.1581 | 3.2426 | 2.5245 | 3.5224 | 3.0506 | 5.079% | 5.25% | 567.1348 | 586.2243
|  | 0.0041395 | 21.6142 | 7.3516 | 4078457.075 | 207903.9476 | 214118.4132 | 4293112.7105 | 4293112.7105 | 0.059724 | 0.058545 | 0.013423 | 0.01045 | 0.014581 | 0.022651 | 0.012547 | 0.020471 | 14.4278 | 14.1431 | 3.2426 | 2.5245 | 3.5224 | 3.0311 | 5.098% | 5.25% | 569.21 | 586.2243
|  | 0.0041395 | 21.5354 | 7.3516 | 4078457.075 | 207145.9815 | 214118.4132 | 4293112.7105 | 4293112.7105 | 0.059823 | 0.058608 | 0.013423 | 0.01045 | 0.014581 | 0.022651 | 0.012718 | 0.020793 | 14.4516 | 14.1581 | 3.2426 | 2.5245 | 3.5224 | 3.0724 | 5.079% | 5.25% | 567.1348 | 586.2243
|  | 0.0041395 | 21.5354 | 7.3516 | 4078457.075 | 207145.9815 | 214118.4132 | 4293112.7105 | 4293112.7105 | 0.059823 | 0.058608 | 0.013423 | 0.01045 | 0.014581 | 0.022651 | 0.012511 | 0.020402 | 14.4516 | 14.1581 | 3.2426 | 2.5245 | 3.5224 | 3.0223 | 5.079% | 5.25% | 567.1348 | 586.2243
|  | 0.0041395 | 21.6142 | 7.3516 | 4078457.075 | 207903.9476 | 214118.4132 | 4293112.7105 | 4293112.7105 | 0.059724 | 0.058545 | 0.013423 | 0.01045 | 0.014581 | 0.022651 | 0.012628 | 0.020623 | 14.4278 | 14.1431 | 3.2426 | 2.5245 | 3.5224 | 3.0506 | 5.098% | 5.25% | 569.21 | 586.2243
|  | 0.0044975 | 22.9922 | 5.4697 | 4078457.075 | 221158.7356 | 159307.2915 | 4293112.7105 | 4293112.7105 | 0.057764 | 0.060207 | 0.013128 | 0.010168 | 0.014561 | 0.022651 | 0.012191 | 0.020289 | 12.8437 | 13.3868 | 2.919 | 2.2608 | 3.2377 | 2.7106 | 5.423% | 3.906% | 605.4996 | 436.1596
|  | 0.0044975 | 22.9922 | 5.4697 | 4078457.075 | 221158.7356 | 159307.2915 | 4293112.7105 | 4293112.7105 | 0.057763 | 0.060206 | 0.013122 | 0.010161 | 0.014531 | 0.022619 | 0.01211 | 0.020121 | 12.8434 | 13.3866 | 2.9177 | 2.2593 | 3.2309 | 2.6926 | 5.423% | 3.906% | 605.4996 | 436.1596
|  | 0.0044975 | 26.0237 | 5.4697 | 4078457.075 | 250318.3075 | 159307.2915 | 4293112.7105 | 4293112.7105 | 0.054809 | 0.058345 | 0.013122 | 0.010161 | 0.014531 | 0.022619 | 0.012029 | 0.019968 | 12.1866 | 12.9727 | 2.9177 | 2.2593 | 3.2309 | 2.6745 | 6.138% | 3.906% | 685.3342 | 436.1596
|  | 0.0044975 | 22.9922 | 5.4697 | 4078457.075 | 221158.7356 | 159307.2915 | 4293112.7105 | 4293112.7105 | 0.05776 | 0.060203 | 0.013108 | 0.010144 | 0.014455 | 0.022539 | 0.012022 | 0.019916 | 12.8426 | 13.3858 | 2.9146 | 2.2555 | 3.2141 | 2.6729 | 5.423% | 3.906% | 605.4996 | 436.1596
|  | 0.0044975 | 23.071 | 5.4697 | 4078457.075 | 221916.7018 | 159307.2915 | 4293112.7105 | 4293112.7105 | 0.057678 | 0.060153 | 0.013128 | 0.010168 | 0.014561 | 0.022651 | 0.01194 | 0.019817 | 12.8244 | 13.3747 | 2.919 | 2.2608 | 3.2377 | 2.6548 | 5.441% | 3.906% | 607.5748 | 436.1596
|  | 0.0044975 | 22.7953 | 5.4697 | 4078457.075 | 219264.7823 | 159307.2915 | 4293112.7105 | 4293112.7105 | 0.057977 | 0.060339 | 0.013101 | 0.010136 | 0.014418 | 0.022499 | 0.012229 | 0.020288 | 12.891 | 13.4161 | 2.913 | 2.2537 | 3.2058 | 2.7191 | 5.376% | 3.906% | 600.3143 | 436.1596
|  | 0.0050225 | 18.9763 | 7.3414 | 4078457.075 | 182530.3588 | 213821.3339 | 4293112.7105 | 4293112.7105 | 0.062595 | 0.060043 | 0.012564 | 0.0095967 | 0.013924 | 0.022 | 0.0117 | 0.019722 | 12.463 | 11.9549 | 2.5016 | 1.9107 | 2.7722 | 2.3294 | 4.475% | 5.243% | 499.7409 | 585.4109
|  | 0.0050225 | 18.819 | 7.3414 | 4078457.075 | 181017.3122 | 213821.3339 | 4293112.7105 | 4293112.7105 | 0.062852 | 0.060205 | 0.012564 | 0.0095967 | 0.013924 | 0.022 | 0.011698 | 0.019719 | 12.5141 | 11.9871 | 2.5016 | 1.9107 | 2.7722 | 2.3291 | 4.438% | 5.243% | 495.5984 | 585.4109
|  | 0.0050225 | 18.9763 | 7.3414 | 4078457.075 | 182530.3588 | 213821.3339 | 4293112.7105 | 4293112.7105 | 0.062595 | 0.060043 | 0.012564 | 0.0095967 | 0.013924 | 0.022 | 0.011789 | 0.019891 | 12.463 | 11.9549 | 2.5016 | 1.9107 | 2.7722 | 2.3473 | 4.475% | 5.243% | 499.7409 | 585.4109
|  | 0.0050225 | 18.8189 | 7.3414 | 4078457.075 | 181016.3503 | 213821.3339 | 4293112.7105 | 4293112.7105 | 0.062852 | 0.060205 | 0.012564 | 0.0095967 | 0.013924 | 0.022 | 0.01174 | 0.019798 | 12.5141 | 11.9871 | 2.5016 | 1.9107 | 2.7722 | 2.3374 | 4.438% | 5.243% | 495.5958 | 585.4109
|  | 0.0050225 | 18.7796 | 7.3414 | 4078457.075 | 180638.3292 | 213821.3339 | 4293112.7105 | 4293112.7105 | 0.062917 | 0.060246 | 0.012564 | 0.0095967 | 0.013924 | 0.022 | 0.011651 | 0.01963 | 12.527 | 11.9952 | 2.5016 | 1.9107 | 2.7722 | 2.3197 | 4.429% | 5.243% | 494.5608 | 585.4109
|  | 0.0050225 | 18.819 | 7.3414 | 4078457.075 | 181017.3122 | 213821.3339 | 4293112.7105 | 4293112.7105 | 0.062852 | 0.060205 | 0.012564 | 0.0095967 | 0.013924 | 0.022 | 0.011639 | 0.019608 | 12.5141 | 11.9871 | 2.5016 | 1.9107 | 2.7722 | 2.3174 | 4.438% | 5.243% | 495.5984 | 585.4109
|  | 0.0050225 | 18.819 | 7.3414 | 4078457.075 | 181017.3122 | 213821.3339 | 4293112.7105 | 4293112.7105 | 0.062852 | 0.060205 | 0.012564 | 0.0095967 | 0.013924 | 0.022 | 0.011529 | 0.0194 | 12.5141 | 11.9871 | 2.5016 | 1.9107 | 2.7722 | 2.2954 | 4.438% | 5.243% | 495.5984 | 585.4109
|  | 0.0050225 | 18.8582 | 7.3414 | 4078457.075 | 181394.3715 | 213821.3339 | 4293112.7105 | 4293112.7105 | 0.062788 | 0.060165 | 0.012564 | 0.0095967 | 0.013924 | 0.022 | 0.011689 | 0.019701 | 12.5013 | 11.979 | 2.5016 | 1.9107 | 2.7722 | 2.3272 | 4.448% | 5.243% | 496.6307 | 585.4109
|  | 0.0050225 | 18.819 | 7.3414 | 4078457.075 | 181017.3122 | 213821.3339 | 4293112.7105 | 4293112.7105 | 0.062852 | 0.060205 | 0.012564 | 0.0095967 | 0.013924 | 0.022 | 0.011738 | 0.019794 | 12.5141 | 11.9871 | 2.5016 | 1.9107 | 2.7722 | 2.337 | 4.438% | 5.243% | 495.5984 | 585.4109
|  | 0.0050225 | 18.7796 | 7.3414 | 4078457.075 | 180638.3292 | 213821.3339 | 4293112.7105 | 4293112.7105 | 0.062919 | 0.060248 | 0.012574 | 0.0096085 | 0.013976 | 0.022056 | 0.011683 | 0.019718 | 12.5275 | 11.9957 | 2.5036 | 1.9131 | 2.7827 | 2.3262 | 4.429% | 5.243% | 494.5608 | 585.4109
|  | 0.0050225 | 18.8583 | 7.3414 | 4078457.075 | 181395.3334 | 213821.3339 | 4293112.7105 | 4293112.7105 | 0.062787 | 0.060164 | 0.012564 | 0.0095967 | 0.013924 | 0.022 | 0.0117 | 0.019724 | 12.5012 | 11.979 | 2.5016 | 1.9107 | 2.7722 | 2.3296 | 4.448% | 5.243% | 496.6334 | 585.4109
|  | 0.0050225 | 19.0945 | 7.2959 | 4078457.075 | 183667.3079 | 212496.1275 | 4293112.7105 | 4293112.7105 | 0.062405 | 0.059978 | 0.012564 | 0.0095967 | 0.013924 | 0.022 | 0.011554 | 0.019448 | 12.4251 | 11.9419 | 2.5016 | 1.9107 | 2.7722 | 2.3005 | 4.503% | 5.21% | 502.8537 | 581.7827
|  | 0.0050225 | 18.8189 | 7.3846 | 4078457.075 | 181016.3503 | 215079.5519 | 4293112.7105 | 4293112.7105 | 0.062849 | 0.060151 | 0.012551 | 0.0095812 | 0.013855 | 0.021927 | 0.011751 | 0.019783 | 12.5135 | 11.9762 | 2.499 | 1.9077 | 2.7585 | 2.3396 | 4.438% | 5.274% | 495.5958 | 588.8557
|  | 0.0050225 | 18.9369 | 7.3414 | 4078457.075 | 182151.3757 | 213821.3339 | 4293112.7105 | 4293112.7105 | 0.062659 | 0.060084 | 0.012564 | 0.0095967 | 0.013924 | 0.022 | 0.011768 | 0.01985 | 12.4757 | 11.9629 | 2.5016 | 1.9107 | 2.7722 | 2.343 | 4.466% | 5.243% | 498.7033 | 585.4109
|  | 0.0050225 | 19.0945 | 7.2959 | 4078457.075 | 183667.3079 | 212496.1275 | 4293112.7105 | 4293112.7105 | 0.062405 | 0.059978 | 0.012564 | 0.0095967 | 0.013924 | 0.022 | 0.011639 | 0.019607 | 12.4251 | 11.9419 | 2.5016 | 1.9107 | 2.7722 | 2.3173 | 4.503% | 5.21% | 502.8537 | 581.7827
|  | 0.0050225 | 18.8583 | 7.3414 | 4078457.075 | 181395.3334 | 213821.3339 | 4293112.7105 | 4293112.7105 | 0.062787 | 0.060164 | 0.012564 | 0.0095967 | 0.013924 | 0.022 | 0.011778 | 0.019869 | 12.5012 | 11.979 | 2.5016 | 1.9107 | 2.7722 | 2.345 | 4.448% | 5.243% | 496.6334 | 585.4109
|  | 0.0050225 | 18.7795 | 7.3846 | 4078457.075 | 180637.3673 | 215079.5519 | 4293112.7105 | 4293112.7105 | 0.062921 | 0.060199 | 0.012583 | 0.0096187 | 0.014021 | 0.022103 | 0.011677 | 0.019729 | 12.5279 | 11.9858 | 2.5053 | 1.9151 | 2.7917 | 2.3249 | 4.429% | 5.274% | 494.5582 | 588.8557
|  | 0.0050225 | 18.8189 | 7.3414 | 4078457.075 | 181016.3503 | 213821.3339 | 4293112.7105 | 4293112.7105 | 0.062852 | 0.060205 | 0.012564 | 0.0095967 | 0.013924 | 0.022 | 0.011577 | 0.019491 | 12.5141 | 11.9871 | 2.5016 | 1.9107 | 2.7722 | 2.305 | 4.438% | 5.243% | 495.5958 | 585.4109
|  | 0.0050225 | 18.8583 | 7.3414 | 4078457.075 | 181395.3334 | 213821.3339 | 4293112.7105 | 4293112.7105 | 0.062787 | 0.060164 | 0.012564 | 0.0095967 | 0.013924 | 0.022 | 0.011708 | 0.019737 | 12.5012 | 11.979 | 2.5016 | 1.9107 | 2.7722 | 2.331 | 4.448% | 5.243% | 496.6334 | 585.4109
|  | 0.0050225 | 18.8582 | 7.3414 | 4078457.075 | 181394.3715 | 213821.3339 | 4293112.7105 | 4293112.7105 | 0.062788 | 0.060165 | 0.012564 | 0.0095967 | 0.013924 | 0.022 | 0.011716 | 0.019753 | 12.5013 | 11.979 | 2.5016 | 1.9107 | 2.7722 | 2.3327 | 4.448% | 5.243% | 496.6307 | 585.4109
|  | 0.0050225 | 19.0945 | 7.2959 | 4078457.075 | 183667.3079 | 212496.1275 | 4293112.7105 | 4293112.7105 | 0.062405 | 0.059978 | 0.012564 | 0.0095967 | 0.013924 | 0.022 | 0.011595 | 0.019525 | 12.4251 | 11.9419 | 2.5016 | 1.9107 | 2.7722 | 2.3086 | 4.503% | 5.21% | 502.8537 | 581.7827
|  | 0.0050225 | 18.9764 | 7.3846 | 4078457.075 | 182531.3207 | 215079.5519 | 4293112.7105 | 4293112.7105 | 0.062595 | 0.059992 | 0.012564 | 0.0095967 | 0.013924 | 0.022 | 0.011739 | 0.019797 | 12.4629 | 11.9446 | 2.5016 | 1.9107 | 2.7722 | 2.3373 | 4.475% | 5.274% | 499.7435 | 588.8557
|  | 0.0050225 | 18.8976 | 7.3414 | 4078457.075 | 181773.3546 | 213821.3339 | 4293112.7105 | 4293112.7105 | 0.062723 | 0.060124 | 0.012564 | 0.0095967 | 0.013924 | 0.022 | 0.01145 | 0.019251 | 12.4884 | 11.9709 | 2.5016 | 1.9107 | 2.7722 | 2.2797 | 4.457% | 5.243% | 497.6683 | 585.4109
|  | 0.0050225 | 19.2126 | 7.2959 | 4078457.075 | 184803.2952 | 212496.1275 | 4293112.7105 | 4293112.7105 | 0.062223 | 0.059866 | 0.012588 | 0.0096255 | 0.014052 | 0.022135 | 0.011637 | 0.01967 | 12.3889 | 11.9195 | 2.5064 | 1.9165 | 2.7978 | 2.317 | 4.531% | 5.21% | 505.9638 | 581.7827
|  | 0.0050225 | 18.7401 | 7.3414 | 4078457.075 | 180258.3842 | 213821.3339 | 4293112.7105 | 4293112.7105 | 0.062982 | 0.060287 | 0.012564 | 0.0095967 | 0.013924 | 0.022 | 0.011708 | 0.019737 | 12.54 | 12.0034 | 2.5016 | 1.9107 | 2.7722 | 2.331 | 4.42% | 5.243% | 493.5206 | 585.4109
|  | 0.0050225 | 18.9764 | 7.5876 | 4078457.075 | 182531.3207 | 220992.0115 | 4293112.7105 | 4293112.7105 | 0.062593 | 0.059755 | 0.012555 | 0.0095849 | 0.013871 | 0.021944 | 0.011679 | 0.019656 | 12.4625 | 11.8975 | 2.4997 | 1.9084 | 2.7618 | 2.3253 | 4.475% | 5.419% | 499.7435 | 605.0432
|  | 0.0050225 | 19.0945 | 7.4552 | 4078457.075 | 183667.3079 | 217135.8063 | 4293112.7105 | 4293112.7105 | 0.062403 | 0.059787 | 0.012555 | 0.0095849 | 0.013871 | 0.021944 | 0.011791 | 0.019868 | 12.4247 | 11.9038 | 2.4997 | 1.9084 | 2.7618 | 2.3477 | 4.503% | 5.324% | 502.8537 | 594.4854
|  | 0.0050225 | 19.1339 | 7.2959 | 4078457.075 | 184046.291 | 212496.1275 | 4293112.7105 | 4293112.7105 | 0.062348 | 0.059944 | 0.012588 | 0.0096255 | 0.014052 | 0.022135 | 0.01167 | 0.019732 | 12.4137 | 11.9352 | 2.5064 | 1.9165 | 2.7978 | 2.3236 | 4.513% | 5.21% | 503.8913 | 581.7827
|  | 0.0050225 | 19.0944 | 7.2959 | 4078457.075 | 183666.3461 | 212496.1275 | 4293112.7105 | 4293112.7105 | 0.062411 | 0.059984 | 0.012588 | 0.0096255 | 0.014052 | 0.022135 | 0.011682 | 0.019755 | 12.4263 | 11.9431 | 2.5064 | 1.9165 | 2.7978 | 2.326 | 4.503% | 5.21% | 502.8511 | 581.7827
|  | 0.0050225 | 19.055 | 7.3846 | 4078457.075 | 183287.363 | 215079.5519 | 4293112.7105 | 4293112.7105 | 0.062468 | 0.059912 | 0.012564 | 0.0095967 | 0.013924 | 0.022 | 0.011697 | 0.019718 | 12.4377 | 11.9287 | 2.5016 | 1.9107 | 2.7722 | 2.329 | 4.494% | 5.274% | 501.8135 | 588.8557
|  | 0.0050225 | 19.1338 | 7.557 | 4078457.075 | 184045.3291 | 220100.7737 | 4293112.7105 | 4293112.7105 | 0.062351 | 0.059642 | 0.012603 | 0.0096427 | 0.014128 | 0.022216 | 0.01164 | 0.019715 | 12.4144 | 11.8749 | 2.5093 | 1.9199 | 2.813 | 2.3176 | 4.513% | 5.397% | 503.8886 | 602.6031
|  | 0.0050225 | 18.7795 | 7.3414 | 4078457.075 | 180637.3673 | 213821.3339 | 4293112.7105 | 4293112.7105 | 0.062917 | 0.060246 | 0.012564 | 0.0095967 | 0.013924 | 0.022 | 0.01175 | 0.019817 | 12.5271 | 11.9953 | 2.5016 | 1.9107 | 2.7722 | 2.3395 | 4.429% | 5.243% | 494.5582 | 585.4109
|  | 0.0050225 | 18.8977 | 7.3846 | 4078457.075 | 181774.3164 | 215079.5519 | 4293112.7105 | 4293112.7105 | 0.062723 | 0.060072 | 0.012563 | 0.0095946 | 0.013914 | 0.02199 | 0.011656 | 0.019636 | 12.4883 | 11.9606 | 2.5013 | 1.9103 | 2.7703 | 2.3208 | 4.457% | 5.274% | 497.671 | 588.8557
|  | 0.0050225 | 18.8189 | 7.3846 | 4078457.075 | 181016.3503 | 215079.5519 | 4293112.7105 | 4293112.7105 | 0.062852 | 0.060154 | 0.012564 | 0.0095967 | 0.013924 | 0.022 | 0.011734 | 0.019787 | 12.5141 | 11.9768 | 2.5016 | 1.9107 | 2.7722 | 2.3363 | 4.438% | 5.274% | 495.5958 | 588.8557
|  | 0.0050225 | 18.8189 | 7.3414 | 4078457.075 | 181016.3503 | 213821.3339 | 4293112.7105 | 4293112.7105 | 0.062852 | 0.060205 | 0.012564 | 0.0095967 | 0.013924 | 0.022 | 0.011749 | 0.019815 | 12.5141 | 11.9871 | 2.5016 | 1.9107 | 2.7722 | 2.3392 | 4.438% | 5.243% | 495.5958 | 585.4109
|  | 0.0050225 | 18.937 | 7.3846 | 4078457.075 | 182152.3376 | 215079.5519 | 4293112.7105 | 4293112.7105 | 0.062659 | 0.060032 | 0.012564 | 0.0095967 | 0.013924 | 0.022 | 0.011734 | 0.019787 | 12.4757 | 11.9526 | 2.5016 | 1.9107 | 2.7722 | 2.3363 | 4.466% | 5.274% | 498.7059 | 588.8557
|  | 0.0050225 | 19.0945 | 7.2959 | 4078457.075 | 183667.3079 | 212496.1275 | 4293112.7105 | 4293112.7105 | 0.062405 | 0.059978 | 0.012564 | 0.0095967 | 0.013924 | 0.022 | 0.011481 | 0.01931 | 12.4251 | 11.9419 | 2.5016 | 1.9107 | 2.7722 | 2.2859 | 4.503% | 5.21% | 502.8537 | 581.7827
|  | 0.0050225 | 18.9371 | 7.2959 | 4078457.075 | 182153.2995 | 212496.1275 | 4293112.7105 | 4293112.7105 | 0.062659 | 0.060138 | 0.012564 | 0.0095967 | 0.013924 | 0.022 | 0.011606 | 0.019545 | 12.4756 | 11.9738 | 2.5016 | 1.9107 | 2.7722 | 2.3107 | 4.466% | 5.21% | 498.7086 | 581.7827
|  | 0.0050225 | 18.8189 | 7.3846 | 4078457.075 | 181016.3503 | 215079.5519 | 4293112.7105 | 4293112.7105 | 0.062852 | 0.060154 | 0.012564 | 0.0095967 | 0.013924 | 0.022 | 0.011555 | 0.01945 | 12.5141 | 11.9768 | 2.5016 | 1.9107 | 2.7722 | 2.3007 | 4.438% | 5.274% | 495.5958 | 588.8557
|  | 0.0050225 | 18.937 | 7.3414 | 4078457.075 | 182152.3376 | 213821.3339 | 4293112.7105 | 4293112.7105 | 0.062659 | 0.060083 | 0.012564 | 0.0095967 | 0.013924 | 0.022 | 0.011675 | 0.019676 | 12.4757 | 11.9629 | 2.5016 | 1.9107 | 2.7722 | 2.3246 | 4.466% | 5.243% | 498.7059 | 585.4109
|  | 0.0050225 | 18.937 | 7.3414 | 4078457.075 | 182152.3376 | 213821.3339 | 4293112.7105 | 4293112.7105 | 0.062659 | 0.060083 | 0.012564 | 0.0095967 | 0.013924 | 0.022 | 0.011774 | 0.019861 | 12.4757 | 11.9629 | 2.5016 | 1.9107 | 2.7722 | 2.3442 | 4.466% | 5.243% | 498.7059 | 585.4109
|  | 0.0050225 | 18.819 | 7.3414 | 4078457.075 | 181017.3122 | 213821.3339 | 4293112.7105 | 4293112.7105 | 0.062852 | 0.060205 | 0.012564 | 0.0095967 | 0.013924 | 0.022 | 0.011681 | 0.019688 | 12.5141 | 11.9871 | 2.5016 | 1.9107 | 2.7722 | 2.3258 | 4.438% | 5.243% | 495.5984 | 585.4109
|  | 0.0050225 | 18.9765 | 7.2959 | 4078457.075 | 182532.2826 | 212496.1275 | 4293112.7105 | 4293112.7105 | 0.062595 | 0.060098 | 0.012564 | 0.0095967 | 0.013924 | 0.022 | 0.011675 | 0.019676 | 12.4629 | 11.9658 | 2.5016 | 1.9107 | 2.7722 | 2.3246 | 4.476% | 5.21% | 499.7462 | 581.7827
|  | 0.0050225 | 19.055 | 7.557 | 4078457.075 | 183287.363 | 220100.7737 | 4293112.7105 | 4293112.7105 | 0.062471 | 0.059715 | 0.012576 | 0.0096109 | 0.013987 | 0.022067 | 0.011644 | 0.019649 | 12.4383 | 11.8895 | 2.504 | 1.9136 | 2.7848 | 2.3183 | 4.494% | 5.397% | 501.8135 | 602.6031
|  | 0.0050225 | 18.8976 | 7.3414 | 4078457.075 | 181773.3546 | 213821.3339 | 4293112.7105 | 4293112.7105 | 0.062723 | 0.060124 | 0.012564 | 0.0095967 | 0.013924 | 0.022 | 0.011756 | 0.019828 | 12.4884 | 11.9709 | 2.5016 | 1.9107 | 2.7722 | 2.3407 | 4.457% | 5.243% | 497.6683 | 585.4109
|  | 0.0050225 | 18.819 | 7.3414 | 4078457.075 | 181017.3122 | 213821.3339 | 4293112.7105 | 4293112.7105 | 0.062852 | 0.060205 | 0.012564 | 0.0095967 | 0.013924 | 0.022 | 0.011737 | 0.019793 | 12.5141 | 11.9871 | 2.5016 | 1.9107 | 2.7722 | 2.3369 | 4.438% | 5.243% | 495.5984 | 585.4109
|  | 0.0050225 | 18.9764 | 7.3414 | 4078457.075 | 182531.3207 | 213821.3339 | 4293112.7105 | 4293112.7105 | 0.062595 | 0.060043 | 0.012564 | 0.0095967 | 0.013924 | 0.022 | 0.01176 | 0.019836 | 12.4629 | 11.9548 | 2.5016 | 1.9107 | 2.7722 | 2.3414 | 4.475% | 5.243% | 499.7435 | 585.4109
|  | 0.0050225 | 18.8582 | 7.3414 | 4078457.075 | 181394.3715 | 213821.3339 | 4293112.7105 | 4293112.7105 | 0.062788 | 0.060165 | 0.012564 | 0.0095967 | 0.013924 | 0.022 | 0.011571 | 0.01948 | 12.5013 | 11.979 | 2.5016 | 1.9107 | 2.7722 | 2.3038 | 4.448% | 5.243% | 496.6307 | 585.4109
|  | 0.0050225 | 19.0551 | 7.3414 | 4078457.075 | 183288.3249 | 213821.3339 | 4293112.7105 | 4293112.7105 | 0.062468 | 0.059963 | 0.012563 | 0.0095946 | 0.013914 | 0.02199 | 0.011786 | 0.01988 | 12.4376 | 11.9388 | 2.5013 | 1.9103 | 2.7703 | 2.3467 | 4.494% | 5.243% | 501.8161 | 585.4109
|  | 0.0050225 | 18.8188 | 7.3414 | 4078457.075 | 181015.3885 | 213821.3339 | 4293112.7105 | 4293112.7105 | 0.062852 | 0.060205 | 0.012564 | 0.0095967 | 0.013924 | 0.022 | 0.011782 | 0.019877 | 12.5141 | 11.9871 | 2.5016 | 1.9107 | 2.7722 | 2.3458 | 4.438% | 5.243% | 495.5931 | 585.4109
|  | 0.0050225 | 18.8189 | 7.3414 | 4078457.075 | 181016.3503 | 213821.3339 | 4293112.7105 | 4293112.7105 | 0.062852 | 0.060205 | 0.012564 | 0.0095967 | 0.013924 | 0.022 | 0.011629 | 0.019588 | 12.5141 | 11.9871 | 2.5016 | 1.9107 | 2.7722 | 2.3153 | 4.438% | 5.243% | 495.5958 | 585.4109
|  | 0.0050225 | 18.8975 | 7.3414 | 4078457.075 | 181772.3927 | 213821.3339 | 4293112.7105 | 4293112.7105 | 0.062723 | 0.060124 | 0.012564 | 0.0095967 | 0.013924 | 0.022 | 0.01175 | 0.019818 | 12.4885 | 11.9709 | 2.5016 | 1.9107 | 2.7722 | 2.3396 | 4.457% | 5.243% | 497.6657 | 585.4109
|  | 0.0050225 | 18.819 | 7.3414 | 4078457.075 | 181017.3122 | 213821.3339 | 4293112.7105 | 4293112.7105 | 0.062852 | 0.060205 | 0.012564 | 0.0095967 | 0.013924 | 0.022 | 0.01172 | 0.019761 | 12.5141 | 11.9871 | 2.5016 | 1.9107 | 2.7722 | 2.3335 | 4.438% | 5.243% | 495.5984 | 585.4109
|  | 0.0050225 | 18.937 | 7.3414 | 4078457.075 | 182152.3376 | 213821.3339 | 4293112.7105 | 4293112.7105 | 0.062659 | 0.060083 | 0.012564 | 0.0095967 | 0.013924 | 0.022 | 0.01176 | 0.019836 | 12.4757 | 11.9629 | 2.5016 | 1.9107 | 2.7722 | 2.3414 | 4.466% | 5.243% | 498.7059 | 585.4109
|  | 0.0050225 | 18.9764 | 7.3414 | 4078457.075 | 182531.3207 | 213821.3339 | 4293112.7105 | 4293112.7105 | 0.062595 | 0.060043 | 0.012564 | 0.0095967 | 0.013924 | 0.022 | 0.011781 | 0.019876 | 12.4629 | 11.9548 | 2.5016 | 1.9107 | 2.7722 | 2.3457 | 4.475% | 5.243% | 499.7435 | 585.4109
|  | 0.0042825 | 25.7874 | 5.8708 | 4078457.075 | 248045.371 | 170989.4962 | 4293112.7105 | 4293112.7105 | 0.055229 | 0.057881 | 0.013334 | 0.010372 | 0.01482 | 0.022906 | 0.012456 | 0.020574 | 12.8964 | 13.5158 | 3.1136 | 2.4219 | 3.4607 | 2.9087 | 6.082% | 4.193% | 679.1112 | 468.1437
|  | 0.0042825 | 25.5512 | 5.8708 | 4078457.075 | 245773.3965 | 170989.4962 | 4293112.7105 | 4293112.7105 | 0.055453 | 0.058028 | 0.013398 | 0.010449 | 0.015162 | 0.023267 | 0.012219 | 0.020302 | 12.9487 | 13.55 | 3.1286 | 2.4399 | 3.5404 | 2.8532 | 6.026% | 4.193% | 672.8909 | 468.1437
|  | 0.0044195 | 20.2755 | 5.3973 | 4078457.075 | 195027.1807 | 157198.6114 | 4293112.7105 | 4293112.7105 | 0.061222 | 0.062568 | 0.013133 | 0.010158 | 0.014343 | 0.022409 | 0.012368 | 0.020354 | 13.8527 | 14.1572 | 2.9716 | 2.2985 | 3.2454 | 2.7985 | 4.782% | 3.854% | 533.9553 | 430.3863
|  | 0.0044195 | 20.2755 | 5.3973 | 4078457.075 | 195027.1807 | 157198.6114 | 4293112.7105 | 4293112.7105 | 0.061222 | 0.062568 | 0.013133 | 0.010158 | 0.014343 | 0.022409 | 0.012387 | 0.02039 | 13.8527 | 14.1572 | 2.9716 | 2.2985 | 3.2454 | 2.8028 | 4.782% | 3.854% | 533.9553 | 430.3863
|  | 0.0044195 | 20.1575 | 5.3973 | 4078457.075 | 193892.1553 | 157198.6114 | 4293112.7105 | 4293112.7105 | 0.06139 | 0.062674 | 0.013133 | 0.010158 | 0.014343 | 0.022409 | 0.01217 | 0.019981 | 13.8908 | 14.1812 | 2.9716 | 2.2985 | 3.2454 | 2.7537 | 4.754% | 3.854% | 530.8478 | 430.3863
|  | 0.0044195 | 20.5511 | 5.3768 | 4078457.075 | 197678.1383 | 156601.5403 | 4293112.7105 | 4293112.7105 | 0.060837 | 0.06237 | 0.013133 | 0.010158 | 0.014343 | 0.022409 | 0.012396 | 0.020408 | 13.7655 | 14.1125 | 2.9716 | 2.2985 | 3.2454 | 2.8049 | 4.847% | 3.84% | 541.2132 | 428.7517
|  | 0.0044195 | 20.2362 | 5.3973 | 4078457.075 | 194649.1596 | 157198.6114 | 4293112.7105 | 4293112.7105 | 0.061278 | 0.062603 | 0.013133 | 0.010158 | 0.014343 | 0.022409 | 0.012429 | 0.02047 | 13.8654 | 14.1652 | 2.9716 | 2.2985 | 3.2454 | 2.8124 | 4.773% | 3.854% | 532.9204 | 430.3863
|  | 0.0044195 | 20.2362 | 5.3973 | 4078457.075 | 194649.1596 | 157198.6114 | 4293112.7105 | 4293112.7105 | 0.061278 | 0.062603 | 0.013133 | 0.010158 | 0.014343 | 0.022409 | 0.012462 | 0.020532 | 13.8654 | 14.1652 | 2.9716 | 2.2985 | 3.2454 | 2.8199 | 4.773% | 3.854% | 532.9204 | 430.3863
|  | 0.0044195 | 20.2755 | 5.3973 | 4078457.075 | 195027.1807 | 157198.6114 | 4293112.7105 | 4293112.7105 | 0.061222 | 0.062568 | 0.013133 | 0.010158 | 0.014343 | 0.022409 | 0.012341 | 0.020303 | 13.8527 | 14.1572 | 2.9716 | 2.2985 | 3.2454 | 2.7923 | 4.782% | 3.854% | 533.9553 | 430.3863
|  | 0.0044195 | 20.3543 | 5.3768 | 4078457.075 | 195785.1468 | 156601.5403 | 4293112.7105 | 4293112.7105 | 0.061111 | 0.062543 | 0.013133 | 0.010158 | 0.014343 | 0.022409 | 0.012368 | 0.020355 | 13.8276 | 14.1517 | 2.9716 | 2.2985 | 3.2454 | 2.7986 | 4.8% | 3.84% | 536.0305 | 428.7517
|  | 0.0044195 | 20.1969 | 5.3768 | 4078457.075 | 194271.1384 | 156601.5403 | 4293112.7105 | 4293112.7105 | 0.061334 | 0.062684 | 0.013133 | 0.010158 | 0.014343 | 0.022409 | 0.012285 | 0.020198 | 13.8781 | 14.1835 | 2.9716 | 2.2985 | 3.2454 | 2.7798 | 4.763% | 3.84% | 531.8854 | 428.7517
|  | 0.0044195 | 20.7481 | 5.3768 | 4078457.075 | 199573.0536 | 156601.5403 | 4293112.7105 | 4293112.7105 | 0.060573 | 0.062207 | 0.013158 | 0.010189 | 0.014477 | 0.02255 | 0.012291 | 0.020278 | 13.7059 | 14.0755 | 2.9773 | 2.3054 | 3.2757 | 2.7811 | 4.893% | 3.84% | 546.4012 | 428.7517
|  | 0.0044195 | 20.0788 | 5.3973 | 4078457.075 | 193135.1511 | 157198.6114 | 4293112.7105 | 4293112.7105 | 0.061504 | 0.062745 | 0.013133 | 0.010158 | 0.014343 | 0.022409 | 0.012443 | 0.020496 | 13.9165 | 14.1974 | 2.9716 | 2.2985 | 3.2454 | 2.8156 | 4.735% | 3.854% | 528.7752 | 430.3863
|  | 0.0044195 | 20.0788 | 5.3973 | 4078457.075 | 193135.1511 | 157198.6114 | 4293112.7105 | 4293112.7105 | 0.061504 | 0.062745 | 0.013133 | 0.010158 | 0.014343 | 0.022409 | 0.012444 | 0.020496 | 13.9165 | 14.1974 | 2.9716 | 2.2985 | 3.2454 | 2.8156 | 4.735% | 3.854% | 528.7752 | 430.3863
|  | 0.0044195 | 20.5512 | 5.3654 | 4078457.075 | 197679.1002 | 156269.5106 | 4293112.7105 | 4293112.7105 | 0.060842 | 0.062402 | 0.013158 | 0.010189 | 0.014477 | 0.02255 | 0.012271 | 0.020239 | 13.7668 | 14.1196 | 2.9773 | 2.3054 | 3.2757 | 2.7765 | 4.847% | 3.832% | 541.2159 | 427.8426
|  | 0.0044195 | 20.1969 | 5.3973 | 4078457.075 | 194271.1384 | 157198.6114 | 4293112.7105 | 4293112.7105 | 0.061344 | 0.062649 | 0.013177 | 0.010212 | 0.014579 | 0.022659 | 0.012268 | 0.020286 | 13.8804 | 14.1755 | 2.9816 | 2.3106 | 3.2988 | 2.7758 | 4.763% | 3.854% | 531.8854 | 430.3863
|  | 0.0044195 | 20.3543 | 5.3806 | 4078457.075 | 195785.1468 | 156712.2169 | 4293112.7105 | 4293112.7105 | 0.061117 | 0.062541 | 0.013158 | 0.010189 | 0.014477 | 0.02255 | 0.012303 | 0.0203 | 13.8289 | 14.1511 | 2.9773 | 2.3054 | 3.2757 | 2.7837 | 4.8% | 3.842% | 536.0305 | 429.0547
|  | 0.0044195 | 20.0394 | 5.3806 | 4078457.075 | 192756.1681 | 156712.2169 | 4293112.7105 | 4293112.7105 | 0.061561 | 0.062818 | 0.013133 | 0.010158 | 0.014343 | 0.022409 | 0.012361 | 0.020341 | 13.9294 | 14.2139 | 2.9716 | 2.2985 | 3.2454 | 2.7969 | 4.726% | 3.842% | 527.7376 | 429.0547
|  | 0.0044195 | 20.2757 | 5.3806 | 4078457.075 | 195029.1045 | 156712.2169 | 4293112.7105 | 4293112.7105 | 0.061228 | 0.062611 | 0.013158 | 0.010189 | 0.014477 | 0.02255 | 0.012414 | 0.02051 | 13.854 | 14.1669 | 2.9773 | 2.3054 | 3.2757 | 2.809 | 4.782% | 3.842% | 533.9606 | 429.0547
|  | 0.0044195 | 20.2755 | 5.3973 | 4078457.075 | 195027.1807 | 157198.6114 | 4293112.7105 | 4293112.7105 | 0.061222 | 0.062568 | 0.013133 | 0.010158 | 0.014343 | 0.022409 | 0.012472 | 0.020549 | 13.8527 | 14.1572 | 2.9716 | 2.2985 | 3.2454 | 2.822 | 4.782% | 3.854% | 533.9553 | 430.3863
|  | 0.0044195 | 20.2755 | 5.3973 | 4078457.075 | 195027.1807 | 157198.6114 | 4293112.7105 | 4293112.7105 | 0.061222 | 0.062568 | 0.013133 | 0.010158 | 0.014343 | 0.022409 | 0.012435 | 0.020481 | 13.8527 | 14.1572 | 2.9716 | 2.2985 | 3.2454 | 2.8137 | 4.782% | 3.854% | 533.9553 | 430.3863
|  | 0.0044195 | 20.2755 | 5.3973 | 4078457.075 | 195027.1807 | 157198.6114 | 4293112.7105 | 4293112.7105 | 0.061222 | 0.062568 | 0.013133 | 0.010158 | 0.014343 | 0.022409 | 0.012461 | 0.020529 | 13.8527 | 14.1572 | 2.9716 | 2.2985 | 3.2454 | 2.8195 | 4.782% | 3.854% | 533.9553 | 430.3863
|  | 0.0044195 | 20.2755 | 5.3973 | 4078457.075 | 195027.1807 | 157198.6114 | 4293112.7105 | 4293112.7105 | 0.061222 | 0.062568 | 0.013133 | 0.010158 | 0.014343 | 0.022409 | 0.012309 | 0.020243 | 13.8527 | 14.1572 | 2.9716 | 2.2985 | 3.2454 | 2.7852 | 4.782% | 3.854% | 533.9553 | 430.3863
|  | 0.0044195 | 20.2755 | 5.3973 | 4078457.075 | 195027.1807 | 157198.6114 | 4293112.7105 | 4293112.7105 | 0.061222 | 0.062568 | 0.013133 | 0.010158 | 0.014343 | 0.022409 | 0.012337 | 0.020296 | 13.8527 | 14.1572 | 2.9716 | 2.2985 | 3.2454 | 2.7915 | 4.782% | 3.854% | 533.9553 | 430.3863
|  | 0.0044195 | 20.2755 | 5.3973 | 4078457.075 | 195027.1807 | 157198.6114 | 4293112.7105 | 4293112.7105 | 0.061222 | 0.062568 | 0.013133 | 0.010158 | 0.014343 | 0.022409 | 0.012445 | 0.020499 | 13.8527 | 14.1572 | 2.9716 | 2.2985 | 3.2454 | 2.8159 | 4.782% | 3.854% | 533.9553 | 430.3863
|  | 0.0044195 | 20.2755 | 5.3973 | 4078457.075 | 195027.1807 | 157198.6114 | 4293112.7105 | 4293112.7105 | 0.061222 | 0.062568 | 0.013133 | 0.010158 | 0.014343 | 0.022409 | 0.012451 | 0.020511 | 13.8527 | 14.1572 | 2.9716 | 2.2985 | 3.2454 | 2.8173 | 4.782% | 3.854% | 533.9553 | 430.3863
|  | 0.0044195 | 20.2755 | 5.3973 | 4078457.075 | 195027.1807 | 157198.6114 | 4293112.7105 | 4293112.7105 | 0.061222 | 0.062568 | 0.013133 | 0.010158 | 0.014343 | 0.022409 | 0.012362 | 0.020342 | 13.8527 | 14.1572 | 2.9716 | 2.2985 | 3.2454 | 2.7971 | 4.782% | 3.854% | 533.9553 | 430.3863
|  | 0.0044195 | 20.2755 | 5.3973 | 4078457.075 | 195027.1807 | 157198.6114 | 4293112.7105 | 4293112.7105 | 0.061222 | 0.062568 | 0.013133 | 0.010158 | 0.014343 | 0.022409 | 0.012357 | 0.020334 | 13.8527 | 14.1572 | 2.9716 | 2.2985 | 3.2454 | 2.7961 | 4.782% | 3.854% | 533.9553 | 430.3863
|  | 0.0044195 | 20.2755 | 5.3973 | 4078457.075 | 195027.1807 | 157198.6114 | 4293112.7105 | 4293112.7105 | 0.061222 | 0.062568 | 0.013133 | 0.010158 | 0.014343 | 0.022409 | 0.012484 | 0.020572 | 13.8527 | 14.1572 | 2.9716 | 2.2985 | 3.2454 | 2.8247 | 4.782% | 3.854% | 533.9553 | 430.3863
|  | 0.0044195 | 20.2755 | 5.3973 | 4078457.075 | 195027.1807 | 157198.6114 | 4293112.7105 | 4293112.7105 | 0.061222 | 0.062568 | 0.013133 | 0.010158 | 0.014343 | 0.022409 | 0.01222 | 0.020076 | 13.8527 | 14.1572 | 2.9716 | 2.2985 | 3.2454 | 2.7651 | 4.782% | 3.854% | 533.9553 | 430.3863
|  | 0.0044195 | 20.2755 | 5.3973 | 4078457.075 | 195027.1807 | 157198.6114 | 4293112.7105 | 4293112.7105 | 0.061222 | 0.062568 | 0.013133 | 0.010158 | 0.014343 | 0.022409 | 0.012477 | 0.02056 | 13.8527 | 14.1572 | 2.9716 | 2.2985 | 3.2454 | 2.8232 | 4.782% | 3.854% | 533.9553 | 430.3863
|  | 0.0044195 | 20.2755 | 5.3973 | 4078457.075 | 195027.1807 | 157198.6114 | 4293112.7105 | 4293112.7105 | 0.061222 | 0.062568 | 0.013133 | 0.010158 | 0.014343 | 0.022409 | 0.012475 | 0.020556 | 13.8527 | 14.1572 | 2.9716 | 2.2985 | 3.2454 | 2.8227 | 4.782% | 3.854% | 533.9553 | 430.3863
|  | 0.0044195 | 20.2755 | 5.3973 | 4078457.075 | 195027.1807 | 157198.6114 | 4293112.7105 | 4293112.7105 | 0.061222 | 0.062568 | 0.013133 | 0.010158 | 0.014343 | 0.022409 | 0.012415 | 0.020442 | 13.8527 | 14.1572 | 2.9716 | 2.2985 | 3.2454 | 2.809 | 4.782% | 3.854% | 533.9553 | 430.3863
|  | 0.0044195 | 20.2755 | 5.3973 | 4078457.075 | 195027.1807 | 157198.6114 | 4293112.7105 | 4293112.7105 | 0.061222 | 0.062568 | 0.013133 | 0.010158 | 0.014343 | 0.022409 | 0.01227 | 0.02017 | 13.8527 | 14.1572 | 2.9716 | 2.2985 | 3.2454 | 2.7764 | 4.782% | 3.854% | 533.9553 | 430.3863
|  | 0.0044195 | 20.2755 | 5.3973 | 4078457.075 | 195027.1807 | 157198.6114 | 4293112.7105 | 4293112.7105 | 0.061222 | 0.062568 | 0.013133 | 0.010158 | 0.014343 | 0.022409 | 0.012423 | 0.020458 | 13.8527 | 14.1572 | 2.9716 | 2.2985 | 3.2454 | 2.811 | 4.782% | 3.854% | 533.9553 | 430.3863
|  | 0.0044195 | 20.2755 | 5.3973 | 4078457.075 | 195027.1807 | 157198.6114 | 4293112.7105 | 4293112.7105 | 0.061222 | 0.062568 | 0.013133 | 0.010158 | 0.014343 | 0.022409 | 0.012465 | 0.020536 | 13.8527 | 14.1572 | 2.9716 | 2.2985 | 3.2454 | 2.8203 | 4.782% | 3.854% | 533.9553 | 430.3863
|  | 0.0044195 | 20.2755 | 5.3973 | 4078457.075 | 195027.1807 | 157198.6114 | 4293112.7105 | 4293112.7105 | 0.061222 | 0.062568 | 0.013133 | 0.010158 | 0.014343 | 0.022409 | 0.012391 | 0.020398 | 13.8527 | 14.1572 | 2.9716 | 2.2985 | 3.2454 | 2.8038 | 4.782% | 3.854% | 533.9553 | 430.3863
|  | 0.0044195 | 20.2755 | 5.3973 | 4078457.075 | 195027.1807 | 157198.6114 | 4293112.7105 | 4293112.7105 | 0.061222 | 0.062568 | 0.013133 | 0.010158 | 0.014343 | 0.022409 | 0.012266 | 0.020163 | 13.8527 | 14.1572 | 2.9716 | 2.2985 | 3.2454 | 2.7755 | 4.782% | 3.854% | 533.9553 | 430.3863
|  | 0.0044195 | 20.2755 | 5.3973 | 4078457.075 | 195027.1807 | 157198.6114 | 4293112.7105 | 4293112.7105 | 0.061222 | 0.062568 | 0.013133 | 0.010158 | 0.014343 | 0.022409 | 0.012457 | 0.020521 | 13.8527 | 14.1572 | 2.9716 | 2.2985 | 3.2454 | 2.8185 | 4.782% | 3.854% | 533.9553 | 430.3863
|  | 0.0044195 | 20.0788 | 5.3973 | 4078457.075 | 193135.1511 | 157198.6114 | 4293112.7105 | 4293112.7105 | 0.061504 | 0.062745 | 0.013133 | 0.010158 | 0.014343 | 0.022409 | 0.012179 | 0.019998 | 13.9165 | 14.1974 | 2.9716 | 2.2985 | 3.2454 | 2.7558 | 4.735% | 3.854% | 528.7752 | 430.3863
|  | 0.0044195 | 20.2363 | 5.3973 | 4078457.075 | 194650.1214 | 157198.6114 | 4293112.7105 | 4293112.7105 | 0.061278 | 0.062603 | 0.013133 | 0.010158 | 0.014343 | 0.022409 | 0.012326 | 0.020275 | 13.8653 | 14.1652 | 2.9716 | 2.2985 | 3.2454 | 2.789 | 4.773% | 3.854% | 532.923 | 430.3863
|  | 0.0044195 | 20.1182 | 5.3973 | 4078457.075 | 193514.1342 | 157198.6114 | 4293112.7105 | 4293112.7105 | 0.061457 | 0.06272 | 0.013177 | 0.010212 | 0.014579 | 0.022659 | 0.012269 | 0.02029 | 13.9059 | 14.1916 | 2.9816 | 2.3106 | 3.2988 | 2.7762 | 4.745% | 3.854% | 529.8128 | 430.3863
|  | 0.0044195 | 20.1969 | 5.3768 | 4078457.075 | 194271.1384 | 156601.5403 | 4293112.7105 | 4293112.7105 | 0.061334 | 0.062684 | 0.013133 | 0.010158 | 0.014343 | 0.022409 | 0.012299 | 0.020223 | 13.8781 | 14.1835 | 2.9716 | 2.2985 | 3.2454 | 2.7828 | 4.763% | 3.84% | 531.8854 | 428.7517
|  | 0.0044195 | 20.3937 | 5.3768 | 4078457.075 | 196164.1299 | 156601.5403 | 4293112.7105 | 4293112.7105 | 0.061056 | 0.062508 | 0.013133 | 0.010158 | 0.014343 | 0.022409 | 0.012409 | 0.020431 | 13.815 | 14.1438 | 2.9716 | 2.2985 | 3.2454 | 2.8077 | 4.81% | 3.84% | 537.0681 | 428.7517
|  | 0.0044195 | 20.1969 | 5.3768 | 4078457.075 | 194271.1384 | 156601.5403 | 4293112.7105 | 4293112.7105 | 0.061344 | 0.062694 | 0.013177 | 0.010212 | 0.014579 | 0.022659 | 0.01233 | 0.020403 | 13.8804 | 14.1858 | 2.9816 | 2.3106 | 3.2988 | 2.7898 | 4.763% | 3.84% | 531.8854 | 428.7517
|  | 0.0041275 | 18.1891 | 5.4273 | 4078457.075 | 174958.3928 | 158072.3739 | 4293112.7105 | 4293112.7105 | 0.064833 | 0.064894 | 0.013519 | 0.010564 | 0.015206 | 0.023299 | 0.012379 | 0.020375 | 15.7077 | 15.7224 | 3.2755 | 2.5593 | 3.6839 | 2.9991 | 4.29% | 3.876% | 479.01 | 432.7786
|  | 0.0041275 | 18.0709 | 5.4791 | 4078457.075 | 173821.4436 | 159581.0705 | 4293112.7105 | 4293112.7105 | 0.065043 | 0.064914 | 0.013519 | 0.010564 | 0.015206 | 0.023299 | 0.012505 | 0.020612 | 15.7584 | 15.7271 | 3.2755 | 2.5593 | 3.6839 | 3.0297 | 4.262% | 3.913% | 475.8972 | 436.9092
|  | 0.0041275 | 17.9527 | 5.3909 | 4078457.075 | 172684.4945 | 157012.2087 | 4293112.7105 | 4293112.7105 | 0.065255 | 0.06524 | 0.013519 | 0.010564 | 0.015206 | 0.023299 | 0.012516 | 0.020633 | 15.8099 | 15.8063 | 3.2755 | 2.5593 | 3.6839 | 3.0324 | 4.234% | 3.85% | 472.7844 | 429.876
|  | 0.0041275 | 18.1891 | 5.4273 | 4078457.075 | 174958.3928 | 158072.3739 | 4293112.7105 | 4293112.7105 | 0.064833 | 0.064894 | 0.013519 | 0.010564 | 0.015206 | 0.023299 | 0.012523 | 0.020645 | 15.7077 | 15.7224 | 3.2755 | 2.5593 | 3.6839 | 3.034 | 4.29% | 3.876% | 479.01 | 432.7786
|  | 0.0041275 | 18.0315 | 5.4791 | 4078457.075 | 173442.4606 | 159581.0705 | 4293112.7105 | 4293112.7105 | 0.065113 | 0.064958 | 0.013519 | 0.010564 | 0.015206 | 0.023299 | 0.012337 | 0.020296 | 15.7755 | 15.7379 | 3.2755 | 2.5593 | 3.6839 | 2.989 | 4.253% | 3.913% | 474.8596 | 436.9092
|  | 0.0041275 | 17.9527 | 5.4791 | 4078457.075 | 172684.4945 | 159581.0705 | 4293112.7105 | 4293112.7105 | 0.065255 | 0.065047 | 0.013519 | 0.010564 | 0.015206 | 0.023299 | 0.012201 | 0.020039 | 15.8099 | 15.7595 | 3.2755 | 2.5593 | 3.6839 | 2.956 | 4.234% | 3.913% | 472.7844 | 436.9092
|  | 0.0041275 | 17.7952 | 5.4791 | 4078457.075 | 171169.5241 | 159581.0705 | 4293112.7105 | 4293112.7105 | 0.065543 | 0.065229 | 0.013519 | 0.010564 | 0.015206 | 0.023299 | 0.0122 | 0.020038 | 15.8795 | 15.8034 | 3.2755 | 2.5593 | 3.6839 | 2.9558 | 4.197% | 3.913% | 468.6366 | 436.9092
|  | 0.0041275 | 17.9527 | 5.3909 | 4078457.075 | 172684.4945 | 157012.2087 | 4293112.7105 | 4293112.7105 | 0.065255 | 0.06524 | 0.013519 | 0.010564 | 0.015206 | 0.023299 | 0.012389 | 0.020394 | 15.8099 | 15.8063 | 3.2755 | 2.5593 | 3.6839 | 3.0016 | 4.234% | 3.85% | 472.7844 | 429.876
|  | 0.010408 | 17.7558 | 4.5564 | 4078457.075 | 170790.5411 | 132707.0485 | 4293112.7105 | 4293112.7105 | 0.059341 | 0.061387 | 0.0072641 | 0.004313 | 0.0090565 | 0.017158 | 0.0061417 | 0.014242 | 5.7018 | 5.8983 | 0.69796 | 0.41441 | 0.87019 | 0.59012 | 4.188% | 3.254% | 467.599 | 363.3321 | 0.010408 | 0.010408
|  | 0.0055275 | 15.8661 | 4.976 | 4078457.075 | 152613.7827 | 144928.0733 | 4293112.7105 | 4293112.7105 | 0.068133 | 0.067539 | 0.012155 | 0.0092066 | 0.013997 | 0.022102 | 0.010844 | 0.018819 | 12.3261 | 12.2187 | 2.1991 | 1.6656 | 2.5322 | 1.9619 | 3.742% | 3.554% | 417.8338 | 396.7914
|  | 0.0055275 | 15.8662 | 4.8488 | 4078457.075 | 152614.7446 | 141223.3203 | 4293112.7105 | 4293112.7105 | 0.068136 | 0.067883 | 0.01217 | 0.0092238 | 0.014073 | 0.022183 | 0.010938 | 0.019035 | 12.3267 | 12.2809 | 2.2017 | 1.6687 | 2.546 | 1.9789 | 3.742% | 3.463% | 417.8364 | 386.6484
|  | 0.0055275 | 16.063 | 4.976 | 4078457.075 | 154507.7361 | 144928.0733 | 4293112.7105 | 4293112.7105 | 0.067686 | 0.067258 | 0.012169 | 0.0092225 | 0.014068 | 0.022177 | 0.010927 | 0.019012 | 12.2452 | 12.1679 | 2.2015 | 1.6685 | 2.545 | 1.9769 | 3.788% | 3.554% | 423.0191 | 396.7914
|  | 0.0055275 | 15.7481 | 4.976 | 4078457.075 | 151478.7574 | 144928.0733 | 4293112.7105 | 4293112.7105 | 0.068411 | 0.067715 | 0.012169 | 0.0092225 | 0.014068 | 0.022177 | 0.010989 | 0.019127 | 12.3765 | 12.2507 | 2.2015 | 1.6685 | 2.545 | 1.988 | 3.714% | 3.554% | 414.7262 | 396.7914
|  | 0.0055275 | 15.8661 | 4.976 | 4078457.075 | 152613.7827 | 144928.0733 | 4293112.7105 | 4293112.7105 | 0.068134 | 0.06754 | 0.012162 | 0.0092147 | 0.014033 | 0.02214 | 0.011008 | 0.019147 | 12.3264 | 12.219 | 2.2003 | 1.6671 | 2.5388 | 1.9916 | 3.742% | 3.554% | 417.8338 | 396.7914
|  | 0.0055275 | 15.9448 | 4.976 | 4078457.075 | 153370.787 | 144928.0733 | 4293112.7105 | 4293112.7105 | 0.067953 | 0.067426 | 0.012162 | 0.0092147 | 0.014033 | 0.02214 | 0.010962 | 0.019059 | 12.2936 | 12.1983 | 2.2003 | 1.6671 | 2.5388 | 1.9832 | 3.761% | 3.554% | 419.9063 | 396.7914
|  | 0.0055275 | 15.7875 | 4.976 | 4078457.075 | 151857.7404 | 144928.0733 | 4293112.7105 | 4293112.7105 | 0.068317 | 0.067656 | 0.012162 | 0.0092147 | 0.014033 | 0.02214 | 0.010889 | 0.018921 | 12.3595 | 12.2398 | 2.2003 | 1.6671 | 2.5388 | 1.9699 | 3.723% | 3.554% | 415.7638 | 396.7914
|  | 0.0055275 | 16.3386 | 4.976 | 4078457.075 | 157158.6937 | 144928.0733 | 4293112.7105 | 4293112.7105 | 0.067074 | 0.066872 | 0.012169 | 0.0092225 | 0.014068 | 0.022177 | 0.010933 | 0.019023 | 12.1345 | 12.0981 | 2.2015 | 1.6685 | 2.545 | 1.9779 | 3.853% | 3.554% | 430.2771 | 396.7914
|  | 0.0055275 | 15.9055 | 4.976 | 4078457.075 | 152992.7658 | 144928.0733 | 4293112.7105 | 4293112.7105 | 0.068042 | 0.067482 | 0.012155 | 0.0092066 | 0.013997 | 0.022102 | 0.011002 | 0.019116 | 12.3097 | 12.2083 | 2.1991 | 1.6656 | 2.5322 | 1.9904 | 3.751% | 3.554% | 418.8714 | 396.7914
|  | 0.0055275 | 15.9054 | 4.976 | 4078457.075 | 152991.8039 | 144928.0733 | 4293112.7105 | 4293112.7105 | 0.068042 | 0.067482 | 0.012155 | 0.0092066 | 0.013997 | 0.022102 | 0.011012 | 0.019135 | 12.3097 | 12.2084 | 2.1991 | 1.6656 | 2.5322 | 1.9922 | 3.751% | 3.554% | 418.8687 | 396.7914
|  | 0.0055275 | 16.063 | 4.976 | 4078457.075 | 154507.7361 | 144928.0733 | 4293112.7105 | 4293112.7105 | 0.067686 | 0.067258 | 0.01217 | 0.0092238 | 0.014073 | 0.022183 | 0.010839 | 0.018848 | 12.2453 | 12.168 | 2.2017 | 1.6687 | 2.546 | 1.9609 | 3.788% | 3.554% | 423.0191 | 396.7914
|  | 0.0055275 | 16.2992 | 4.976 | 4078457.075 | 156779.7107 | 144928.0733 | 4293112.7105 | 4293112.7105 | 0.06716 | 0.066927 | 0.012169 | 0.0092225 | 0.014068 | 0.022177 | 0.010832 | 0.018833 | 12.1501 | 12.1079 | 2.2015 | 1.6685 | 2.545 | 1.9597 | 3.844% | 3.554% | 429.2395 | 396.7914
|  | 0.0055275 | 15.8661 | 4.976 | 4078457.075 | 152613.7827 | 144928.0733 | 4293112.7105 | 4293112.7105 | 0.068133 | 0.067539 | 0.012155 | 0.0092066 | 0.013997 | 0.022102 | 0.01098 | 0.019074 | 12.3261 | 12.2187 | 2.1991 | 1.6656 | 2.5322 | 1.9863 | 3.742% | 3.554% | 417.8338 | 396.7914
|  | 0.0055275 | 15.9055 | 4.976 | 4078457.075 | 152992.7658 | 144928.0733 | 4293112.7105 | 4293112.7105 | 0.068042 | 0.067482 | 0.012155 | 0.0092066 | 0.013997 | 0.022102 | 0.010946 | 0.019011 | 12.3097 | 12.2083 | 2.1991 | 1.6656 | 2.5322 | 1.9803 | 3.751% | 3.554% | 418.8714 | 396.7914
|  | 0.0055275 | 15.7481 | 4.976 | 4078457.075 | 151478.7574 | 144928.0733 | 4293112.7105 | 4293112.7105 | 0.068411 | 0.067715 | 0.012169 | 0.0092225 | 0.014068 | 0.022177 | 0.010944 | 0.019044 | 12.3765 | 12.2507 | 2.2015 | 1.6685 | 2.545 | 1.98 | 3.714% | 3.554% | 414.7262 | 396.7914
|  | 0.0055275 | 15.9055 | 4.976 | 4078457.075 | 152992.7658 | 144928.0733 | 4293112.7105 | 4293112.7105 | 0.068042 | 0.067482 | 0.012155 | 0.0092066 | 0.013997 | 0.022102 | 0.01094 | 0.019 | 12.3097 | 12.2083 | 2.1991 | 1.6656 | 2.5322 | 1.9793 | 3.751% | 3.554% | 418.8714 | 396.7914
|  | 0.0055275 | 15.9055 | 4.976 | 4078457.075 | 152992.7658 | 144928.0733 | 4293112.7105 | 4293112.7105 | 0.068042 | 0.067482 | 0.012155 | 0.0092066 | 0.013997 | 0.022102 | 0.011034 | 0.019177 | 12.3097 | 12.2083 | 2.1991 | 1.6656 | 2.5322 | 1.9963 | 3.751% | 3.554% | 418.8714 | 396.7914
|  | 0.0055275 | 15.8661 | 4.976 | 4078457.075 | 152613.7827 | 144928.0733 | 4293112.7105 | 4293112.7105 | 0.068133 | 0.067539 | 0.012155 | 0.0092066 | 0.013997 | 0.022102 | 0.010938 | 0.018996 | 12.3261 | 12.2187 | 2.1991 | 1.6656 | 2.5322 | 1.9789 | 3.742% | 3.554% | 417.8338 | 396.7914
|  | 0.0055275 | 15.9055 | 4.8488 | 4078457.075 | 152992.7658 | 141223.3203 | 4293112.7105 | 4293112.7105 | 0.068042 | 0.067822 | 0.012155 | 0.0092066 | 0.013997 | 0.022102 | 0.010897 | 0.018919 | 12.3097 | 12.2699 | 2.1991 | 1.6656 | 2.5322 | 1.9715 | 3.751% | 3.463% | 418.8714 | 386.6484
|  | 0.0055275 | 15.9449 | 4.8488 | 4078457.075 | 153371.7489 | 141223.3203 | 4293112.7105 | 4293112.7105 | 0.067951 | 0.067765 | 0.012155 | 0.0092066 | 0.013997 | 0.022102 | 0.011032 | 0.019172 | 12.2933 | 12.2596 | 2.1991 | 1.6656 | 2.5322 | 1.9958 | 3.761% | 3.463% | 419.909 | 386.6484
|  | 0.0055275 | 15.9055 | 4.976 | 4078457.075 | 152992.7658 | 144928.0733 | 4293112.7105 | 4293112.7105 | 0.068042 | 0.067482 | 0.012155 | 0.0092066 | 0.013997 | 0.022102 | 0.010672 | 0.018495 | 12.3097 | 12.2083 | 2.1991 | 1.6656 | 2.5322 | 1.9308 | 3.751% | 3.554% | 418.8714 | 396.7914
|  | 0.0055275 | 16.2992 | 4.976 | 4078457.075 | 156779.7107 | 144928.0733 | 4293112.7105 | 4293112.7105 | 0.06716 | 0.066927 | 0.012169 | 0.0092225 | 0.014068 | 0.022177 | 0.010995 | 0.019139 | 12.1501 | 12.1079 | 2.2015 | 1.6685 | 2.545 | 1.9892 | 3.844% | 3.554% | 429.2395 | 396.7914
|  | 0.0034815 | 20.2755 | 4.8923 | 4078457.075 | 195027.1807 | 142490.276 | 4293112.7105 | 4293112.7105 | 0.062195 | 0.064776 | 0.014223 | 0.011278 | 0.016157 | 0.024268 | 0.012962 | 0.021059 | 17.8645 | 18.6058 | 4.0852 | 3.2394 | 4.6407 | 3.7231 | 4.782% | 3.494% | 533.9553 | 390.1171
|  | 0.0034815 | 20.5511 | 4.7858 | 4078457.075 | 197678.1383 | 139388.4191 | 4293112.7105 | 4293112.7105 | 0.061808 | 0.064825 | 0.014215 | 0.011268 | 0.016114 | 0.024223 | 0.013 | 0.021108 | 17.7533 | 18.6198 | 4.0829 | 3.2367 | 4.6283 | 3.734 | 4.847% | 3.418% | 541.2132 | 381.6247
|  | 0.0034815 | 20.3542 | 4.754 | 4078457.075 | 195784.1849 | 138462.2308 | 4293112.7105 | 4293112.7105 | 0.062082 | 0.065088 | 0.014215 | 0.011268 | 0.016114 | 0.024223 | 0.01299 | 0.021089 | 17.8321 | 18.6954 | 4.0829 | 3.2367 | 4.6283 | 3.7311 | 4.8% | 3.395% | 536.0279 | 379.0889
|  | 0.0034815 | 20.4331 | 4.754 | 4078457.075 | 196543.1129 | 138462.2308 | 4293112.7105 | 4293112.7105 | 0.061972 | 0.065019 | 0.014218 | 0.011272 | 0.01613 | 0.02424 | 0.012903 | 0.020933 | 17.8005 | 18.6756 | 4.0838 | 3.2377 | 4.633 | 3.7061 | 4.819% | 3.395% | 538.1057 | 379.0889
|  | 0.0034815 | 20.3542 | 4.754 | 4078457.075 | 195784.1849 | 138462.2308 | 4293112.7105 | 4293112.7105 | 0.062082 | 0.065088 | 0.014215 | 0.011268 | 0.016114 | 0.024223 | 0.012843 | 0.020813 | 17.8321 | 18.6954 | 4.0829 | 3.2367 | 4.6283 | 3.689 | 4.8% | 3.395% | 536.0279 | 379.0889
|  | 0.0034815 | 20.4724 | 4.754 | 4078457.075 | 196921.1341 | 138462.2308 | 4293112.7105 | 4293112.7105 | 0.061917 | 0.064984 | 0.014215 | 0.011268 | 0.016114 | 0.024223 | 0.012933 | 0.020981 | 17.7846 | 18.6655 | 4.0829 | 3.2367 | 4.6283 | 3.7147 | 4.828% | 3.395% | 539.1407 | 379.0889
|  | 0.002611 | 19.9605 | 4.5648 | 4078457.075 | 191997.2401 | 132951.702 | 4293112.7105 | 4293112.7105 | 0.063518 | 0.066878 | 0.015085 | 0.012139 | 0.016984 | 0.025093 | 0.013893 | 0.022021 | 24.3269 | 25.6138 | 5.7776 | 4.6492 | 6.5048 | 5.321 | 4.708% | 3.26% | 525.6598 | 364.0019
|  | 0.002611 | 19.8819 | 4.5648 | 4078457.075 | 191241.1977 | 132951.702 | 4293112.7105 | 4293112.7105 | 0.063633 | 0.06695 | 0.015085 | 0.012139 | 0.016984 | 0.025093 | 0.013788 | 0.021823 | 24.3712 | 25.6416 | 5.7776 | 4.6492 | 6.5048 | 5.2807 | 4.689% | 3.26% | 523.5899 | 364.0019
|  | 0.0047975 | 26.4173 | 6.7927 | 4078457.075 | 254104.2905 | 197840.2178 | 4293112.7105 | 4293112.7105 | 0.054175 | 0.055533 | 0.012819 | 0.0098572 | 0.014263 | 0.022349 | 0.011761 | 0.019719 | 11.2923 | 11.5754 | 2.672 | 2.0547 | 2.973 | 2.4514 | 6.23% | 4.851% | 695.6996 | 541.657
|  | 0.0047975 | 26.3779 | 6.7927 | 4078457.075 | 253725.3074 | 197840.2178 | 4293112.7105 | 4293112.7105 | 0.054193 | 0.055539 | 0.012756 | 0.0097819 | 0.013928 | 0.021995 | 0.012105 | 0.020196 | 11.2961 | 11.5767 | 2.6589 | 2.039 | 2.9033 | 2.5231 | 6.221% | 4.851% | 694.662 | 541.657
|  | 0.0047975 | 26.3779 | 6.7927 | 4078457.075 | 253725.3074 | 197840.2178 | 4293112.7105 | 4293112.7105 | 0.054193 | 0.055539 | 0.012756 | 0.0097819 | 0.013928 | 0.021995 | 0.01207 | 0.02013 | 11.2961 | 11.5767 | 2.6589 | 2.039 | 2.9033 | 2.5159 | 6.221% | 4.851% | 694.662 | 541.657
|  | 0.0047975 | 26.3779 | 6.7927 | 4078457.075 | 253725.3074 | 197840.2178 | 4293112.7105 | 4293112.7105 | 0.054193 | 0.055539 | 0.012756 | 0.0097819 | 0.013928 | 0.021995 | 0.012048 | 0.020088 | 11.2961 | 11.5767 | 2.6589 | 2.039 | 2.9033 | 2.5113 | 6.221% | 4.851% | 694.662 | 541.657
|  | 0.0047975 | 26.5355 | 6.7927 | 4078457.075 | 255241.2396 | 197840.2178 | 4293112.7105 | 4293112.7105 | 0.054077 | 0.055471 | 0.012819 | 0.0098572 | 0.014263 | 0.022349 | 0.011649 | 0.019509 | 11.2718 | 11.5625 | 2.672 | 2.0547 | 2.973 | 2.4282 | 6.258% | 4.851% | 698.8124 | 541.657
|  | 0.00573 | 26.6537 | 6.868 | 4078457.075 | 256378.1888 | 200033.3617 | 4293112.7105 | 4293112.7105 | 0.053047 | 0.054373 | 0.011887 | 0.0089258 | 0.013335 | 0.021422 | 0.01094 | 0.019 | 9.2577 | 9.4892 | 2.0746 | 1.5577 | 2.3273 | 1.9093 | 6.286% | 4.905% | 701.9252 | 547.6615
|  | 0.004537 | 19.9606 | 6.8659 | 4078457.075 | 191998.2019 | 199972.1983 | 4293112.7105 | 4293112.7105 | 0.06155 | 0.060167 | 0.012978 | 0.0099962 | 0.013983 | 0.022038 | 0.012392 | 0.020401 | 13.5661 | 13.2614 | 2.8605 | 2.2033 | 3.0821 | 2.7313 | 4.708% | 4.903% | 525.6624 | 547.494
|  | 0.004537 | 19.9606 | 6.8659 | 4078457.075 | 191998.2019 | 199972.1983 | 4293112.7105 | 4293112.7105 | 0.06155 | 0.060167 | 0.012978 | 0.0099962 | 0.013983 | 0.022038 | 0.012412 | 0.020439 | 13.5661 | 13.2614 | 2.8605 | 2.2033 | 3.0821 | 2.7357 | 4.708% | 4.903% | 525.6624 | 547.494
|  | 0.004537 | 19.9606 | 6.8659 | 4078457.075 | 191998.2019 | 199972.1983 | 4293112.7105 | 4293112.7105 | 0.06155 | 0.060167 | 0.012978 | 0.0099962 | 0.013983 | 0.022038 | 0.012407 | 0.020429 | 13.5661 | 13.2614 | 2.8605 | 2.2033 | 3.0821 | 2.7345 | 4.708% | 4.903% | 525.6624 | 547.494
|  | 0.004537 | 19.9606 | 6.8659 | 4078457.075 | 191998.2019 | 199972.1983 | 4293112.7105 | 4293112.7105 | 0.06155 | 0.060167 | 0.012978 | 0.0099962 | 0.013983 | 0.022038 | 0.01236 | 0.020342 | 13.5661 | 13.2614 | 2.8605 | 2.2033 | 3.0821 | 2.7243 | 4.708% | 4.903% | 525.6624 | 547.494
|  | 0.004537 | 19.9606 | 6.8659 | 4078457.075 | 191998.2019 | 199972.1983 | 4293112.7105 | 4293112.7105 | 0.06155 | 0.060167 | 0.012978 | 0.0099962 | 0.013983 | 0.022038 | 0.012295 | 0.020218 | 13.5661 | 13.2614 | 2.8605 | 2.2033 | 3.0821 | 2.7099 | 4.708% | 4.903% | 525.6624 | 547.494
|  | 0.004537 | 20.0394 | 6.8659 | 4078457.075 | 192756.1681 | 199972.1983 | 4293112.7105 | 4293112.7105 | 0.061435 | 0.060095 | 0.012978 | 0.0099962 | 0.013983 | 0.022038 | 0.012337 | 0.020298 | 13.5408 | 13.2455 | 2.8605 | 2.2033 | 3.0821 | 2.7192 | 4.726% | 4.903% | 527.7376 | 547.494
|  | 0.004537 | 19.9606 | 6.8659 | 4078457.075 | 191998.2019 | 199972.1983 | 4293112.7105 | 4293112.7105 | 0.06155 | 0.060167 | 0.012978 | 0.0099962 | 0.013983 | 0.022038 | 0.012392 | 0.020401 | 13.5661 | 13.2614 | 2.8605 | 2.2033 | 3.0821 | 2.7313 | 4.708% | 4.903% | 525.6624 | 547.494
|  | 0.004537 | 19.9606 | 6.8659 | 4078457.075 | 191998.2019 | 199972.1983 | 4293112.7105 | 4293112.7105 | 0.06155 | 0.060167 | 0.012978 | 0.0099962 | 0.013983 | 0.022038 | 0.012376 | 0.020371 | 13.5661 | 13.2614 | 2.8605 | 2.2033 | 3.0821 | 2.7278 | 4.708% | 4.903% | 525.6624 | 547.494
|  | 0.004537 | 19.9606 | 6.8009 | 4078457.075 | 191998.2019 | 198079.0462 | 4293112.7105 | 4293112.7105 | 0.06155 | 0.060257 | 0.012978 | 0.0099962 | 0.013983 | 0.022038 | 0.012264 | 0.020161 | 13.5661 | 13.2813 | 2.8605 | 2.2033 | 3.0821 | 2.7032 | 4.708% | 4.857% | 525.6624 | 542.3109
|  | 0.004537 | 20.0394 | 6.8659 | 4078457.075 | 192756.1681 | 199972.1983 | 4293112.7105 | 4293112.7105 | 0.061435 | 0.060095 | 0.012978 | 0.0099962 | 0.013983 | 0.022038 | 0.012311 | 0.020249 | 13.5408 | 13.2455 | 2.8605 | 2.2033 | 3.0821 | 2.7136 | 4.726% | 4.903% | 527.7376 | 547.494
|  | 0.004537 | 20.0394 | 6.8659 | 4078457.075 | 192756.1681 | 199972.1983 | 4293112.7105 | 4293112.7105 | 0.061435 | 0.060095 | 0.012978 | 0.0099962 | 0.013983 | 0.022038 | 0.012412 | 0.020438 | 13.5408 | 13.2455 | 2.8605 | 2.2033 | 3.0821 | 2.7357 | 4.726% | 4.903% | 527.7376 | 547.494
|  | 0.004537 | 20 | 6.8009 | 4078457.075 | 192377.185 | 198079.0462 | 4293112.7105 | 4293112.7105 | 0.061492 | 0.060221 | 0.012978 | 0.0099962 | 0.013983 | 0.022038 | 0.012391 | 0.020399 | 13.5535 | 13.2733 | 2.8605 | 2.2033 | 3.0821 | 2.7311 | 4.717% | 4.857% | 526.7 | 542.3109
|  | 0.004537 | 20.0787 | 6.8659 | 4078457.075 | 193134.1892 | 199972.1983 | 4293112.7105 | 4293112.7105 | 0.061378 | 0.060059 | 0.012978 | 0.0099962 | 0.013983 | 0.022038 | 0.012401 | 0.020417 | 13.5283 | 13.2376 | 2.8605 | 2.2033 | 3.0821 | 2.7332 | 4.735% | 4.903% | 528.7726 | 547.494
|  | 0.004537 | 19.9606 | 6.8659 | 4078457.075 | 191998.2019 | 199972.1983 | 4293112.7105 | 4293112.7105 | 0.06155 | 0.060167 | 0.012978 | 0.0099962 | 0.013983 | 0.022038 | 0.012295 | 0.020218 | 13.5661 | 13.2614 | 2.8605 | 2.2033 | 3.0821 | 2.7099 | 4.708% | 4.903% | 525.6624 | 547.494
|  | 0.004537 | 20.1181 | 6.8009 | 4078457.075 | 193513.1723 | 198079.0462 | 4293112.7105 | 4293112.7105 | 0.061321 | 0.060113 | 0.012978 | 0.0099962 | 0.013983 | 0.022038 | 0.01233 | 0.020285 | 13.5157 | 13.2495 | 2.8605 | 2.2033 | 3.0821 | 2.7177 | 4.745% | 4.857% | 529.8102 | 542.3109
|  | 0.004537 | 20.0394 | 6.8659 | 4078457.075 | 192756.1681 | 199972.1983 | 4293112.7105 | 4293112.7105 | 0.061435 | 0.060095 | 0.012978 | 0.0099962 | 0.013983 | 0.022038 | 0.0123 | 0.020227 | 13.5408 | 13.2455 | 2.8605 | 2.2033 | 3.0821 | 2.711 | 4.726% | 4.903% | 527.7376 | 547.494
|  | 0.004537 | 20.0787 | 6.8659 | 4078457.075 | 193134.1892 | 199972.1983 | 4293112.7105 | 4293112.7105 | 0.061378 | 0.060059 | 0.012978 | 0.0099962 | 0.013983 | 0.022038 | 0.012406 | 0.020427 | 13.5283 | 13.2376 | 2.8605 | 2.2033 | 3.0821 | 2.7344 | 4.735% | 4.903% | 528.7726 | 547.494
|  | 0.004537 | 19.9606 | 6.8659 | 4078457.075 | 191998.2019 | 199972.1983 | 4293112.7105 | 4293112.7105 | 0.06155 | 0.060167 | 0.012978 | 0.0099962 | 0.013983 | 0.022038 | 0.012286 | 0.020201 | 13.5661 | 13.2614 | 2.8605 | 2.2033 | 3.0821 | 2.7079 | 4.708% | 4.903% | 525.6624 | 547.494
|  | 0.004537 | 19.9606 | 6.8659 | 4078457.075 | 191998.2019 | 199972.1983 | 4293112.7105 | 4293112.7105 | 0.06155 | 0.060167 | 0.012978 | 0.0099962 | 0.013983 | 0.022038 | 0.012393 | 0.020403 | 13.5661 | 13.2614 | 2.8605 | 2.2033 | 3.0821 | 2.7316 | 4.708% | 4.903% | 525.6624 | 547.494
|  | 0.004537 | 20.118 | 6.8009 | 4078457.075 | 193512.2104 | 198079.0462 | 4293112.7105 | 4293112.7105 | 0.061321 | 0.060113 | 0.012978 | 0.0099962 | 0.013983 | 0.022038 | 0.012379 | 0.020376 | 13.5158 | 13.2495 | 2.8605 | 2.2033 | 3.0821 | 2.7284 | 4.745% | 4.857% | 529.8076 | 542.3109
|  | 0.004537 | 20.1182 | 6.8009 | 4078457.075 | 193514.1342 | 198079.0462 | 4293112.7105 | 4293112.7105 | 0.061321 | 0.060113 | 0.012978 | 0.0099962 | 0.013983 | 0.022038 | 0.012386 | 0.02039 | 13.5157 | 13.2495 | 2.8605 | 2.2033 | 3.0821 | 2.73 | 4.745% | 4.857% | 529.8128 | 542.3109
|  | 0.004537 | 19.9606 | 6.8009 | 4078457.075 | 191998.2019 | 198079.0462 | 4293112.7105 | 4293112.7105 | 0.06155 | 0.060257 | 0.012978 | 0.0099962 | 0.013983 | 0.022038 | 0.012458 | 0.020525 | 13.5661 | 13.2813 | 2.8605 | 2.2033 | 3.0821 | 2.7458 | 4.708% | 4.857% | 525.6624 | 542.3109
|  | 0.004537 | 19.9606 | 6.8009 | 4078457.075 | 191998.2019 | 198079.0462 | 4293112.7105 | 4293112.7105 | 0.06155 | 0.060257 | 0.012978 | 0.0099962 | 0.013983 | 0.022038 | 0.012307 | 0.020242 | 13.5661 | 13.2813 | 2.8605 | 2.2033 | 3.0821 | 2.7127 | 4.708% | 4.857% | 525.6624 | 542.3109
|  | 0.004537 | 19.9606 | 6.8009 | 4078457.075 | 191998.2019 | 198079.0462 | 4293112.7105 | 4293112.7105 | 0.06155 | 0.060257 | 0.012978 | 0.0099962 | 0.013983 | 0.022038 | 0.01236 | 0.020341 | 13.5661 | 13.2813 | 2.8605 | 2.2033 | 3.0821 | 2.7243 | 4.708% | 4.857% | 525.6624 | 542.3109
|  | 0.004537 | 19.9606 | 6.8009 | 4078457.075 | 191998.2019 | 198079.0462 | 4293112.7105 | 4293112.7105 | 0.06155 | 0.060257 | 0.012978 | 0.0099962 | 0.013983 | 0.022038 | 0.012458 | 0.020526 | 13.5661 | 13.2813 | 2.8605 | 2.2033 | 3.0821 | 2.7459 | 4.708% | 4.857% | 525.6624 | 542.3109
|  | 0.004537 | 19.9606 | 6.8009 | 4078457.075 | 191998.2019 | 198079.0462 | 4293112.7105 | 4293112.7105 | 0.06155 | 0.060257 | 0.012978 | 0.0099962 | 0.013983 | 0.022038 | 0.012394 | 0.020404 | 13.5661 | 13.2813 | 2.8605 | 2.2033 | 3.0821 | 2.7317 | 4.708% | 4.857% | 525.6624 | 542.3109
|  | 0.004537 | 20.0787 | 6.8659 | 4078457.075 | 193134.1892 | 199972.1983 | 4293112.7105 | 4293112.7105 | 0.061378 | 0.060059 | 0.012978 | 0.0099962 | 0.013983 | 0.022038 | 0.012212 | 0.020062 | 13.5283 | 13.2376 | 2.8605 | 2.2033 | 3.0821 | 2.6916 | 4.735% | 4.903% | 528.7726 | 547.494
|  | 0.004537 | 20.118 | 6.8782 | 4078457.075 | 193512.2104 | 200330.4409 | 4293112.7105 | 4293112.7105 | 0.061321 | 0.060006 | 0.012978 | 0.0099962 | 0.013983 | 0.022038 | 0.012413 | 0.020441 | 13.5158 | 13.226 | 2.8605 | 2.2033 | 3.0821 | 2.736 | 4.745% | 4.912% | 529.8076 | 548.4749
|  | 0.004537 | 19.9606 | 6.8659 | 4078457.075 | 191998.2019 | 199972.1983 | 4293112.7105 | 4293112.7105 | 0.06155 | 0.060167 | 0.012978 | 0.0099962 | 0.013983 | 0.022038 | 0.012305 | 0.020237 | 13.5661 | 13.2614 | 2.8605 | 2.2033 | 3.0821 | 2.7121 | 4.708% | 4.903% | 525.6624 | 547.494
|  | 0.004537 | 20.0393 | 6.9724 | 4078457.075 | 192755.2062 | 203074.0552 | 4293112.7105 | 4293112.7105 | 0.061435 | 0.059951 | 0.012978 | 0.0099962 | 0.013983 | 0.022038 | 0.012306 | 0.020239 | 13.5409 | 13.2138 | 2.8605 | 2.2033 | 3.0821 | 2.7124 | 4.726% | 4.979% | 527.735 | 555.9865
|  | 0.004537 | 20.1575 | 6.8782 | 4078457.075 | 193892.1553 | 200330.4409 | 4293112.7105 | 4293112.7105 | 0.061264 | 0.059971 | 0.012978 | 0.0099962 | 0.013983 | 0.022038 | 0.012311 | 0.020248 | 13.5033 | 13.2181 | 2.8605 | 2.2033 | 3.0821 | 2.7134 | 4.754% | 4.912% | 530.8478 | 548.4749
|  | 0.004537 | 19.9606 | 6.8009 | 4078457.075 | 191998.2019 | 198079.0462 | 4293112.7105 | 4293112.7105 | 0.06155 | 0.060257 | 0.012978 | 0.0099962 | 0.013983 | 0.022038 | 0.012456 | 0.020521 | 13.5661 | 13.2813 | 2.8605 | 2.2033 | 3.0821 | 2.7453 | 4.708% | 4.857% | 525.6624 | 542.3109
|  | 0.004537 | 20.1575 | 6.8782 | 4078457.075 | 193892.1553 | 200330.4409 | 4293112.7105 | 4293112.7105 | 0.061264 | 0.059971 | 0.012978 | 0.0099962 | 0.013983 | 0.022038 | 0.012269 | 0.02017 | 13.5033 | 13.2181 | 2.8605 | 2.2033 | 3.0821 | 2.7043 | 4.754% | 4.912% | 530.8478 | 548.4749
|  | 0.004537 | 19.9606 | 6.8659 | 4078457.075 | 191998.2019 | 199972.1983 | 4293112.7105 | 4293112.7105 | 0.06155 | 0.060167 | 0.012978 | 0.0099962 | 0.013983 | 0.022038 | 0.012451 | 0.020513 | 13.5661 | 13.2614 | 2.8605 | 2.2033 | 3.0821 | 2.7444 | 4.708% | 4.903% | 525.6624 | 547.494
|  | 0.004537 | 20.1575 | 6.8782 | 4078457.075 | 193892.1553 | 200330.4409 | 4293112.7105 | 4293112.7105 | 0.061264 | 0.059971 | 0.012978 | 0.0099962 | 0.013983 | 0.022038 | 0.012417 | 0.020448 | 13.5033 | 13.2181 | 2.8605 | 2.2033 | 3.0821 | 2.7367 | 4.754% | 4.912% | 530.8478 | 548.4749
|  | 0.004537 | 20.1575 | 6.8782 | 4078457.075 | 193892.1553 | 200330.4409 | 4293112.7105 | 4293112.7105 | 0.061264 | 0.059971 | 0.012978 | 0.0099962 | 0.013983 | 0.022038 | 0.012449 | 0.020509 | 13.5033 | 13.2181 | 2.8605 | 2.2033 | 3.0821 | 2.7439 | 4.754% | 4.912% | 530.8478 | 548.4749
|  | 0.004537 | 20.1575 | 6.8782 | 4078457.075 | 193892.1553 | 200330.4409 | 4293112.7105 | 4293112.7105 | 0.061264 | 0.059971 | 0.012978 | 0.0099962 | 0.013983 | 0.022038 | 0.01242 | 0.020453 | 13.5033 | 13.2181 | 2.8605 | 2.2033 | 3.0821 | 2.7374 | 4.754% | 4.912% | 530.8478 | 548.4749
|  | 0.004537 | 20.1575 | 6.8782 | 4078457.075 | 193892.1553 | 200330.4409 | 4293112.7105 | 4293112.7105 | 0.061264 | 0.059971 | 0.012978 | 0.0099962 | 0.013983 | 0.022038 | 0.012146 | 0.019938 | 13.5033 | 13.2181 | 2.8605 | 2.2033 | 3.0821 | 2.6772 | 4.754% | 4.912% | 530.8478 | 548.4749
|  | 0.004537 | 20.1575 | 6.8782 | 4078457.075 | 193892.1553 | 200330.4409 | 4293112.7105 | 4293112.7105 | 0.061264 | 0.059971 | 0.012978 | 0.0099962 | 0.013983 | 0.022038 | 0.012407 | 0.02043 | 13.5033 | 13.2181 | 2.8605 | 2.2033 | 3.0821 | 2.7347 | 4.754% | 4.912% | 530.8478 | 548.4749
|  | 0.004537 | 20.1575 | 6.8782 | 4078457.075 | 193892.1553 | 200330.4409 | 4293112.7105 | 4293112.7105 | 0.061264 | 0.059971 | 0.012978 | 0.0099962 | 0.013983 | 0.022038 | 0.012405 | 0.020426 | 13.5033 | 13.2181 | 2.8605 | 2.2033 | 3.0821 | 2.7342 | 4.754% | 4.912% | 530.8478 | 548.4749
|  | 0.004537 | 20.1575 | 6.8782 | 4078457.075 | 193892.1553 | 200330.4409 | 4293112.7105 | 4293112.7105 | 0.061264 | 0.059971 | 0.012978 | 0.0099962 | 0.013983 | 0.022038 | 0.012417 | 0.020448 | 13.5033 | 13.2181 | 2.8605 | 2.2033 | 3.0821 | 2.7368 | 4.754% | 4.912% | 530.8478 | 548.4749
|  | 0.004537 | 19.9606 | 6.8659 | 4078457.075 | 191998.2019 | 199972.1983 | 4293112.7105 | 4293112.7105 | 0.06155 | 0.060167 | 0.012978 | 0.0099962 | 0.013983 | 0.022038 | 0.012382 | 0.020382 | 13.5661 | 13.2614 | 2.8605 | 2.2033 | 3.0821 | 2.7291 | 4.708% | 4.903% | 525.6624 | 547.494
|  | 0.004537 | 19.9606 | 6.8009 | 4078457.075 | 191998.2019 | 198079.0462 | 4293112.7105 | 4293112.7105 | 0.06155 | 0.060257 | 0.012978 | 0.0099962 | 0.013983 | 0.022038 | 0.012275 | 0.02018 | 13.5661 | 13.2813 | 2.8605 | 2.2033 | 3.0821 | 2.7055 | 4.708% | 4.857% | 525.6624 | 542.3109
|  | 0.004537 | 19.9606 | 6.8009 | 4078457.075 | 191998.2019 | 198079.0462 | 4293112.7105 | 4293112.7105 | 0.06155 | 0.060257 | 0.012978 | 0.0099962 | 0.013983 | 0.022038 | 0.012224 | 0.020084 | 13.5661 | 13.2813 | 2.8605 | 2.2033 | 3.0821 | 2.6942 | 4.708% | 4.857% | 525.6624 | 542.3109
|  | 0.004537 | 19.9606 | 6.8009 | 4078457.075 | 191998.2019 | 198079.0462 | 4293112.7105 | 4293112.7105 | 0.06155 | 0.060257 | 0.012978 | 0.0099962 | 0.013983 | 0.022038 | 0.01236 | 0.020341 | 13.5661 | 13.2813 | 2.8605 | 2.2033 | 3.0821 | 2.7243 | 4.708% | 4.857% | 525.6624 | 542.3109
|  | 0.004537 | 19.9606 | 6.8009 | 4078457.075 | 191998.2019 | 198079.0462 | 4293112.7105 | 4293112.7105 | 0.06155 | 0.060257 | 0.012978 | 0.0099962 | 0.013983 | 0.022038 | 0.012238 | 0.020111 | 13.5661 | 13.2813 | 2.8605 | 2.2033 | 3.0821 | 2.6974 | 4.708% | 4.857% | 525.6624 | 542.3109
|  | 0.004537 | 20.118 | 6.8659 | 4078457.075 | 193512.2104 | 199972.1983 | 4293112.7105 | 4293112.7105 | 0.061321 | 0.060023 | 0.012978 | 0.0099962 | 0.013983 | 0.022038 | 0.012269 | 0.020169 | 13.5158 | 13.2297 | 2.8605 | 2.2033 | 3.0821 | 2.7041 | 4.745% | 4.903% | 529.8076 | 547.494
|  | 0.004537 | 20.1968 | 6.8782 | 4078457.075 | 194270.1765 | 200330.4409 | 4293112.7105 | 4293112.7105 | 0.061208 | 0.059935 | 0.012978 | 0.0099962 | 0.013983 | 0.022038 | 0.012431 | 0.020474 | 13.4909 | 13.2103 | 2.8605 | 2.2033 | 3.0821 | 2.7399 | 4.763% | 4.912% | 531.8828 | 548.4749
|  | 0.004537 | 19.9606 | 6.8009 | 4078457.075 | 191998.2019 | 198079.0462 | 4293112.7105 | 4293112.7105 | 0.06155 | 0.060257 | 0.012978 | 0.0099962 | 0.013983 | 0.022038 | 0.012387 | 0.020393 | 13.5661 | 13.2813 | 2.8605 | 2.2033 | 3.0821 | 2.7303 | 4.708% | 4.857% | 525.6624 | 542.3109
|  | 0.004537 | 19.9606 | 6.8009 | 4078457.075 | 191998.2019 | 198079.0462 | 4293112.7105 | 4293112.7105 | 0.06155 | 0.060257 | 0.012978 | 0.0099962 | 0.013983 | 0.022038 | 0.012467 | 0.020542 | 13.5661 | 13.2813 | 2.8605 | 2.2033 | 3.0821 | 2.7478 | 4.708% | 4.857% | 525.6624 | 542.3109
|  | 0.004537 | 19.9606 | 6.8659 | 4078457.075 | 191998.2019 | 199972.1983 | 4293112.7105 | 4293112.7105 | 0.06155 | 0.060167 | 0.012978 | 0.0099962 | 0.013983 | 0.022038 | 0.012379 | 0.020377 | 13.5661 | 13.2614 | 2.8605 | 2.2033 | 3.0821 | 2.7285 | 4.708% | 4.903% | 525.6624 | 547.494
|  | 0.004537 | 19.9606 | 6.8659 | 4078457.075 | 191998.2019 | 199972.1983 | 4293112.7105 | 4293112.7105 | 0.06155 | 0.060167 | 0.012978 | 0.0099962 | 0.013983 | 0.022038 | 0.012456 | 0.020522 | 13.5661 | 13.2614 | 2.8605 | 2.2033 | 3.0821 | 2.7455 | 4.708% | 4.903% | 525.6624 | 547.494
|  | 0.004537 | 19.9606 | 6.8009 | 4078457.075 | 191998.2019 | 198079.0462 | 4293112.7105 | 4293112.7105 | 0.06155 | 0.060257 | 0.012978 | 0.0099962 | 0.013983 | 0.022038 | 0.012444 | 0.0205 | 13.5661 | 13.2813 | 2.8605 | 2.2033 | 3.0821 | 2.7429 | 4.708% | 4.857% | 525.6624 | 542.3109
|  | 0.004537 | 19.9606 | 6.8009 | 4078457.075 | 191998.2019 | 198079.0462 | 4293112.7105 | 4293112.7105 | 0.06155 | 0.060257 | 0.012978 | 0.0099962 | 0.013983 | 0.022038 | 0.012438 | 0.020488 | 13.5661 | 13.2813 | 2.8605 | 2.2033 | 3.0821 | 2.7415 | 4.708% | 4.857% | 525.6624 | 542.3109
|  | 0.004537 | 19.9606 | 6.8009 | 4078457.075 | 191998.2019 | 198079.0462 | 4293112.7105 | 4293112.7105 | 0.06155 | 0.060257 | 0.012978 | 0.0099962 | 0.013983 | 0.022038 | 0.01244 | 0.020491 | 13.5661 | 13.2813 | 2.8605 | 2.2033 | 3.0821 | 2.7418 | 4.708% | 4.857% | 525.6624 | 542.3109
|  | 0.004537 | 19.9606 | 6.8009 | 4078457.075 | 191998.2019 | 198079.0462 | 4293112.7105 | 4293112.7105 | 0.061568 | 0.060276 | 0.01306 | 0.010094 | 0.014418 | 0.022498 | 0.012043 | 0.019966 | 13.5703 | 13.2854 | 2.8785 | 2.2248 | 3.178 | 2.6543 | 4.708% | 4.857% | 525.6624 | 542.3109
|  | 0.004537 | 19.9606 | 6.8009 | 4078457.075 | 191998.2019 | 198079.0462 | 4293112.7105 | 4293112.7105 | 0.061568 | 0.060276 | 0.01306 | 0.010094 | 0.014418 | 0.022498 | 0.012135 | 0.020141 | 13.5703 | 13.2854 | 2.8785 | 2.2248 | 3.178 | 2.6748 | 4.708% | 4.857% | 525.6624 | 542.3109
|  | 0.008997 | 27.2442 | 7.3089 | 4078457.075 | 262058.1252 | 212874.7579 | 4293112.7105 | 4293112.7105 | 0.049303 | 0.050237 | 0.0086073 | 0.0056431 | 0.0099985 | 0.018081 | 0.0077039 | 0.015755 | 5.4799 | 5.5837 | 0.95669 | 0.62722 | 1.1113 | 0.85627 | 6.425% | 5.219% | 717.476 | 582.8193 | 0.008997 | 0.008997
|  | 0.0034815 | 23.1888 | 4.7165 | 4078457.075 | 223049.8034 | 137370.0277 | 4293112.7105 | 4293112.7105 | 0.058575 | 0.062983 | 0.014187 | 0.011236 | 0.015966 | 0.024067 | 0.012903 | 0.020851 | 16.8248 | 18.0909 | 4.0751 | 3.2273 | 4.5859 | 3.7061 | 5.469% | 3.368% | 610.6771 | 376.0986
|  | 0.0034815 | 23.4646 | 4.7165 | 4078457.075 | 225702.6848 | 137370.0277 | 4293112.7105 | 4293112.7105 | 0.05828 | 0.062797 | 0.014187 | 0.011236 | 0.015966 | 0.024067 | 0.012998 | 0.02103 | 16.7399 | 18.0374 | 4.0751 | 3.2273 | 4.5859 | 3.7335 | 5.534% | 3.368% | 617.9403 | 376.0986
|  | 0.0034815 | 23.6614 | 4.7165 | 4078457.075 | 227595.6763 | 137370.0277 | 4293112.7105 | 4293112.7105 | 0.058073 | 0.062667 | 0.014187 | 0.011236 | 0.015966 | 0.024067 | 0.013009 | 0.021051 | 16.6805 | 18 | 4.0751 | 3.2273 | 4.5859 | 3.7368 | 5.58% | 3.368% | 623.123 | 376.0986
|  | 0.004508 | 23.1101 | 4.7165 | 4078457.075 | 222292.7992 | 137370.0277 | 4293112.7105 | 4293112.7105 | 0.057634 | 0.062011 | 0.013161 | 0.010209 | 0.014939 | 0.02304 | 0.012073 | 0.020195 | 12.7849 | 13.7557 | 2.9194 | 2.2647 | 3.3139 | 2.6782 | 5.45% | 3.368% | 608.6045 | 376.0986
|  | 0.004508 | 23.0315 | 4.7165 | 4078457.075 | 221536.7568 | 137370.0277 | 4293112.7105 | 4293112.7105 | 0.057721 | 0.062065 | 0.013161 | 0.010209 | 0.014939 | 0.02304 | 0.011937 | 0.019939 | 12.804 | 13.7678 | 2.9194 | 2.2647 | 3.3139 | 2.648 | 5.432% | 3.368% | 606.5346 | 376.0986
|  | 0.0035905 | 23.9763 | 5.4416 | 4078457.075 | 230624.655 | 158488.8673 | 4293112.7105 | 4293112.7105 | 0.057641 | 0.060529 | 0.014078 | 0.011127 | 0.015857 | 0.023958 | 0.013002 | 0.021134 | 16.0537 | 16.8582 | 3.921 | 3.0989 | 4.4163 | 3.6213 | 5.655% | 3.886% | 631.4159 | 433.9189
|  | 0.0035905 | 23.937 | 5.4416 | 4078457.075 | 230246.6339 | 158488.8673 | 4293112.7105 | 4293112.7105 | 0.057681 | 0.060555 | 0.014078 | 0.011127 | 0.015857 | 0.023958 | 0.012884 | 0.020912 | 16.0648 | 16.8652 | 3.921 | 3.0989 | 4.4163 | 3.5884 | 5.645% | 3.886% | 630.3809 | 433.9189
|  | 0.0035905 | 24.2912 | 5.4416 | 4078457.075 | 233653.6338 | 158488.8673 | 4293112.7105 | 4293112.7105 | 0.057325 | 0.060331 | 0.014078 | 0.011127 | 0.015857 | 0.023958 | 0.012992 | 0.021114 | 15.9659 | 16.8029 | 3.921 | 3.0989 | 4.4163 | 3.6183 | 5.729% | 3.886% | 639.7088 | 433.9189
|  | 0.0035905 | 24.1337 | 5.4416 | 4078457.075 | 232138.6635 | 158488.8673 | 4293112.7105 | 4293112.7105 | 0.057482 | 0.06043 | 0.014078 | 0.011127 | 0.015857 | 0.023958 | 0.012981 | 0.021094 | 16.0095 | 16.8304 | 3.921 | 3.0989 | 4.4163 | 3.6153 | 5.692% | 3.886% | 635.561 | 433.9189
|  | 0.0035905 | 24.1731 | 5.4416 | 4078457.075 | 232517.6465 | 158488.8673 | 4293112.7105 | 4293112.7105 | 0.057443 | 0.060405 | 0.014078 | 0.011127 | 0.015857 | 0.023958 | 0.012789 | 0.020733 | 15.9985 | 16.8235 | 3.921 | 3.0989 | 4.4163 | 3.562 | 5.701% | 3.886% | 636.5986 | 433.9189
|  | 0.003636 | 22.4803 | 4.715 | 4078457.075 | 216234.8416 | 137326.3396 | 4293112.7105 | 4293112.7105 | 0.059213 | 0.063333 | 0.014033 | 0.011081 | 0.015811 | 0.023912 | 0.012933 | 0.021045 | 16.2852 | 17.4182 | 3.8594 | 3.0477 | 4.3485 | 3.557 | 5.302% | 3.367% | 592.0187 | 375.979
|  | 0.003636 | 22.6379 | 4.715 | 4078457.075 | 217750.7738 | 137326.3396 | 4293112.7105 | 4293112.7105 | 0.059033 | 0.063219 | 0.014033 | 0.011081 | 0.015811 | 0.023912 | 0.012844 | 0.020876 | 16.2356 | 17.3869 | 3.8594 | 3.0477 | 4.3485 | 3.5324 | 5.339% | 3.367% | 596.1691 | 375.979
|  | 0.003636 | 22.4803 | 4.715 | 4078457.075 | 216234.8416 | 137326.3396 | 4293112.7105 | 4293112.7105 | 0.059213 | 0.063333 | 0.014033 | 0.011081 | 0.015811 | 0.023912 | 0.012953 | 0.021082 | 16.2852 | 17.4182 | 3.8594 | 3.0477 | 4.3485 | 3.5625 | 5.302% | 3.367% | 592.0187 | 375.979
|  | 0.003636 | 22.5984 | 4.715 | 4078457.075 | 217370.8289 | 137326.3396 | 4293112.7105 | 4293112.7105 | 0.059078 | 0.063247 | 0.014033 | 0.011081 | 0.015811 | 0.023912 | 0.012841 | 0.020871 | 16.248 | 17.3947 | 3.8594 | 3.0477 | 4.3485 | 3.5316 | 5.33% | 3.367% | 595.1289 | 375.979
|  | 0.003636 | 22.6772 | 4.7165 | 4078457.075 | 218128.795 | 137370.0277 | 4293112.7105 | 4293112.7105 | 0.058988 | 0.063186 | 0.014033 | 0.011081 | 0.015811 | 0.023912 | 0.012806 | 0.020804 | 16.2233 | 17.378 | 3.8594 | 3.0477 | 4.3485 | 3.5219 | 5.348% | 3.368% | 597.2041 | 376.0986
|  | 0.003636 | 22.7559 | 4.7165 | 4078457.075 | 218885.7992 | 137370.0277 | 4293112.7105 | 4293112.7105 | 0.058899 | 0.06313 | 0.014033 | 0.011081 | 0.015811 | 0.023912 | 0.012881 | 0.020947 | 16.1989 | 17.3625 | 3.8594 | 3.0477 | 4.3485 | 3.5427 | 5.367% | 3.368% | 599.2767 | 376.0986
|  | 0.003636 | 22.6377 | 4.715 | 4078457.075 | 217748.85 | 137326.3396 | 4293112.7105 | 4293112.7105 | 0.059033 | 0.063219 | 0.014033 | 0.011081 | 0.015811 | 0.023912 | 0.012582 | 0.020382 | 16.2357 | 17.3869 | 3.8594 | 3.0477 | 4.3485 | 3.4603 | 5.339% | 3.367% | 596.1639 | 375.979
|  | 0.003636 | 22.7952 | 4.7165 | 4078457.075 | 219263.8204 | 137370.0277 | 4293112.7105 | 4293112.7105 | 0.058855 | 0.063102 | 0.014033 | 0.011081 | 0.015811 | 0.023912 | 0.012854 | 0.020895 | 16.1867 | 17.3549 | 3.8594 | 3.0477 | 4.3485 | 3.5353 | 5.376% | 3.368% | 600.3116 | 376.0986
|  | 0.003636 | 22.6772 | 4.7165 | 4078457.075 | 218128.795 | 137370.0277 | 4293112.7105 | 4293112.7105 | 0.058988 | 0.063186 | 0.014033 | 0.011081 | 0.015811 | 0.023912 | 0.012721 | 0.020644 | 16.2233 | 17.378 | 3.8594 | 3.0477 | 4.3485 | 3.4986 | 5.348% | 3.368% | 597.2041 | 376.0986
|  | 0.003636 | 22.8346 | 4.7165 | 4078457.075 | 219642.8034 | 137370.0277 | 4293112.7105 | 4293112.7105 | 0.058811 | 0.063075 | 0.014033 | 0.011081 | 0.015811 | 0.023912 | 0.012852 | 0.020891 | 16.1746 | 17.3472 | 3.8594 | 3.0477 | 4.3485 | 3.5346 | 5.385% | 3.368% | 601.3492 | 376.0986
|  | 0.003636 | 22.5984 | 4.715 | 4078457.075 | 217370.8289 | 137326.3396 | 4293112.7105 | 4293112.7105 | 0.059078 | 0.063247 | 0.014033 | 0.011081 | 0.015811 | 0.023912 | 0.01293 | 0.021038 | 16.248 | 17.3947 | 3.8594 | 3.0477 | 4.3485 | 3.5561 | 5.33% | 3.367% | 595.1289 | 375.979
|  | 0.003636 | 22.6772 | 4.715 | 4078457.075 | 218128.795 | 137326.3396 | 4293112.7105 | 4293112.7105 | 0.058988 | 0.063191 | 0.014033 | 0.011081 | 0.015811 | 0.023912 | 0.012847 | 0.020883 | 16.2233 | 17.3792 | 3.8594 | 3.0477 | 4.3485 | 3.5334 | 5.348% | 3.367% | 597.2041 | 375.979
|  | 0.003636 | 22.8346 | 4.7165 | 4078457.075 | 219642.8034 | 137370.0277 | 4293112.7105 | 4293112.7105 | 0.058811 | 0.063075 | 0.014033 | 0.011081 | 0.015811 | 0.023912 | 0.01287 | 0.020926 | 16.1746 | 17.3472 | 3.8594 | 3.0477 | 4.3485 | 3.5397 | 5.385% | 3.368% | 601.3492 | 376.0986
|  | 0.003636 | 23.0316 | 4.7165 | 4078457.075 | 221537.7187 | 137370.0277 | 4293112.7105 | 4293112.7105 | 0.058592 | 0.062937 | 0.014033 | 0.011081 | 0.015811 | 0.023912 | 0.012964 | 0.021102 | 16.1145 | 17.3094 | 3.8594 | 3.0477 | 4.3485 | 3.5654 | 5.432% | 3.368% | 606.5372 | 376.0986
|  | 0.003636 | 22.7559 | 4.7165 | 4078457.075 | 218885.7992 | 137370.0277 | 4293112.7105 | 4293112.7105 | 0.058899 | 0.06313 | 0.014033 | 0.011081 | 0.015811 | 0.023912 | 0.012911 | 0.021002 | 16.1989 | 17.3625 | 3.8594 | 3.0477 | 4.3485 | 3.5508 | 5.367% | 3.368% | 599.2767 | 376.0986
|  | 0.003636 | 22.8346 | 4.7165 | 4078457.075 | 219642.8034 | 137370.0277 | 4293112.7105 | 4293112.7105 | 0.058811 | 0.063075 | 0.014033 | 0.011081 | 0.015811 | 0.023912 | 0.012747 | 0.020693 | 16.1746 | 17.3472 | 3.8594 | 3.0477 | 4.3485 | 3.5057 | 5.385% | 3.368% | 601.3492 | 376.0986
|  | 0.003636 | 22.5984 | 4.715 | 4078457.075 | 217370.8289 | 137326.3396 | 4293112.7105 | 4293112.7105 | 0.059078 | 0.063247 | 0.014033 | 0.011081 | 0.015811 | 0.023912 | 0.012952 | 0.02108 | 16.248 | 17.3947 | 3.8594 | 3.0477 | 4.3485 | 3.5622 | 5.33% | 3.367% | 595.1289 | 375.979
|  | 0.003636 | 22.7165 | 4.7165 | 4078457.075 | 218506.8162 | 137370.0277 | 4293112.7105 | 4293112.7105 | 0.058944 | 0.063158 | 0.014033 | 0.011081 | 0.015811 | 0.023912 | 0.012898 | 0.020978 | 16.2111 | 17.3702 | 3.8594 | 3.0477 | 4.3485 | 3.5473 | 5.358% | 3.368% | 598.2391 | 376.0986
|  | 0.003636 | 22.9921 | 4.7165 | 4078457.075 | 221157.7738 | 137370.0277 | 4293112.7105 | 4293112.7105 | 0.058636 | 0.062964 | 0.014033 | 0.011081 | 0.015811 | 0.023912 | 0.012918 | 0.021016 | 16.1265 | 17.3169 | 3.8594 | 3.0477 | 4.3485 | 3.5529 | 5.423% | 3.368% | 605.497 | 376.0986
|  | 0.003636 | 23.1496 | 4.8042 | 4078457.075 | 222672.7441 | 139924.3267 | 4293112.7105 | 4293112.7105 | 0.058463 | 0.062606 | 0.014033 | 0.011081 | 0.015811 | 0.023912 | 0.012828 | 0.020846 | 16.0791 | 17.2183 | 3.8594 | 3.0477 | 4.3485 | 3.5281 | 5.46% | 3.431% | 609.6447 | 383.0919
|  | 0.003636 | 23.1102 | 4.8042 | 4078457.075 | 222293.761 | 139924.3267 | 4293112.7105 | 4293112.7105 | 0.058506 | 0.062633 | 0.014033 | 0.011081 | 0.015811 | 0.023912 | 0.012884 | 0.020951 | 16.0909 | 17.2257 | 3.8594 | 3.0477 | 4.3485 | 3.5434 | 5.45% | 3.431% | 608.6071 | 383.0919
|  | 0.003636 | 22.9921 | 4.7165 | 4078457.075 | 221157.7738 | 137370.0277 | 4293112.7105 | 4293112.7105 | 0.058636 | 0.062964 | 0.014033 | 0.011081 | 0.015811 | 0.023912 | 0.012688 | 0.020583 | 16.1265 | 17.3169 | 3.8594 | 3.0477 | 4.3485 | 3.4897 | 5.423% | 3.368% | 605.497 | 376.0986
|  | 0.003636 | 22.6772 | 4.7165 | 4078457.075 | 218128.795 | 137370.0277 | 4293112.7105 | 4293112.7105 | 0.058988 | 0.063186 | 0.014033 | 0.011081 | 0.015811 | 0.023912 | 0.012881 | 0.020946 | 16.2233 | 17.378 | 3.8594 | 3.0477 | 4.3485 | 3.5427 | 5.348% | 3.368% | 597.2041 | 376.0986
|  | 0.003636 | 22.8346 | 4.7165 | 4078457.075 | 219642.8034 | 137370.0277 | 4293112.7105 | 4293112.7105 | 0.058811 | 0.063075 | 0.014033 | 0.011081 | 0.015811 | 0.023912 | 0.012905 | 0.02099 | 16.1746 | 17.3472 | 3.8594 | 3.0477 | 4.3485 | 3.5491 | 5.385% | 3.368% | 601.3492 | 376.0986
|  | 0.003636 | 22.9527 | 4.7165 | 4078457.075 | 220778.7907 | 137370.0277 | 4293112.7105 | 4293112.7105 | 0.058679 | 0.062992 | 0.014033 | 0.011081 | 0.015811 | 0.023912 | 0.01292 | 0.021019 | 16.1385 | 17.3245 | 3.8594 | 3.0477 | 4.3485 | 3.5533 | 5.413% | 3.368% | 604.4594 | 376.0986
|  | 0.003636 | 23.0315 | 4.7165 | 4078457.075 | 221536.7568 | 137370.0277 | 4293112.7105 | 4293112.7105 | 0.058593 | 0.062937 | 0.014033 | 0.011081 | 0.015811 | 0.023912 | 0.01288 | 0.020944 | 16.1146 | 17.3094 | 3.8594 | 3.0477 | 4.3485 | 3.5423 | 5.432% | 3.368% | 606.5346 | 376.0986
|  | 0.003636 | 23.2283 | 4.7165 | 4078457.075 | 223429.7483 | 137370.0277 | 4293112.7105 | 4293112.7105 | 0.058378 | 0.062802 | 0.014033 | 0.011081 | 0.015811 | 0.023912 | 0.012888 | 0.02096 | 16.0556 | 17.2722 | 3.8594 | 3.0477 | 4.3485 | 3.5446 | 5.478% | 3.368% | 611.7173 | 376.0986
|  | 0.003636 | 23.2283 | 4.8042 | 4078457.075 | 223429.7483 | 139924.3267 | 4293112.7105 | 4293112.7105 | 0.058378 | 0.062552 | 0.014033 | 0.011081 | 0.015811 | 0.023912 | 0.012953 | 0.021082 | 16.0556 | 17.2035 | 3.8594 | 3.0477 | 4.3485 | 3.5625 | 5.478% | 3.431% | 611.7173 | 383.0919
|  | 0.003636 | 22.6772 | 4.7165 | 4078457.075 | 218128.795 | 137370.0277 | 4293112.7105 | 4293112.7105 | 0.058988 | 0.063186 | 0.014033 | 0.011081 | 0.015811 | 0.023912 | 0.012867 | 0.02092 | 16.2233 | 17.378 | 3.8594 | 3.0477 | 4.3485 | 3.5389 | 5.348% | 3.368% | 597.2041 | 376.0986
|  | 0.003636 | 22.7166 | 4.7165 | 4078457.075 | 218507.778 | 137370.0277 | 4293112.7105 | 4293112.7105 | 0.058943 | 0.063158 | 0.014033 | 0.011081 | 0.015811 | 0.023912 | 0.012812 | 0.020817 | 16.2111 | 17.3702 | 3.8594 | 3.0477 | 4.3485 | 3.5238 | 5.358% | 3.368% | 598.2417 | 376.0986
|  | 0.003636 | 22.7559 | 4.7618 | 4078457.075 | 218885.7992 | 138689.4091 | 4293112.7105 | 4293112.7105 | 0.058899 | 0.063 | 0.014033 | 0.011081 | 0.015811 | 0.023912 | 0.012853 | 0.020893 | 16.1989 | 17.3267 | 3.8594 | 3.0477 | 4.3485 | 3.5348 | 5.367% | 3.401% | 599.2767 | 379.7109
|  | 0.003636 | 22.4803 | 4.715 | 4078457.075 | 216234.8416 | 137326.3396 | 4293112.7105 | 4293112.7105 | 0.059213 | 0.063333 | 0.014033 | 0.011081 | 0.015811 | 0.023912 | 0.012928 | 0.021034 | 16.2852 | 17.4182 | 3.8594 | 3.0477 | 4.3485 | 3.5555 | 5.302% | 3.367% | 592.0187 | 375.979
|  | 0.003636 | 23.0708 | 4.7165 | 4078457.075 | 221914.778 | 137370.0277 | 4293112.7105 | 4293112.7105 | 0.058549 | 0.06291 | 0.014033 | 0.011081 | 0.015811 | 0.023912 | 0.012913 | 0.021007 | 16.1027 | 17.3019 | 3.8594 | 3.0477 | 4.3485 | 3.5515 | 5.441% | 3.368% | 607.5695 | 376.0986
|  | 0.003636 | 22.8347 | 4.7618 | 4078457.075 | 219643.7653 | 138689.4091 | 4293112.7105 | 4293112.7105 | 0.058811 | 0.062944 | 0.014033 | 0.011081 | 0.015811 | 0.023912 | 0.01292 | 0.02102 | 16.1746 | 17.3114 | 3.8594 | 3.0477 | 4.3485 | 3.5535 | 5.385% | 3.401% | 601.3519 | 379.7109
|  | 0.003636 | 22.4409 | 4.715 | 4078457.075 | 215855.8585 | 137326.3396 | 4293112.7105 | 4293112.7105 | 0.059259 | 0.063361 | 0.014033 | 0.011081 | 0.015811 | 0.023912 | 0.012877 | 0.020937 | 16.2978 | 17.4261 | 3.8594 | 3.0477 | 4.3485 | 3.5414 | 5.293% | 3.367% | 590.9811 | 375.979
|  | 0.003636 | 22.4803 | 4.715 | 4078457.075 | 216234.8416 | 137326.3396 | 4293112.7105 | 4293112.7105 | 0.059213 | 0.063333 | 0.014033 | 0.011081 | 0.015811 | 0.023912 | 0.012924 | 0.021026 | 16.2852 | 17.4182 | 3.8594 | 3.0477 | 4.3485 | 3.5543 | 5.302% | 3.367% | 592.0187 | 375.979
|  | 0.003636 | 22.4803 | 4.715 | 4078457.075 | 216234.8416 | 137326.3396 | 4293112.7105 | 4293112.7105 | 0.059213 | 0.063333 | 0.014033 | 0.011081 | 0.015811 | 0.023912 | 0.012969 | 0.021111 | 16.2852 | 17.4182 | 3.8594 | 3.0477 | 4.3485 | 3.5668 | 5.302% | 3.367% | 592.0187 | 375.979
|  | 0.003636 | 22.5985 | 4.715 | 4078457.075 | 217371.7908 | 137326.3396 | 4293112.7105 | 4293112.7105 | 0.059078 | 0.063247 | 0.014033 | 0.011081 | 0.015811 | 0.023912 | 0.012909 | 0.020998 | 16.2479 | 17.3947 | 3.8594 | 3.0477 | 4.3485 | 3.5503 | 5.33% | 3.367% | 595.1315 | 375.979
|  | 0.003636 | 22.7952 | 4.7165 | 4078457.075 | 219263.8204 | 137370.0277 | 4293112.7105 | 4293112.7105 | 0.058855 | 0.063102 | 0.014033 | 0.011081 | 0.015811 | 0.023912 | 0.012908 | 0.020996 | 16.1867 | 17.3549 | 3.8594 | 3.0477 | 4.3485 | 3.55 | 5.376% | 3.368% | 600.3116 | 376.0986
|  | 0.0030895 | 23.5039 | 3.8855 | 4078457.075 | 226080.7059 | 113166.8065 | 4293112.7105 | 4293112.7105 | 0.05861 | 0.06607 | 0.014492 | 0.011523 | 0.015892 | 0.023966 | 0.013732 | 0.021826 | 18.9707 | 21.3853 | 4.6907 | 3.7297 | 5.1439 | 4.4446 | 5.543% | 2.775% | 618.9752 | 309.8338
|  | 0.0030895 | 23.4645 | 3.8855 | 4078457.075 | 225701.7229 | 113166.8065 | 4293112.7105 | 4293112.7105 | 0.058646 | 0.06609 | 0.014467 | 0.011494 | 0.015762 | 0.023828 | 0.013724 | 0.021746 | 18.9824 | 21.392 | 4.6828 | 3.7203 | 5.1018 | 4.4422 | 5.534% | 2.775% | 617.9376 | 309.8338
|  | 0.004853 | 21.1023 | 4.9398 | 4078457.075 | 202980.0536 | 143873.7332 | 4293112.7105 | 4293112.7105 | 0.059679 | 0.062549 | 0.012772 | 0.0098114 | 0.014351 | 0.022438 | 0.011858 | 0.019974 | 12.2974 | 12.8888 | 2.6317 | 2.0217 | 2.957 | 2.4435 | 4.977% | 3.528% | 555.7291 | 393.9048
|  | 0.004853 | 21.1022 | 4.9398 | 4078457.075 | 202979.0917 | 143873.7332 | 4293112.7105 | 4293112.7105 | 0.059679 | 0.062549 | 0.012772 | 0.0098114 | 0.014351 | 0.022438 | 0.011607 | 0.019502 | 12.2974 | 12.8888 | 2.6317 | 2.0217 | 2.957 | 2.3918 | 4.977% | 3.528% | 555.7265 | 393.9048
|  | 0.004853 | 21.1023 | 4.9398 | 4078457.075 | 202980.0536 | 143873.7332 | 4293112.7105 | 4293112.7105 | 0.059679 | 0.062549 | 0.012772 | 0.0098114 | 0.014351 | 0.022438 | 0.011658 | 0.019597 | 12.2974 | 12.8888 | 2.6317 | 2.0217 | 2.957 | 2.4022 | 4.977% | 3.528% | 555.7291 | 393.9048
|  | 0.004853 | 20.9842 | 4.9398 | 4078457.075 | 201844.0663 | 143873.7332 | 4293112.7105 | 4293112.7105 | 0.059835 | 0.062647 | 0.012772 | 0.0098114 | 0.014351 | 0.022438 | 0.011723 | 0.01972 | 12.3294 | 12.909 | 2.6317 | 2.0217 | 2.957 | 2.4157 | 4.949% | 3.528% | 552.6189 | 393.9048
|  | 0.004853 | 21.0235 | 4.9398 | 4078457.075 | 202222.0874 | 143873.7332 | 4293112.7105 | 4293112.7105 | 0.059783 | 0.062615 | 0.012772 | 0.0098114 | 0.014351 | 0.022438 | 0.011739 | 0.019749 | 12.3187 | 12.9022 | 2.6317 | 2.0217 | 2.957 | 2.4188 | 4.958% | 3.528% | 553.6539 | 393.9048
|  | 0.004853 | 21.3779 | 4.9398 | 4078457.075 | 205631.0112 | 143873.7332 | 4293112.7105 | 4293112.7105 | 0.059323 | 0.062325 | 0.012772 | 0.0098114 | 0.014351 | 0.022438 | 0.011723 | 0.019719 | 12.224 | 12.8425 | 2.6317 | 2.0217 | 2.957 | 2.4155 | 5.042% | 3.528% | 562.987 | 393.9048
|  | 0.004853 | 21.0629 | 4.9398 | 4078457.075 | 202601.0705 | 143873.7332 | 4293112.7105 | 4293112.7105 | 0.059731 | 0.062582 | 0.012772 | 0.0098114 | 0.014351 | 0.022438 | 0.011654 | 0.019589 | 12.308 | 12.8955 | 2.6317 | 2.0217 | 2.957 | 2.4013 | 4.968% | 3.528% | 554.6915 | 393.9048
|  | 0.004853 | 20.9844 | 4.9398 | 4078457.075 | 201845.99 | 143873.7332 | 4293112.7105 | 4293112.7105 | 0.059834 | 0.062647 | 0.012772 | 0.0098114 | 0.014351 | 0.022438 | 0.011745 | 0.019761 | 12.3293 | 12.9089 | 2.6317 | 2.0217 | 2.957 | 2.4202 | 4.949% | 3.528% | 552.6242 | 393.9048
|  | 0.004853 | 21.5353 | 4.8475 | 4078457.075 | 207145.0196 | 141185.4573 | 4293112.7105 | 4293112.7105 | 0.059128 | 0.062453 | 0.012792 | 0.0098355 | 0.014458 | 0.022551 | 0.011684 | 0.019701 | 12.1839 | 12.8689 | 2.6359 | 2.0267 | 2.9791 | 2.4076 | 5.079% | 3.462% | 567.1322 | 386.5447
|  | 0.004853 | 21.5748 | 4.6183 | 4078457.075 | 207524.9645 | 134509.9118 | 4293112.7105 | 4293112.7105 | 0.059074 | 0.063078 | 0.012772 | 0.0098114 | 0.014351 | 0.022438 | 0.01181 | 0.019883 | 12.1727 | 12.9977 | 2.6317 | 2.0217 | 2.957 | 2.4335 | 5.088% | 3.298% | 568.1724 | 368.2681
|  | 0.004853 | 20.5119 | 4.9398 | 4078457.075 | 197301.0791 | 143873.7332 | 4293112.7105 | 4293112.7105 | 0.060474 | 0.06305 | 0.012772 | 0.0098114 | 0.014351 | 0.022438 | 0.011797 | 0.019859 | 12.4612 | 12.992 | 2.6317 | 2.0217 | 2.957 | 2.4309 | 4.838% | 3.528% | 540.1809 | 393.9048
|  | 0.004853 | 10.5512 | 4.4811 | 4078457.075 | 101490.5077 | 130513.9046 | 4293112.7105 | 4293112.7105 | 0.087292 | 0.081297 | 0.012772 | 0.0098114 | 0.014351 | 0.022438 | 0.011844 | 0.019947 | 17.9872 | 16.7519 | 2.6317 | 2.0217 | 2.957 | 2.4405 | 2.488% | 3.2% | 277.8659 | 357.3276
|  | 0.004853 | 10.5905 | 4.9398 | 4078457.075 | 101868.5289 | 143873.7332 | 4293112.7105 | 4293112.7105 | 0.087087 | 0.07983 | 0.012772 | 0.0098114 | 0.014351 | 0.022438 | 0.011853 | 0.019964 | 17.945 | 16.4496 | 2.6317 | 2.0217 | 2.957 | 2.4424 | 2.498% | 3.528% | 278.9008 | 393.9048
|  | 0.004853 | 20.8662 | 4.9398 | 4078457.075 | 200709.0409 | 143873.7332 | 4293112.7105 | 4293112.7105 | 0.059992 | 0.062746 | 0.012772 | 0.0098114 | 0.014351 | 0.022438 | 0.011854 | 0.019965 | 12.3618 | 12.9294 | 2.6317 | 2.0217 | 2.957 | 2.4426 | 4.921% | 3.528% | 549.5114 | 393.9048
|  | 0.004853 | 21.7323 | 4.8475 | 4078457.075 | 209039.9349 | 141185.4573 | 4293112.7105 | 4293112.7105 | 0.058878 | 0.062293 | 0.012772 | 0.0098114 | 0.014351 | 0.022438 | 0.011733 | 0.019738 | 12.1324 | 12.8361 | 2.6317 | 2.0217 | 2.957 | 2.4176 | 5.125% | 3.462% | 572.3202 | 386.5447
|  | 0.004853 | 20.7481 | 4.9398 | 4078457.075 | 199573.0536 | 143873.7332 | 4293112.7105 | 4293112.7105 | 0.060151 | 0.062846 | 0.012772 | 0.0098114 | 0.014351 | 0.022438 | 0.011816 | 0.019895 | 12.3945 | 12.95 | 2.6317 | 2.0217 | 2.957 | 2.4348 | 4.893% | 3.528% | 546.4012 | 393.9048
|  | 0.004853 | 21.2992 | 4.9398 | 4078457.075 | 204874.0069 | 143873.7332 | 4293112.7105 | 4293112.7105 | 0.059424 | 0.062388 | 0.012772 | 0.0098114 | 0.014351 | 0.022438 | 0.011681 | 0.019641 | 12.2447 | 12.8556 | 2.6317 | 2.0217 | 2.957 | 2.407 | 5.023% | 3.528% | 560.9145 | 393.9048
|  | 0.004853 | 21.3385 | 4.9398 | 4078457.075 | 205252.0281 | 143873.7332 | 4293112.7105 | 4293112.7105 | 0.059373 | 0.062357 | 0.012772 | 0.0098114 | 0.014351 | 0.022438 | 0.011796 | 0.019857 | 12.2344 | 12.8491 | 2.6317 | 2.0217 | 2.957 | 2.4307 | 5.033% | 3.528% | 561.9494 | 393.9048
|  | 0.004853 | 21.496 | 4.8475 | 4078457.075 | 206766.9984 | 141185.4573 | 4293112.7105 | 4293112.7105 | 0.059173 | 0.062479 | 0.012772 | 0.0098114 | 0.014351 | 0.022438 | 0.01184 | 0.01994 | 12.1931 | 12.8744 | 2.6317 | 2.0217 | 2.957 | 2.4397 | 5.07% | 3.462% | 566.0972 | 386.5447
|  | 0.004853 | 20.8267 | 4.9398 | 4078457.075 | 200329.0959 | 143873.7332 | 4293112.7105 | 4293112.7105 | 0.060045 | 0.06278 | 0.012772 | 0.0098114 | 0.014351 | 0.022438 | 0.011734 | 0.01974 | 12.3727 | 12.9363 | 2.6317 | 2.0217 | 2.957 | 2.4178 | 4.912% | 3.528% | 548.4712 | 393.9048
|  | 0.004853 | 20.9843 | 4.9398 | 4078457.075 | 201845.0282 | 143873.7332 | 4293112.7105 | 4293112.7105 | 0.059834 | 0.062647 | 0.012772 | 0.0098114 | 0.014351 | 0.022438 | 0.011802 | 0.019867 | 12.3294 | 12.909 | 2.6317 | 2.0217 | 2.957 | 2.4318 | 4.949% | 3.528% | 552.6216 | 393.9048
|  | 0.004853 | 20.9055 | 5.1409 | 4078457.075 | 201087.0621 | 149730.8545 | 4293112.7105 | 4293112.7105 | 0.059939 | 0.062202 | 0.012772 | 0.0098114 | 0.014351 | 0.022438 | 0.011604 | 0.019495 | 12.3509 | 12.8172 | 2.6317 | 2.0217 | 2.957 | 2.3911 | 4.93% | 3.671% | 550.5464 | 409.9407
|  | 0.004853 | 21.2205 | 5.1409 | 4078457.075 | 204117.0027 | 149730.8545 | 4293112.7105 | 4293112.7105 | 0.059525 | 0.061941 | 0.012772 | 0.0098114 | 0.014351 | 0.022438 | 0.011615 | 0.019515 | 12.2657 | 12.7634 | 2.6317 | 2.0217 | 2.957 | 2.3933 | 5.005% | 3.671% | 558.8419 | 409.9407
|  | 0.004853 | 21.5354 | 5.1409 | 4078457.075 | 207145.9815 | 149730.8545 | 4293112.7105 | 4293112.7105 | 0.059118 | 0.061682 | 0.012747 | 0.0097823 | 0.014221 | 0.022301 | 0.011727 | 0.019661 | 12.1817 | 12.7101 | 2.6267 | 2.0157 | 2.9304 | 2.4165 | 5.079% | 3.671% | 567.1348 | 409.9407
|  | 0.004853 | 21.8897 | 4.8475 | 4078457.075 | 210553.9433 | 141185.4573 | 4293112.7105 | 4293112.7105 | 0.058685 | 0.062172 | 0.012772 | 0.0098114 | 0.014351 | 0.022438 | 0.01182 | 0.019902 | 12.0926 | 12.811 | 2.6317 | 2.0217 | 2.957 | 2.4356 | 5.163% | 3.462% | 576.4653 | 386.5447
|  | 0.004853 | 21.2992 | 4.4811 | 4078457.075 | 204874.0069 | 130513.9046 | 4293112.7105 | 4293112.7105 | 0.059424 | 0.063726 | 0.012772 | 0.0098114 | 0.014351 | 0.022438 | 0.011749 | 0.019769 | 12.2447 | 13.1313 | 2.6317 | 2.0217 | 2.957 | 2.4211 | 5.023% | 3.2% | 560.9145 | 357.3276
|  | 0.004853 | 21.4172 | 4.4811 | 4078457.075 | 206009.0323 | 130513.9046 | 4293112.7105 | 4293112.7105 | 0.059273 | 0.063631 | 0.012772 | 0.0098114 | 0.014351 | 0.022438 | 0.011861 | 0.019979 | 12.2137 | 13.1117 | 2.6317 | 2.0217 | 2.957 | 2.444 | 5.051% | 3.2% | 564.022 | 357.3276
|  | 0.004853 | 21.811 | 4.8475 | 4078457.075 | 209796.9391 | 141185.4573 | 4293112.7105 | 4293112.7105 | 0.058786 | 0.062237 | 0.012792 | 0.0098355 | 0.014458 | 0.022551 | 0.011809 | 0.019937 | 12.1134 | 12.8245 | 2.6359 | 2.0267 | 2.9791 | 2.4334 | 5.144% | 3.462% | 574.3927 | 386.5447
|  | 0.004853 | 21.5748 | 4.8475 | 4078457.075 | 207524.9645 | 141185.4573 | 4293112.7105 | 4293112.7105 | 0.059074 | 0.062417 | 0.012772 | 0.0098114 | 0.014351 | 0.022438 | 0.011855 | 0.019968 | 12.1727 | 12.8615 | 2.6317 | 2.0217 | 2.957 | 2.4428 | 5.088% | 3.462% | 568.1724 | 386.5447
|  | 0.004853 | 21.2205 | 4.9398 | 4078457.075 | 204117.0027 | 143873.7332 | 4293112.7105 | 4293112.7105 | 0.059525 | 0.062452 | 0.012772 | 0.0098114 | 0.014351 | 0.022438 | 0.011766 | 0.019801 | 12.2657 | 12.8688 | 2.6317 | 2.0217 | 2.957 | 2.4245 | 5.005% | 3.528% | 558.8419 | 393.9048
|  | 0.004853 | 20.9842 | 4.9398 | 4078457.075 | 201844.0663 | 143873.7332 | 4293112.7105 | 4293112.7105 | 0.059835 | 0.062647 | 0.012772 | 0.0098114 | 0.014351 | 0.022438 | 0.011848 | 0.019954 | 12.3294 | 12.909 | 2.6317 | 2.0217 | 2.957 | 2.4413 | 4.949% | 3.528% | 552.6189 | 393.9048
|  | 0.004853 | 21.6534 | 4.8475 | 4078457.075 | 208281.0069 | 141185.4573 | 4293112.7105 | 4293112.7105 | 0.058976 | 0.062355 | 0.012772 | 0.0098114 | 0.014351 | 0.022438 | 0.011802 | 0.019867 | 12.1525 | 12.8488 | 2.6317 | 2.0217 | 2.957 | 2.4318 | 5.107% | 3.462% | 570.2423 | 386.5447
|  | 0.004853 | 21.1023 | 4.9398 | 4078457.075 | 202980.0536 | 143873.7332 | 4293112.7105 | 4293112.7105 | 0.059679 | 0.062549 | 0.012772 | 0.0098114 | 0.014351 | 0.022438 | 0.011715 | 0.019704 | 12.2974 | 12.8888 | 2.6317 | 2.0217 | 2.957 | 2.4139 | 4.977% | 3.528% | 555.7291 | 393.9048
|  | 0.004853 | 21.1023 | 4.9398 | 4078457.075 | 202980.0536 | 143873.7332 | 4293112.7105 | 4293112.7105 | 0.059679 | 0.062549 | 0.012772 | 0.0098114 | 0.014351 | 0.022438 | 0.011809 | 0.019881 | 12.2974 | 12.8888 | 2.6317 | 2.0217 | 2.957 | 2.4333 | 4.977% | 3.528% | 555.7291 | 393.9048
|  | 0.004853 | 21.1023 | 4.9398 | 4078457.075 | 202980.0536 | 143873.7332 | 4293112.7105 | 4293112.7105 | 0.059679 | 0.062549 | 0.012772 | 0.0098114 | 0.014351 | 0.022438 | 0.011727 | 0.019727 | 12.2974 | 12.8888 | 2.6317 | 2.0217 | 2.957 | 2.4164 | 4.977% | 3.528% | 555.7291 | 393.9048
|  | 0.004853 | 20.9842 | 4.9398 | 4078457.075 | 201844.0663 | 143873.7332 | 4293112.7105 | 4293112.7105 | 0.059835 | 0.062647 | 0.012772 | 0.0098114 | 0.014351 | 0.022438 | 0.011813 | 0.019888 | 12.3294 | 12.909 | 2.6317 | 2.0217 | 2.957 | 2.4341 | 4.949% | 3.528% | 552.6189 | 393.9048
|  | 0.004853 | 20.9842 | 4.9398 | 4078457.075 | 201844.0663 | 143873.7332 | 4293112.7105 | 4293112.7105 | 0.059835 | 0.062647 | 0.012772 | 0.0098114 | 0.014351 | 0.022438 | 0.011835 | 0.019931 | 12.3294 | 12.909 | 2.6317 | 2.0217 | 2.957 | 2.4388 | 4.949% | 3.528% | 552.6189 | 393.9048
|  | 0.004853 | 20.9448 | 4.9398 | 4078457.075 | 201465.0832 | 143873.7332 | 4293112.7105 | 4293112.7105 | 0.059887 | 0.06268 | 0.012772 | 0.0098114 | 0.014351 | 0.022438 | 0.011733 | 0.019738 | 12.3402 | 12.9158 | 2.6317 | 2.0217 | 2.957 | 2.4176 | 4.94% | 3.528% | 551.5813 | 393.9048
|  | 0.004853 | 20.9842 | 4.9398 | 4078457.075 | 201844.0663 | 143873.7332 | 4293112.7105 | 4293112.7105 | 0.059835 | 0.062647 | 0.012772 | 0.0098114 | 0.014351 | 0.022438 | 0.011749 | 0.019769 | 12.3294 | 12.909 | 2.6317 | 2.0217 | 2.957 | 2.421 | 4.949% | 3.528% | 552.6189 | 393.9048
|  | 0.0038955 | 18.9763 | 4.1483 | 4078457.075 | 182530.3588 | 120820.966 | 4293112.7105 | 4293112.7105 | 0.06373 | 0.06795 | 0.013727 | 0.010766 | 0.015296 | 0.023382 | 0.012712 | 0.02073 | 16.36 | 17.4433 | 3.5238 | 2.7637 | 3.9265 | 3.2633 | 4.475% | 2.962% | 499.7409 | 330.7898
|  | 0.005297 | 20.7875 | 4.4162 | 4078457.075 | 199952.0367 | 128623.6651 | 4293112.7105 | 4293112.7105 | 0.059653 | 0.063919 | 0.012328 | 0.0093674 | 0.013907 | 0.021994 | 0.011342 | 0.019393 | 11.2617 | 12.0669 | 2.3273 | 1.7684 | 2.6254 | 2.1411 | 4.903% | 3.154% | 547.4388 | 352.1524
|  | 0.005297 | 20.7875 | 4.4162 | 4078457.075 | 199952.0367 | 128623.6651 | 4293112.7105 | 4293112.7105 | 0.059653 | 0.063919 | 0.012328 | 0.0093674 | 0.013907 | 0.021994 | 0.011405 | 0.019512 | 11.2617 | 12.0669 | 2.3273 | 1.7684 | 2.6254 | 2.1531 | 4.903% | 3.154% | 547.4388 | 352.1524
|  | 0.005297 | 20.7481 | 4.4162 | 4078457.075 | 199573.0536 | 128623.6651 | 4293112.7105 | 4293112.7105 | 0.059707 | 0.063952 | 0.012328 | 0.0093674 | 0.013907 | 0.021994 | 0.01134 | 0.01939 | 11.2718 | 12.0733 | 2.3273 | 1.7684 | 2.6254 | 2.1408 | 4.893% | 3.154% | 546.4012 | 352.1524
|  | 0.005297 | 20.7481 | 4.4162 | 4078457.075 | 199573.0536 | 128623.6651 | 4293112.7105 | 4293112.7105 | 0.059707 | 0.063952 | 0.012328 | 0.0093674 | 0.013907 | 0.021994 | 0.011355 | 0.019419 | 11.2718 | 12.0733 | 2.3273 | 1.7684 | 2.6254 | 2.1437 | 4.893% | 3.154% | 546.4012 | 352.1524
|  | 0.005297 | 20.7481 | 4.4162 | 4078457.075 | 199573.0536 | 128623.6651 | 4293112.7105 | 4293112.7105 | 0.059707 | 0.063952 | 0.012328 | 0.0093674 | 0.013907 | 0.021994 | 0.01138 | 0.019466 | 11.2718 | 12.0733 | 2.3273 | 1.7684 | 2.6254 | 2.1484 | 4.893% | 3.154% | 546.4012 | 352.1524
|  | 0.005297 | 20.6693 | 4.9398 | 4078457.075 | 198815.0875 | 143873.7332 | 4293112.7105 | 4293112.7105 | 0.059814 | 0.06247 | 0.012328 | 0.0093674 | 0.013907 | 0.021994 | 0.011365 | 0.019438 | 11.292 | 11.7935 | 2.3273 | 1.7684 | 2.6254 | 2.1456 | 4.875% | 3.528% | 544.326 | 393.9048
|  | 0.005297 | 20.6693 | 4.4162 | 4078457.075 | 198815.0875 | 128623.6651 | 4293112.7105 | 4293112.7105 | 0.059814 | 0.06402 | 0.012328 | 0.0093674 | 0.013907 | 0.021994 | 0.011152 | 0.019036 | 11.292 | 12.086 | 2.3273 | 1.7684 | 2.6254 | 2.1053 | 4.875% | 3.154% | 544.326 | 352.1524
|  | 0.005297 | 20.748 | 4.4162 | 4078457.075 | 199572.0917 | 128623.6651 | 4293112.7105 | 4293112.7105 | 0.059707 | 0.063952 | 0.012328 | 0.0093674 | 0.013907 | 0.021994 | 0.011041 | 0.018826 | 11.2718 | 12.0733 | 2.3273 | 1.7684 | 2.6254 | 2.0843 | 4.893% | 3.154% | 546.3986 | 352.1524
|  | 0.005297 | 20.7086 | 4.4162 | 4078457.075 | 199193.1087 | 128623.6651 | 4293112.7105 | 4293112.7105 | 0.05976 | 0.063986 | 0.012328 | 0.0093674 | 0.013907 | 0.021994 | 0.011259 | 0.019237 | 11.2819 | 12.0797 | 2.3273 | 1.7684 | 2.6254 | 2.1255 | 4.884% | 3.154% | 545.361 | 352.1524
|  | 0.005297 | 20.7479 | 4.4162 | 4078457.075 | 199571.1298 | 128623.6651 | 4293112.7105 | 4293112.7105 | 0.059707 | 0.063952 | 0.012328 | 0.0093674 | 0.013907 | 0.021994 | 0.011407 | 0.019517 | 11.2718 | 12.0733 | 2.3273 | 1.7684 | 2.6254 | 2.1536 | 4.893% | 3.154% | 546.396 | 352.1524
|  | 0.005297 | 20.8662 | 4.4162 | 4078457.075 | 200709.0409 | 128623.6651 | 4293112.7105 | 4293112.7105 | 0.059548 | 0.063852 | 0.012328 | 0.0093674 | 0.013907 | 0.021994 | 0.011273 | 0.019264 | 11.2418 | 12.0544 | 2.3273 | 1.7684 | 2.6254 | 2.1281 | 4.921% | 3.154% | 549.5114 | 352.1524
|  | 0.005297 | 10.5119 | 4.4162 | 4078457.075 | 101112.4866 | 128623.6651 | 4293112.7105 | 4293112.7105 | 0.087054 | 0.081195 | 0.012328 | 0.0093674 | 0.013907 | 0.021994 | 0.011325 | 0.019362 | 16.4346 | 15.3285 | 2.3273 | 1.7684 | 2.6254 | 2.138 | 2.479% | 3.154% | 276.8309 | 352.1524
|  | 0.005297 | 20.8662 | 4.9398 | 4078457.075 | 200709.0409 | 143873.7332 | 4293112.7105 | 4293112.7105 | 0.059548 | 0.062302 | 0.012328 | 0.0093674 | 0.013907 | 0.021994 | 0.011277 | 0.019272 | 11.2418 | 11.7618 | 2.3273 | 1.7684 | 2.6254 | 2.129 | 4.921% | 3.528% | 549.5114 | 393.9048
|  | 0.005297 | 20.7875 | 4.9398 | 4078457.075 | 199952.0367 | 143873.7332 | 4293112.7105 | 4293112.7105 | 0.059653 | 0.062369 | 0.012328 | 0.0093674 | 0.013907 | 0.021994 | 0.011319 | 0.019352 | 11.2617 | 11.7744 | 2.3273 | 1.7684 | 2.6254 | 2.137 | 4.903% | 3.528% | 547.4388 | 393.9048
|  | 0.005297 | 20.7481 | 4.4162 | 4078457.075 | 199573.0536 | 128623.6651 | 4293112.7105 | 4293112.7105 | 0.059707 | 0.063952 | 0.012328 | 0.0093674 | 0.013907 | 0.021994 | 0.011253 | 0.019226 | 11.2718 | 12.0733 | 2.3273 | 1.7684 | 2.6254 | 2.1244 | 4.893% | 3.154% | 546.4012 | 352.1524
|  | 0.005297 | 20.8267 | 4.4162 | 4078457.075 | 200329.0959 | 128623.6651 | 4293112.7105 | 4293112.7105 | 0.059601 | 0.063885 | 0.012328 | 0.0093674 | 0.013907 | 0.021994 | 0.011258 | 0.019235 | 11.2518 | 12.0607 | 2.3273 | 1.7684 | 2.6254 | 2.1253 | 4.912% | 3.154% | 548.4712 | 352.1524
|  | 0.005297 | 20.4725 | 4.9398 | 4078457.075 | 196922.096 | 143873.7332 | 4293112.7105 | 4293112.7105 | 0.060085 | 0.062641 | 0.012328 | 0.0093674 | 0.013907 | 0.021994 | 0.011337 | 0.019384 | 11.3432 | 11.8257 | 2.3273 | 1.7684 | 2.6254 | 2.1402 | 4.828% | 3.528% | 539.1433 | 393.9048
|  | 0.005297 | 10.5119 | 4.9398 | 4078457.075 | 101112.4866 | 143873.7332 | 4293112.7105 | 4293112.7105 | 0.087054 | 0.079645 | 0.012328 | 0.0093674 | 0.013907 | 0.021994 | 0.011398 | 0.019499 | 16.4346 | 15.0359 | 2.3273 | 1.7684 | 2.6254 | 2.1518 | 2.479% | 3.528% | 276.8309 | 393.9048
|  | 0.005297 | 20.6693 | 4.4162 | 4078457.075 | 198815.0875 | 128623.6651 | 4293112.7105 | 4293112.7105 | 0.059814 | 0.06402 | 0.012328 | 0.0093674 | 0.013907 | 0.021994 | 0.011218 | 0.019161 | 11.292 | 12.086 | 2.3273 | 1.7684 | 2.6254 | 2.1178 | 4.875% | 3.154% | 544.326 | 352.1524
|  | 0.005297 | 20.6299 | 4.4162 | 4078457.075 | 198436.1044 | 128623.6651 | 4293112.7105 | 4293112.7105 | 0.059868 | 0.064054 | 0.012328 | 0.0093674 | 0.013907 | 0.021994 | 0.011311 | 0.019335 | 11.3022 | 12.0924 | 2.3273 | 1.7684 | 2.6254 | 2.1353 | 4.865% | 3.154% | 543.2884 | 352.1524
|  | 0.005297 | 10.5512 | 4.9398 | 4078457.075 | 101490.5077 | 143873.7332 | 4293112.7105 | 4293112.7105 | 0.086848 | 0.079515 | 0.012328 | 0.0093674 | 0.013907 | 0.021994 | 0.011395 | 0.019494 | 16.3957 | 15.0114 | 2.3273 | 1.7684 | 2.6254 | 2.1513 | 2.488% | 3.528% | 277.8659 | 393.9048
|  | 0.005297 | 10.4725 | 4.4162 | 4078457.075 | 100733.5035 | 128623.6651 | 4293112.7105 | 4293112.7105 | 0.087263 | 0.081327 | 0.012328 | 0.0093674 | 0.013907 | 0.021994 | 0.011368 | 0.019443 | 16.474 | 15.3533 | 2.3273 | 1.7684 | 2.6254 | 2.1461 | 2.47% | 3.154% | 275.7933 | 352.1524
|  | 0.005297 | 20.5906 | 4.4162 | 4078457.075 | 198058.0833 | 128623.6651 | 4293112.7105 | 4293112.7105 | 0.059922 | 0.064088 | 0.012328 | 0.0093674 | 0.013907 | 0.021994 | 0.011287 | 0.01929 | 11.3123 | 12.0989 | 2.3273 | 1.7684 | 2.6254 | 2.1308 | 4.856% | 3.154% | 542.2535 | 352.1524
|  | 0.005297 | 20.8661 | 4.4162 | 4078457.075 | 200708.079 | 128623.6651 | 4293112.7105 | 4293112.7105 | 0.059548 | 0.063852 | 0.012328 | 0.0093674 | 0.013907 | 0.021994 | 0.011194 | 0.019115 | 11.2418 | 12.0544 | 2.3273 | 1.7684 | 2.6254 | 2.1133 | 4.921% | 3.154% | 549.5088 | 352.1524
|  | 0.005297 | 20.5118 | 4.9398 | 4078457.075 | 197300.1172 | 143873.7332 | 4293112.7105 | 4293112.7105 | 0.06003 | 0.062606 | 0.012328 | 0.0093674 | 0.013907 | 0.021994 | 0.011295 | 0.019306 | 11.3329 | 11.8192 | 2.3273 | 1.7684 | 2.6254 | 2.1324 | 4.838% | 3.528% | 540.1783 | 393.9048
|  | 0.005297 | 17.7165 | 4.4162 | 4078457.075 | 170412.5199 | 128623.6651 | 4293112.7105 | 4293112.7105 | 0.064513 | 0.066982 | 0.012328 | 0.0093674 | 0.013907 | 0.021994 | 0.011238 | 0.019197 | 12.1792 | 12.6453 | 2.3273 | 1.7684 | 2.6254 | 2.1215 | 4.178% | 3.154% | 466.5641 | 352.1524
|  | 0.005297 | 10.5512 | 4.4162 | 4078457.075 | 101490.5077 | 128623.6651 | 4293112.7105 | 4293112.7105 | 0.086848 | 0.081065 | 0.012328 | 0.0093674 | 0.013907 | 0.021994 | 0.011271 | 0.019259 | 16.3957 | 15.3039 | 2.3273 | 1.7684 | 2.6254 | 2.1277 | 2.488% | 3.154% | 277.8659 | 352.1524
|  | 0.005297 | 10.5118 | 4.4162 | 4078457.075 | 101111.5247 | 128623.6651 | 4293112.7105 | 4293112.7105 | 0.087055 | 0.081195 | 0.012328 | 0.0093674 | 0.013907 | 0.021994 | 0.011395 | 0.019494 | 16.4347 | 15.3286 | 2.3273 | 1.7684 | 2.6254 | 2.1513 | 2.479% | 3.154% | 276.8283 | 352.1524
|  | 0.005297 | 10.4725 | 4.0931 | 4078457.075 | 100733.5035 | 119213.243 | 4293112.7105 | 4293112.7105 | 0.087263 | 0.08248 | 0.012328 | 0.0093674 | 0.013907 | 0.021994 | 0.011243 | 0.019207 | 16.474 | 15.5712 | 2.3273 | 1.7684 | 2.6254 | 2.1225 | 2.47% | 2.923% | 275.7933 | 326.3881
|  | 0.005297 | 10.4725 | 4.0931 | 4078457.075 | 100733.5035 | 119213.243 | 4293112.7105 | 4293112.7105 | 0.087263 | 0.08248 | 0.012328 | 0.0093674 | 0.013907 | 0.021994 | 0.011321 | 0.019354 | 16.474 | 15.5712 | 2.3273 | 1.7684 | 2.6254 | 2.1372 | 2.47% | 2.923% | 275.7933 | 326.3881
|  | 0.005297 | 20.7086 | 4.8935 | 4078457.075 | 199193.1087 | 142525.2265 | 4293112.7105 | 4293112.7105 | 0.05976 | 0.06256 | 0.012328 | 0.0093674 | 0.013907 | 0.021994 | 0.011368 | 0.019443 | 11.2819 | 11.8104 | 2.3273 | 1.7684 | 2.6254 | 2.1461 | 4.884% | 3.495% | 545.361 | 390.2128
|  | 0.005297 | 10.5512 | 4.0931 | 4078457.075 | 101490.5077 | 119213.243 | 4293112.7105 | 4293112.7105 | 0.086848 | 0.082219 | 0.012328 | 0.0093674 | 0.013907 | 0.021994 | 0.011422 | 0.019544 | 16.3957 | 15.5218 | 2.3273 | 1.7684 | 2.6254 | 2.1563 | 2.488% | 2.923% | 277.8659 | 326.3881
|  | 0.005297 | 10.4724 | 4.0931 | 4078457.075 | 100732.5416 | 119213.243 | 4293112.7105 | 4293112.7105 | 0.087258 | 0.082476 | 0.012306 | 0.0093409 | 0.013789 | 0.021869 | 0.011204 | 0.019074 | 16.4731 | 15.5703 | 2.3231 | 1.7634 | 2.6032 | 2.1152 | 2.47% | 2.923% | 275.7907 | 326.3881
|  | 0.005297 | 10.5118 | 4.0931 | 4078457.075 | 101111.5247 | 119213.243 | 4293112.7105 | 4293112.7105 | 0.087054 | 0.082348 | 0.012323 | 0.0093622 | 0.013884 | 0.021969 | 0.011158 | 0.019035 | 16.4346 | 15.5462 | 2.3265 | 1.7675 | 2.621 | 2.1065 | 2.479% | 2.923% | 276.8283 | 326.3881
|  | 0.005297 | 20.7873 | 4.4162 | 4078457.075 | 199950.1129 | 128623.6651 | 4293112.7105 | 4293112.7105 | 0.059654 | 0.063919 | 0.012328 | 0.0093674 | 0.013907 | 0.021994 | 0.011279 | 0.019276 | 11.2618 | 12.067 | 2.3273 | 1.7684 | 2.6254 | 2.1294 | 4.903% | 3.154% | 547.4336 | 352.1524
|  | 0.005297 | 17.7166 | 4.4162 | 4078457.075 | 170413.4818 | 128623.6651 | 4293112.7105 | 4293112.7105 | 0.064513 | 0.066982 | 0.012328 | 0.0093674 | 0.013907 | 0.021994 | 0.011227 | 0.019178 | 12.1792 | 12.6453 | 2.3273 | 1.7684 | 2.6254 | 2.1196 | 4.178% | 3.154% | 466.5667 | 352.1524
|  | 0.005297 | 20.8267 | 4.8935 | 4078457.075 | 200329.0959 | 142525.2265 | 4293112.7105 | 4293112.7105 | 0.059601 | 0.062459 | 0.012328 | 0.0093674 | 0.013907 | 0.021994 | 0.011281 | 0.019278 | 11.2518 | 11.7915 | 2.3273 | 1.7684 | 2.6254 | 2.1296 | 4.912% | 3.495% | 548.4712 | 390.2128
|  | 0.005297 | 17.6378 | 4.8935 | 4078457.075 | 169655.5157 | 142525.2265 | 4293112.7105 | 4293112.7105 | 0.06466 | 0.065649 | 0.012328 | 0.0093674 | 0.013907 | 0.021994 | 0.011226 | 0.019176 | 12.2069 | 12.3936 | 2.3273 | 1.7684 | 2.6254 | 2.1193 | 4.16% | 3.495% | 464.4915 | 390.2128
|  | 0.005297 | 17.5984 | 4.4162 | 4078457.075 | 169276.5326 | 128623.6651 | 4293112.7105 | 4293112.7105 | 0.064734 | 0.067121 | 0.012328 | 0.0093674 | 0.013907 | 0.021994 | 0.011378 | 0.019462 | 12.2209 | 12.6716 | 2.3273 | 1.7684 | 2.6254 | 2.148 | 4.151% | 3.154% | 463.4539 | 352.1524
|  | 0.005297 | 20.7875 | 4.4162 | 4078457.075 | 199952.0367 | 128623.6651 | 4293112.7105 | 4293112.7105 | 0.059653 | 0.063919 | 0.012328 | 0.0093674 | 0.013907 | 0.021994 | 0.011398 | 0.0195 | 11.2617 | 12.0669 | 2.3273 | 1.7684 | 2.6254 | 2.1518 | 4.903% | 3.154% | 547.4388 | 352.1524
|  | 0.005297 | 10.5512 | 4.4162 | 4078457.075 | 101490.5077 | 128623.6651 | 4293112.7105 | 4293112.7105 | 0.086848 | 0.081065 | 0.012328 | 0.0093674 | 0.013907 | 0.021994 | 0.011325 | 0.019361 | 16.3957 | 15.3039 | 2.3273 | 1.7684 | 2.6254 | 2.1379 | 2.488% | 3.154% | 277.8659 | 352.1524
|  | 0.005297 | 10.5905 | 4.4162 | 4078457.075 | 101868.5289 | 128623.6651 | 4293112.7105 | 4293112.7105 | 0.086643 | 0.080936 | 0.012328 | 0.0093674 | 0.013907 | 0.021994 | 0.011309 | 0.019332 | 16.357 | 15.2795 | 2.3273 | 1.7684 | 2.6254 | 2.135 | 2.498% | 3.154% | 278.9008 | 352.1524
|  | 0.005297 | 10.5512 | 4.0931 | 4078457.075 | 101490.5077 | 119213.243 | 4293112.7105 | 4293112.7105 | 0.086848 | 0.082219 | 0.012328 | 0.0093674 | 0.013907 | 0.021994 | 0.011334 | 0.01938 | 16.3957 | 15.5218 | 2.3273 | 1.7684 | 2.6254 | 2.1398 | 2.488% | 2.923% | 277.8659 | 326.3881
|  | 0.005297 | 10.5118 | 4.0931 | 4078457.075 | 101111.5247 | 119213.243 | 4293112.7105 | 4293112.7105 | 0.087055 | 0.082349 | 0.012328 | 0.0093674 | 0.013907 | 0.021994 | 0.011256 | 0.019231 | 16.4347 | 15.5464 | 2.3273 | 1.7684 | 2.6254 | 2.1249 | 2.479% | 2.923% | 276.8283 | 326.3881
|  | 0.005297 | 10.5512 | 4.0931 | 4078457.075 | 101490.5077 | 119213.243 | 4293112.7105 | 4293112.7105 | 0.086848 | 0.082219 | 0.012328 | 0.0093674 | 0.013907 | 0.021994 | 0.011218 | 0.01916 | 16.3957 | 15.5218 | 2.3273 | 1.7684 | 2.6254 | 2.1177 | 2.488% | 2.923% | 277.8659 | 326.3881
|  | 0.005297 | 10.7086 | 4.6316 | 4078457.075 | 103004.5162 | 134897.2798 | 4293112.7105 | 4293112.7105 | 0.086036 | 0.079873 | 0.012328 | 0.0093674 | 0.013907 | 0.021994 | 0.011371 | 0.019449 | 16.2425 | 15.0789 | 2.3273 | 1.7684 | 2.6254 | 2.1467 | 2.526% | 3.308% | 282.011 | 369.3286
|  | 0.005297 | 10.6692 | 4.6316 | 4078457.075 | 102625.5331 | 134897.2798 | 4293112.7105 | 4293112.7105 | 0.086237 | 0.08 | 0.012328 | 0.0093674 | 0.013907 | 0.021994 | 0.011373 | 0.019452 | 16.2804 | 15.1029 | 2.3273 | 1.7684 | 2.6254 | 2.147 | 2.516% | 3.308% | 280.9734 | 369.3286
|  | 0.005297 | 10.5118 | 4.0931 | 4078457.075 | 101111.5247 | 119213.243 | 4293112.7105 | 4293112.7105 | 0.087052 | 0.082346 | 0.012314 | 0.0093506 | 0.013832 | 0.021915 | 0.011454 | 0.019566 | 16.4341 | 15.5458 | 2.3246 | 1.7653 | 2.6113 | 2.1623 | 2.479% | 2.923% | 276.8283 | 326.3881
|  | 0.005297 | 10.5511 | 4.4811 | 4078457.075 | 101489.5458 | 130513.9046 | 4293112.7105 | 4293112.7105 | 0.086847 | 0.080852 | 0.012323 | 0.0093622 | 0.013884 | 0.021969 | 0.011368 | 0.019431 | 16.3956 | 15.2638 | 2.3265 | 1.7675 | 2.621 | 2.1461 | 2.488% | 3.2% | 277.8632 | 357.3276
|  | 0.005297 | 20.4724 | 4.9398 | 4078457.075 | 196921.1341 | 143873.7332 | 4293112.7105 | 4293112.7105 | 0.060085 | 0.062641 | 0.012328 | 0.0093674 | 0.013907 | 0.021994 | 0.011237 | 0.019195 | 11.3432 | 11.8257 | 2.3273 | 1.7684 | 2.6254 | 2.1213 | 4.828% | 3.528% | 539.1407 | 393.9048
|  | 0.005297 | 20.7481 | 4.9398 | 4078457.075 | 199573.0536 | 143873.7332 | 4293112.7105 | 4293112.7105 | 0.059707 | 0.062402 | 0.012328 | 0.0093674 | 0.013907 | 0.021994 | 0.011263 | 0.019245 | 11.2718 | 11.7807 | 2.3273 | 1.7684 | 2.6254 | 2.1263 | 4.893% | 3.528% | 546.4012 | 393.9048
|  | 0.005297 | 20.7875 | 4.9398 | 4078457.075 | 199952.0367 | 143873.7332 | 4293112.7105 | 4293112.7105 | 0.059653 | 0.062369 | 0.012328 | 0.0093674 | 0.013907 | 0.021994 | 0.01128 | 0.019276 | 11.2617 | 11.7744 | 2.3273 | 1.7684 | 2.6254 | 2.1294 | 4.903% | 3.528% | 547.4388 | 393.9048
|  | 0.005297 | 20.7875 | 4.4162 | 4078457.075 | 199952.0367 | 128623.6651 | 4293112.7105 | 4293112.7105 | 0.059653 | 0.063919 | 0.012328 | 0.0093674 | 0.013907 | 0.021994 | 0.011304 | 0.019323 | 11.2617 | 12.0669 | 2.3273 | 1.7684 | 2.6254 | 2.1341 | 4.903% | 3.154% | 547.4388 | 352.1524
|  | 0.005297 | 20.7875 | 4.4162 | 4078457.075 | 199952.0367 | 128623.6651 | 4293112.7105 | 4293112.7105 | 0.059653 | 0.063919 | 0.012328 | 0.0093674 | 0.013907 | 0.021994 | 0.011399 | 0.019502 | 11.2617 | 12.0669 | 2.3273 | 1.7684 | 2.6254 | 2.152 | 4.903% | 3.154% | 547.4388 | 352.1524
|  | 0.005297 | 20.7875 | 4.4162 | 4078457.075 | 199952.0367 | 128623.6651 | 4293112.7105 | 4293112.7105 | 0.059653 | 0.063919 | 0.012328 | 0.0093674 | 0.013907 | 0.021994 | 0.011365 | 0.019437 | 11.2617 | 12.0669 | 2.3273 | 1.7684 | 2.6254 | 2.1456 | 4.903% | 3.154% | 547.4388 | 352.1524
|  | 0.005297 | 20.7481 | 4.4162 | 4078457.075 | 199573.0536 | 128623.6651 | 4293112.7105 | 4293112.7105 | 0.059707 | 0.063952 | 0.012328 | 0.0093674 | 0.013907 | 0.021994 | 0.011387 | 0.019479 | 11.2718 | 12.0733 | 2.3273 | 1.7684 | 2.6254 | 2.1498 | 4.893% | 3.154% | 546.4012 | 352.1524
|  | 0.005297 | 20.7875 | 4.4162 | 4078457.075 | 199952.0367 | 128623.6651 | 4293112.7105 | 4293112.7105 | 0.059653 | 0.063919 | 0.012328 | 0.0093674 | 0.013907 | 0.021994 | 0.011304 | 0.019322 | 11.2617 | 12.0669 | 2.3273 | 1.7684 | 2.6254 | 2.134 | 4.903% | 3.154% | 547.4388 | 352.1524
|  | 0.005297 | 20.7875 | 4.4162 | 4078457.075 | 199952.0367 | 128623.6651 | 4293112.7105 | 4293112.7105 | 0.059653 | 0.063919 | 0.012328 | 0.0093674 | 0.013907 | 0.021994 | 0.011198 | 0.019123 | 11.2617 | 12.0669 | 2.3273 | 1.7684 | 2.6254 | 2.114 | 4.903% | 3.154% | 547.4388 | 352.1524
|  | 0.005297 | 20.7875 | 4.4162 | 4078457.075 | 199952.0367 | 128623.6651 | 4293112.7105 | 4293112.7105 | 0.059653 | 0.063919 | 0.012328 | 0.0093674 | 0.013907 | 0.021994 | 0.011322 | 0.019356 | 11.2617 | 12.0669 | 2.3273 | 1.7684 | 2.6254 | 2.1374 | 4.903% | 3.154% | 547.4388 | 352.1524
|  | 0.005297 | 20.7875 | 4.4162 | 4078457.075 | 199952.0367 | 128623.6651 | 4293112.7105 | 4293112.7105 | 0.059653 | 0.063919 | 0.012328 | 0.0093674 | 0.013907 | 0.021994 | 0.011386 | 0.019476 | 11.2617 | 12.0669 | 2.3273 | 1.7684 | 2.6254 | 2.1494 | 4.903% | 3.154% | 547.4388 | 352.1524
|  | 0.005297 | 20.7875 | 4.4162 | 4078457.075 | 199952.0367 | 128623.6651 | 4293112.7105 | 4293112.7105 | 0.059653 | 0.063919 | 0.012328 | 0.0093674 | 0.013907 | 0.021994 | 0.011406 | 0.019515 | 11.2617 | 12.0669 | 2.3273 | 1.7684 | 2.6254 | 2.1533 | 4.903% | 3.154% | 547.4388 | 352.1524
|  | 0.005297 | 20.7875 | 4.4162 | 4078457.075 | 199952.0367 | 128623.6651 | 4293112.7105 | 4293112.7105 | 0.059653 | 0.063919 | 0.012328 | 0.0093674 | 0.013907 | 0.021994 | 0.011152 | 0.019036 | 11.2617 | 12.0669 | 2.3273 | 1.7684 | 2.6254 | 2.1053 | 4.903% | 3.154% | 547.4388 | 352.1524
|  | 0.005297 | 20.748 | 4.4162 | 4078457.075 | 199572.0917 | 128623.6651 | 4293112.7105 | 4293112.7105 | 0.059707 | 0.063952 | 0.012328 | 0.0093674 | 0.013907 | 0.021994 | 0.011324 | 0.01936 | 11.2718 | 12.0733 | 2.3273 | 1.7684 | 2.6254 | 2.1378 | 4.893% | 3.154% | 546.3986 | 352.1524
|  | 0.005297 | 20.7875 | 4.4162 | 4078457.075 | 199952.0367 | 128623.6651 | 4293112.7105 | 4293112.7105 | 0.059653 | 0.063919 | 0.012328 | 0.0093674 | 0.013907 | 0.021994 | 0.011307 | 0.019329 | 11.2617 | 12.0669 | 2.3273 | 1.7684 | 2.6254 | 2.1347 | 4.903% | 3.154% | 547.4388 | 352.1524
|  | 0.005297 | 20.7481 | 4.9398 | 4078457.075 | 199573.0536 | 143873.7332 | 4293112.7105 | 4293112.7105 | 0.059707 | 0.062402 | 0.012328 | 0.0093674 | 0.013907 | 0.021994 | 0.011118 | 0.018971 | 11.2718 | 11.7807 | 2.3273 | 1.7684 | 2.6254 | 2.0989 | 4.893% | 3.528% | 546.4012 | 393.9048
|  | 0.005297 | 20.7875 | 4.4162 | 4078457.075 | 199952.0367 | 128623.6651 | 4293112.7105 | 4293112.7105 | 0.059653 | 0.063919 | 0.012328 | 0.0093674 | 0.013907 | 0.021994 | 0.011298 | 0.019312 | 11.2617 | 12.0669 | 2.3273 | 1.7684 | 2.6254 | 2.133 | 4.903% | 3.154% | 547.4388 | 352.1524
|  | 0.005297 | 20.7875 | 4.4162 | 4078457.075 | 199952.0367 | 128623.6651 | 4293112.7105 | 4293112.7105 | 0.059653 | 0.063919 | 0.012328 | 0.0093674 | 0.013907 | 0.021994 | 0.011377 | 0.01946 | 11.2617 | 12.0669 | 2.3273 | 1.7684 | 2.6254 | 2.1478 | 4.903% | 3.154% | 547.4388 | 352.1524
|  | 0.005297 | 20.7481 | 4.4162 | 4078457.075 | 199573.0536 | 128623.6651 | 4293112.7105 | 4293112.7105 | 0.059707 | 0.063952 | 0.012328 | 0.0093674 | 0.013907 | 0.021994 | 0.011349 | 0.019408 | 11.2718 | 12.0733 | 2.3273 | 1.7684 | 2.6254 | 2.1426 | 4.893% | 3.154% | 546.4012 | 352.1524
|  | 0.003715 | 19.1339 | 5.4898 | 4078457.075 | 184046.291 | 159892.7124 | 4293112.7105 | 4293112.7105 | 0.063655 | 0.064165 | 0.013893 | 0.01093 | 0.015401 | 0.023483 | 0.013029 | 0.021129 | 17.1345 | 17.2718 | 3.7397 | 2.942 | 4.1455 | 3.5072 | 4.513% | 3.92% | 503.8913 | 437.7624
|  | 0.0068235 | 25.0393 | 5.5629 | 4078457.075 | 240849.5024 | 162021.7804 | 4293112.7105 | 4293112.7105 | 0.053356 | 0.056368 | 0.010761 | 0.0077934 | 0.012125 | 0.020201 | 0.0099716 | 0.018053 | 7.8195 | 8.2608 | 1.5771 | 1.1421 | 1.777 | 1.4614 | 5.905% | 3.973% | 659.41 | 443.5915
|  | 0.0070945 | 25.3936 | 5.425 | 4078457.075 | 244257.4643 | 158005.3854 | 4293112.7105 | 4293112.7105 | 0.05276 | 0.056187 | 0.01049 | 0.0075224 | 0.011854 | 0.01993 | 0.0095655 | 0.017528 | 7.4368 | 7.9198 | 1.4787 | 1.0603 | 1.6709 | 1.3483 | 5.989% | 3.874% | 668.7405 | 432.5952
|  | 0.006118 | 23.3858 | 5.6203 | 4078457.075 | 224944.7186 | 163693.5793 | 4293112.7105 | 4293112.7105 | 0.055715 | 0.057999 | 0.011498 | 0.0085356 | 0.012994 | 0.021079 | 0.01053 | 0.018565 | 9.1067 | 9.4801 | 1.8793 | 1.3952 | 2.124 | 1.7211 | 5.515% | 4.014% | 615.8651 | 448.1686
|  | 0.006118 | 23.3071 | 5.6203 | 4078457.075 | 224187.7144 | 163693.5793 | 4293112.7105 | 4293112.7105 | 0.055792 | 0.058045 | 0.011467 | 0.0084989 | 0.012831 | 0.020906 | 0.010615 | 0.018641 | 9.1193 | 9.4876 | 1.8743 | 1.3892 | 2.0972 | 1.735 | 5.497% | 4.014% | 613.7925 | 448.1686
|  | 0.006118 | 23.307 | 5.6203 | 4078457.075 | 224186.7525 | 163693.5793 | 4293112.7105 | 4293112.7105 | 0.055792 | 0.058045 | 0.011467 | 0.0084989 | 0.012831 | 0.020906 | 0.010417 | 0.018269 | 9.1193 | 9.4876 | 1.8743 | 1.3892 | 2.0972 | 1.7027 | 5.497% | 4.014% | 613.7899 | 448.1686
|  | 0.006118 | 23.4252 | 5.6203 | 4078457.075 | 225323.7017 | 163693.5793 | 4293112.7105 | 4293112.7105 | 0.055666 | 0.057966 | 0.011467 | 0.0084989 | 0.012831 | 0.020906 | 0.010579 | 0.018574 | 9.0987 | 9.4746 | 1.8743 | 1.3892 | 2.0972 | 1.7292 | 5.525% | 4.014% | 616.9027 | 448.1686
|  | 0.006118 | 23.3464 | 5.6203 | 4078457.075 | 224565.7356 | 163693.5793 | 4293112.7105 | 4293112.7105 | 0.05575 | 0.058019 | 0.011467 | 0.0084989 | 0.012831 | 0.020906 | 0.010615 | 0.018641 | 9.1124 | 9.4833 | 1.8743 | 1.3892 | 2.0972 | 1.735 | 5.506% | 4.014% | 614.8275 | 448.1686
|  | 0.006118 | 23.3464 | 5.6203 | 4078457.075 | 224565.7356 | 163693.5793 | 4293112.7105 | 4293112.7105 | 0.05575 | 0.058019 | 0.011467 | 0.0084989 | 0.012831 | 0.020906 | 0.010666 | 0.018737 | 9.1124 | 9.4833 | 1.8743 | 1.3892 | 2.0972 | 1.7433 | 5.506% | 4.014% | 614.8275 | 448.1686
|  | 0.006118 | 23.3464 | 5.6203 | 4078457.075 | 224565.7356 | 163693.5793 | 4293112.7105 | 4293112.7105 | 0.05575 | 0.058019 | 0.011467 | 0.0084989 | 0.012831 | 0.020906 | 0.010658 | 0.018723 | 9.1124 | 9.4833 | 1.8743 | 1.3892 | 2.0972 | 1.7421 | 5.506% | 4.014% | 614.8275 | 448.1686
|  | 0.006118 | 23.3858 | 5.6203 | 4078457.075 | 224944.7186 | 163693.5793 | 4293112.7105 | 4293112.7105 | 0.05571 | 0.057995 | 0.011479 | 0.008513 | 0.012894 | 0.020973 | 0.010426 | 0.018318 | 9.106 | 9.4794 | 1.8762 | 1.3915 | 2.1076 | 1.7041 | 5.515% | 4.014% | 615.8651 | 448.1686
|  | 0.006118 | 23.3464 | 5.6203 | 4078457.075 | 224565.7356 | 163693.5793 | 4293112.7105 | 4293112.7105 | 0.05575 | 0.058019 | 0.011467 | 0.0084989 | 0.012831 | 0.020906 | 0.010621 | 0.018654 | 9.1124 | 9.4833 | 1.8743 | 1.3892 | 2.0972 | 1.7361 | 5.506% | 4.014% | 614.8275 | 448.1686
|  | 0.006118 | 23.3464 | 5.6203 | 4078457.075 | 224565.7356 | 163693.5793 | 4293112.7105 | 4293112.7105 | 0.05575 | 0.058019 | 0.011467 | 0.0084989 | 0.012831 | 0.020906 | 0.01059 | 0.018594 | 9.1124 | 9.4833 | 1.8743 | 1.3892 | 2.0972 | 1.7309 | 5.506% | 4.014% | 614.8275 | 448.1686
|  | 0.0039435 | 24.8426 | 5.5037 | 4078457.075 | 238957.4728 | 160297.5557 | 4293112.7105 | 4293112.7105 | 0.05642 | 0.059489 | 0.013641 | 0.010673 | 0.015005 | 0.023081 | 0.012809 | 0.020853 | 14.3072 | 15.0853 | 3.4592 | 2.7066 | 3.8051 | 3.2481 | 5.859% | 3.93% | 654.2299 | 438.8708
|  | 0.0039435 | 25.1968 | 5.5037 | 4078457.075 | 242364.4728 | 160297.5557 | 4293112.7105 | 4293112.7105 | 0.056091 | 0.059281 | 0.013641 | 0.010673 | 0.015005 | 0.023081 | 0.012805 | 0.020846 | 14.2235 | 15.0326 | 3.4592 | 2.7066 | 3.8051 | 3.2472 | 5.943% | 3.93% | 663.5578 | 438.8708
|  | 0.0039435 | 25.1968 | 5.5037 | 4078457.075 | 242364.4728 | 160297.5557 | 4293112.7105 | 4293112.7105 | 0.056091 | 0.059281 | 0.013641 | 0.010673 | 0.015005 | 0.023081 | 0.012665 | 0.020582 | 14.2235 | 15.0326 | 3.4592 | 2.7066 | 3.8051 | 3.2117 | 5.943% | 3.93% | 663.5578 | 438.8708
|  | 0.0039435 | 25.1968 | 5.5037 | 4078457.075 | 242364.4728 | 160297.5557 | 4293112.7105 | 4293112.7105 | 0.056091 | 0.059281 | 0.013641 | 0.010673 | 0.015005 | 0.023081 | 0.01276 | 0.020761 | 14.2235 | 15.0326 | 3.4592 | 2.7066 | 3.8051 | 3.2358 | 5.943% | 3.93% | 663.5578 | 438.8708
|  | 0.0039435 | 24.8426 | 5.5037 | 4078457.075 | 238957.4728 | 160297.5557 | 4293112.7105 | 4293112.7105 | 0.05642 | 0.059489 | 0.013641 | 0.010673 | 0.015005 | 0.023081 | 0.012482 | 0.020236 | 14.3072 | 15.0853 | 3.4592 | 2.7066 | 3.8051 | 3.1652 | 5.859% | 3.93% | 654.2299 | 438.8708
|  | 0.0039435 | 24.882 | 5.5037 | 4078457.075 | 239336.4559 | 160297.5557 | 4293112.7105 | 4293112.7105 | 0.056383 | 0.059465 | 0.013641 | 0.010673 | 0.015005 | 0.023081 | 0.012843 | 0.020918 | 14.2978 | 15.0793 | 3.4592 | 2.7066 | 3.8051 | 3.2568 | 5.868% | 3.93% | 655.2675 | 438.8708
|  | 0.0039435 | 24.8426 | 5.5037 | 4078457.075 | 238957.4728 | 160297.5557 | 4293112.7105 | 4293112.7105 | 0.05642 | 0.059489 | 0.013641 | 0.010673 | 0.015005 | 0.023081 | 0.0128 | 0.020836 | 14.3072 | 15.0853 | 3.4592 | 2.7066 | 3.8051 | 3.2459 | 5.859% | 3.93% | 654.2299 | 438.8708
|  | 0.0039435 | 24.8426 | 5.5037 | 4078457.075 | 238957.4728 | 160297.5557 | 4293112.7105 | 4293112.7105 | 0.05642 | 0.059489 | 0.013641 | 0.010673 | 0.015005 | 0.023081 | 0.012877 | 0.020981 | 14.3072 | 15.0853 | 3.4592 | 2.7066 | 3.8051 | 3.2654 | 5.859% | 3.93% | 654.2299 | 438.8708
|  | 0.0039435 | 25.0394 | 5.4722 | 4078457.075 | 240850.4643 | 159380.1051 | 4293112.7105 | 4293112.7105 | 0.056236 | 0.05944 | 0.013641 | 0.010673 | 0.015005 | 0.023081 | 0.012843 | 0.020918 | 14.2604 | 15.0729 | 3.4592 | 2.7066 | 3.8051 | 3.2569 | 5.905% | 3.908% | 659.4126 | 436.3589
|  | 0.0039435 | 24.8032 | 5.5037 | 4078457.075 | 238578.4897 | 160297.5557 | 4293112.7105 | 4293112.7105 | 0.056458 | 0.059512 | 0.013641 | 0.010673 | 0.015005 | 0.023081 | 0.012807 | 0.020849 | 14.3166 | 15.0912 | 3.4592 | 2.7066 | 3.8051 | 3.2475 | 5.85% | 3.93% | 653.1923 | 438.8708
|  | 0.0039435 | 24.882 | 5.5037 | 4078457.075 | 239336.4559 | 160297.5557 | 4293112.7105 | 4293112.7105 | 0.056383 | 0.059465 | 0.013641 | 0.010673 | 0.015005 | 0.023081 | 0.012701 | 0.02065 | 14.2978 | 15.0793 | 3.4592 | 2.7066 | 3.8051 | 3.2208 | 5.868% | 3.93% | 655.2675 | 438.8708
|  | 0.0039435 | 24.8426 | 5.5037 | 4078457.075 | 238957.4728 | 160297.5557 | 4293112.7105 | 4293112.7105 | 0.05642 | 0.059489 | 0.013641 | 0.010673 | 0.015005 | 0.023081 | 0.012745 | 0.020732 | 14.3072 | 15.0853 | 3.4592 | 2.7066 | 3.8051 | 3.2319 | 5.859% | 3.93% | 654.2299 | 438.8708
|  | 0.0039435 | 24.7638 | 5.5037 | 4078457.075 | 238199.5067 | 160297.5557 | 4293112.7105 | 4293112.7105 | 0.056495 | 0.059536 | 0.013641 | 0.010673 | 0.015005 | 0.023081 | 0.012681 | 0.020611 | 14.3261 | 15.0972 | 3.4592 | 2.7066 | 3.8051 | 3.2156 | 5.84% | 3.93% | 652.1547 | 438.8708
|  | 0.0039435 | 24.8032 | 5.5037 | 4078457.075 | 238578.4897 | 160297.5557 | 4293112.7105 | 4293112.7105 | 0.056458 | 0.059512 | 0.013641 | 0.010673 | 0.015005 | 0.023081 | 0.012763 | 0.020767 | 14.3166 | 15.0912 | 3.4592 | 2.7066 | 3.8051 | 3.2366 | 5.85% | 3.93% | 653.1923 | 438.8708
|  | 0.0039435 | 24.9999 | 5.4722 | 4078457.075 | 240470.5194 | 159380.1051 | 4293112.7105 | 4293112.7105 | 0.056273 | 0.059463 | 0.013641 | 0.010673 | 0.015005 | 0.023081 | 0.012858 | 0.020945 | 14.2697 | 15.0788 | 3.4592 | 2.7066 | 3.8051 | 3.2605 | 5.896% | 3.908% | 658.3724 | 436.3589
|  | 0.0039435 | 25 | 5.5037 | 4078457.075 | 240471.4813 | 160297.5557 | 4293112.7105 | 4293112.7105 | 0.056273 | 0.059396 | 0.013641 | 0.010673 | 0.015005 | 0.023081 | 0.012718 | 0.020681 | 14.2697 | 15.0617 | 3.4592 | 2.7066 | 3.8051 | 3.225 | 5.896% | 3.93% | 658.375 | 438.8708
|  | 0.0039435 | 25.1968 | 5.4722 | 4078457.075 | 242364.4728 | 159380.1051 | 4293112.7105 | 4293112.7105 | 0.056091 | 0.059348 | 0.013641 | 0.010673 | 0.015005 | 0.023081 | 0.012813 | 0.020861 | 14.2235 | 15.0497 | 3.4592 | 2.7066 | 3.8051 | 3.2492 | 5.943% | 3.908% | 663.5578 | 436.3589
|  | 0.0039435 | 24.7638 | 5.5488 | 4078457.075 | 238199.5067 | 161611.112 | 4293112.7105 | 4293112.7105 | 0.056495 | 0.05944 | 0.013641 | 0.010673 | 0.015005 | 0.023081 | 0.012639 | 0.020532 | 14.3261 | 15.073 | 3.4592 | 2.7066 | 3.8051 | 3.205 | 5.84% | 3.963% | 652.1547 | 442.4671
|  | 0.0039435 | 25.1575 | 5.4722 | 4078457.075 | 241986.4516 | 159380.1051 | 4293112.7105 | 4293112.7105 | 0.056127 | 0.059371 | 0.013641 | 0.010673 | 0.015005 | 0.023081 | 0.01273 | 0.020705 | 14.2327 | 15.0555 | 3.4592 | 2.7066 | 3.8051 | 3.2282 | 5.933% | 3.908% | 662.5228 | 436.3589
|  | 0.0039435 | 25.2362 | 5.4722 | 4078457.075 | 242743.4558 | 159380.1051 | 4293112.7105 | 4293112.7105 | 0.056054 | 0.059326 | 0.013641 | 0.010673 | 0.015005 | 0.023081 | 0.012661 | 0.020574 | 14.2144 | 15.0439 | 3.4592 | 2.7066 | 3.8051 | 3.2106 | 5.952% | 3.908% | 664.5954 | 436.3589
|  | 0.0039435 | 25.0787 | 5.4722 | 4078457.075 | 241228.4855 | 159380.1051 | 4293112.7105 | 4293112.7105 | 0.056199 | 0.059417 | 0.013641 | 0.010673 | 0.015005 | 0.023081 | 0.012822 | 0.020877 | 14.2512 | 15.0671 | 3.4592 | 2.7066 | 3.8051 | 3.2513 | 5.915% | 3.908% | 660.4476 | 436.3589
|  | 0.0039435 | 24.8426 | 5.5037 | 4078457.075 | 238957.4728 | 160297.5557 | 4293112.7105 | 4293112.7105 | 0.05642 | 0.059489 | 0.013641 | 0.010673 | 0.015005 | 0.023081 | 0.01269 | 0.020628 | 14.3072 | 15.0853 | 3.4592 | 2.7066 | 3.8051 | 3.2178 | 5.859% | 3.93% | 654.2299 | 438.8708
|  | 0.0039435 | 25 | 5.5488 | 4078457.075 | 240471.4813 | 161611.112 | 4293112.7105 | 4293112.7105 | 0.056273 | 0.0593 | 0.013641 | 0.010673 | 0.015005 | 0.023081 | 0.012772 | 0.020783 | 14.2697 | 15.0375 | 3.4592 | 2.7066 | 3.8051 | 3.2388 | 5.896% | 3.963% | 658.375 | 442.4671
|  | 0.0039435 | 24.9607 | 5.5488 | 4078457.075 | 240093.4601 | 161611.112 | 4293112.7105 | 4293112.7105 | 0.056309 | 0.059323 | 0.013641 | 0.010673 | 0.015005 | 0.023081 | 0.012805 | 0.020846 | 14.279 | 15.0433 | 3.4592 | 2.7066 | 3.8051 | 3.2471 | 5.887% | 3.963% | 657.3401 | 442.4671
|  | 0.0039435 | 24.7638 | 5.5488 | 4078457.075 | 238199.5067 | 161611.112 | 4293112.7105 | 4293112.7105 | 0.056495 | 0.05944 | 0.013641 | 0.010673 | 0.015005 | 0.023081 | 0.012826 | 0.020884 | 14.3261 | 15.073 | 3.4592 | 2.7066 | 3.8051 | 3.2524 | 5.84% | 3.963% | 652.1547 | 442.4671
|  | 0.0039435 | 24.685 | 5.5037 | 4078457.075 | 237441.5406 | 160297.5557 | 4293112.7105 | 4293112.7105 | 0.05657 | 0.059583 | 0.013641 | 0.010673 | 0.015005 | 0.023081 | 0.012753 | 0.020747 | 14.3452 | 15.1092 | 3.4592 | 2.7066 | 3.8051 | 3.2338 | 5.822% | 3.93% | 650.0795 | 438.8708
|  | 0.0039435 | 25.3937 | 5.4722 | 4078457.075 | 244258.4261 | 159380.1051 | 4293112.7105 | 4293112.7105 | 0.055911 | 0.059235 | 0.013641 | 0.010673 | 0.015005 | 0.023081 | 0.012842 | 0.020915 | 14.178 | 15.021 | 3.4592 | 2.7066 | 3.8051 | 3.2565 | 5.989% | 3.908% | 668.7431 | 436.3589
|  | 0.0039435 | 25.1575 | 5.425 | 4078457.075 | 241986.4516 | 158005.3854 | 4293112.7105 | 4293112.7105 | 0.056127 | 0.059474 | 0.013641 | 0.010673 | 0.015005 | 0.023081 | 0.012692 | 0.020632 | 14.2327 | 15.0815 | 3.4592 | 2.7066 | 3.8051 | 3.2184 | 5.933% | 3.874% | 662.5228 | 432.5952
|  | 0.0039435 | 24.7638 | 5.5488 | 4078457.075 | 238199.5067 | 161611.112 | 4293112.7105 | 4293112.7105 | 0.056495 | 0.05944 | 0.013641 | 0.010673 | 0.015005 | 0.023081 | 0.012784 | 0.020806 | 14.3261 | 15.073 | 3.4592 | 2.7066 | 3.8051 | 3.2418 | 5.84% | 3.963% | 652.1547 | 442.4671
|  | 0.0039435 | 21.1417 | 5.5488 | 4078457.075 | 203359.0366 | 161611.112 | 4293112.7105 | 4293112.7105 | 0.060528 | 0.061982 | 0.013641 | 0.010673 | 0.015005 | 0.023081 | 0.012559 | 0.020381 | 15.3488 | 15.7176 | 3.4592 | 2.7066 | 3.8051 | 3.1847 | 4.986% | 3.963% | 556.7667 | 442.4671
|  | 0.0039435 | 25 | 5.425 | 4078457.075 | 240471.4813 | 158005.3854 | 4293112.7105 | 4293112.7105 | 0.056273 | 0.059566 | 0.013641 | 0.010673 | 0.015005 | 0.023081 | 0.012765 | 0.020771 | 14.2697 | 15.1048 | 3.4592 | 2.7066 | 3.8051 | 3.2371 | 5.896% | 3.874% | 658.375 | 432.5952
|  | 0.0039435 | 25.433 | 5.4722 | 4078457.075 | 244636.4473 | 159380.1051 | 4293112.7105 | 4293112.7105 | 0.055876 | 0.059213 | 0.013641 | 0.010673 | 0.015005 | 0.023081 | 0.012803 | 0.020842 | 14.169 | 15.0153 | 3.4592 | 2.7066 | 3.8051 | 3.2467 | 5.998% | 3.908% | 669.7781 | 436.3589
|  | 0.0039435 | 21.1417 | 5.5488 | 4078457.075 | 203359.0366 | 161611.112 | 4293112.7105 | 4293112.7105 | 0.060528 | 0.061982 | 0.013641 | 0.010673 | 0.015005 | 0.023081 | 0.01267 | 0.020592 | 15.3488 | 15.7176 | 3.4592 | 2.7066 | 3.8051 | 3.213 | 4.986% | 3.963% | 556.7667 | 442.4671
|  | 0.0039435 | 25.1181 | 5.4722 | 4078457.075 | 241607.4685 | 159380.1051 | 4293112.7105 | 4293112.7105 | 0.056163 | 0.059394 | 0.013641 | 0.010673 | 0.015005 | 0.023081 | 0.012829 | 0.020891 | 14.2419 | 15.0613 | 3.4592 | 2.7066 | 3.8051 | 3.2532 | 5.924% | 3.908% | 661.4852 | 436.3589
|  | 0.0039435 | 25.0787 | 5.4722 | 4078457.075 | 241228.4855 | 159380.1051 | 4293112.7105 | 4293112.7105 | 0.056199 | 0.059417 | 0.013641 | 0.010673 | 0.015005 | 0.023081 | 0.012868 | 0.020963 | 14.2512 | 15.0671 | 3.4592 | 2.7066 | 3.8051 | 3.263 | 5.915% | 3.908% | 660.4476 | 436.3589
|  | 0.0039435 | 25.1574 | 5.425 | 4078457.075 | 241985.4897 | 158005.3854 | 4293112.7105 | 4293112.7105 | 0.056127 | 0.059474 | 0.013641 | 0.010673 | 0.015005 | 0.023081 | 0.012638 | 0.02053 | 14.2327 | 15.0815 | 3.4592 | 2.7066 | 3.8051 | 3.2047 | 5.933% | 3.874% | 662.5202 | 432.5952
|  | 0.0039435 | 24.9213 | 5.5488 | 4078457.075 | 239714.477 | 161611.112 | 4293112.7105 | 4293112.7105 | 0.056346 | 0.059347 | 0.013641 | 0.010673 | 0.015005 | 0.023081 | 0.01282 | 0.020874 | 14.2884 | 15.0492 | 3.4592 | 2.7066 | 3.8051 | 3.2509 | 5.878% | 3.963% | 656.3025 | 442.4671
|  | 0.0039435 | 24.685 | 5.5037 | 4078457.075 | 237441.5406 | 160297.5557 | 4293112.7105 | 4293112.7105 | 0.05657 | 0.059583 | 0.013641 | 0.010673 | 0.015005 | 0.023081 | 0.012789 | 0.020816 | 14.3452 | 15.1092 | 3.4592 | 2.7066 | 3.8051 | 3.2431 | 5.822% | 3.93% | 650.0795 | 438.8708
|  | 0.0039435 | 24.7638 | 5.5488 | 4078457.075 | 238199.5067 | 161611.112 | 4293112.7105 | 4293112.7105 | 0.056495 | 0.05944 | 0.013641 | 0.010673 | 0.015005 | 0.023081 | 0.012717 | 0.020679 | 14.3261 | 15.073 | 3.4592 | 2.7066 | 3.8051 | 3.2247 | 5.84% | 3.963% | 652.1547 | 442.4671
|  | 0.0039435 | 24.7638 | 5.5037 | 4078457.075 | 238199.5067 | 160297.5557 | 4293112.7105 | 4293112.7105 | 0.056495 | 0.059536 | 0.013641 | 0.010673 | 0.015005 | 0.023081 | 0.012847 | 0.020924 | 14.3261 | 15.0972 | 3.4592 | 2.7066 | 3.8051 | 3.2577 | 5.84% | 3.93% | 652.1547 | 438.8708
|  | 0.0039435 | 25.3543 | 5.4722 | 4078457.075 | 243879.4431 | 159380.1051 | 4293112.7105 | 4293112.7105 | 0.055947 | 0.059258 | 0.013641 | 0.010673 | 0.015005 | 0.023081 | 0.012645 | 0.020543 | 14.1871 | 15.0267 | 3.4592 | 2.7066 | 3.8051 | 3.2064 | 5.98% | 3.908% | 667.7055 | 436.3589
|  | 0.0039435 | 25 | 5.5488 | 4078457.075 | 240471.4813 | 161611.112 | 4293112.7105 | 4293112.7105 | 0.056273 | 0.0593 | 0.013641 | 0.010673 | 0.015005 | 0.023081 | 0.012787 | 0.020812 | 14.2697 | 15.0375 | 3.4592 | 2.7066 | 3.8051 | 3.2426 | 5.896% | 3.963% | 658.375 | 442.4671
|  | 0.0039435 | 24.685 | 5.5037 | 4078457.075 | 237441.5406 | 160297.5557 | 4293112.7105 | 4293112.7105 | 0.05657 | 0.059583 | 0.013641 | 0.010673 | 0.015005 | 0.023081 | 0.012793 | 0.020824 | 14.3452 | 15.1092 | 3.4592 | 2.7066 | 3.8051 | 3.2442 | 5.822% | 3.93% | 650.0795 | 438.8708
|  | 0.0039435 | 24.7638 | 5.5488 | 4078457.075 | 238199.5067 | 161611.112 | 4293112.7105 | 4293112.7105 | 0.056495 | 0.05944 | 0.013641 | 0.010673 | 0.015005 | 0.023081 | 0.01282 | 0.020874 | 14.3261 | 15.073 | 3.4592 | 2.7066 | 3.8051 | 3.251 | 5.84% | 3.963% | 652.1547 | 442.4671
|  | 0.0039435 | 24.8032 | 5.5488 | 4078457.075 | 238578.4897 | 161611.112 | 4293112.7105 | 4293112.7105 | 0.056458 | 0.059417 | 0.013641 | 0.010673 | 0.015005 | 0.023081 | 0.012773 | 0.020785 | 14.3166 | 15.067 | 3.4592 | 2.7066 | 3.8051 | 3.239 | 5.85% | 3.963% | 653.1923 | 442.4671
|  | 0.0039435 | 25.1181 | 5.4722 | 4078457.075 | 241607.4685 | 159380.1051 | 4293112.7105 | 4293112.7105 | 0.056163 | 0.059394 | 0.013641 | 0.010673 | 0.015005 | 0.023081 | 0.012845 | 0.020921 | 14.2419 | 15.0613 | 3.4592 | 2.7066 | 3.8051 | 3.2573 | 5.924% | 3.908% | 661.4852 | 436.3589
|  | 0.0039435 | 24.882 | 5.5488 | 4078457.075 | 239336.4559 | 161611.112 | 4293112.7105 | 4293112.7105 | 0.056383 | 0.05937 | 0.013641 | 0.010673 | 0.015005 | 0.023081 | 0.012671 | 0.020592 | 14.2978 | 15.0551 | 3.4592 | 2.7066 | 3.8051 | 3.213 | 5.868% | 3.963% | 655.2675 | 442.4671
|  | 0.0039435 | 25.2755 | 5.425 | 4078457.075 | 243121.477 | 158005.3854 | 4293112.7105 | 4293112.7105 | 0.056018 | 0.059406 | 0.013641 | 0.010673 | 0.015005 | 0.023081 | 0.012728 | 0.0207 | 14.2053 | 15.0642 | 3.4592 | 2.7066 | 3.8051 | 3.2275 | 5.961% | 3.874% | 665.6303 | 432.5952
|  | 0.0039435 | 25.0787 | 5.4722 | 4078457.075 | 241228.4855 | 159380.1051 | 4293112.7105 | 4293112.7105 | 0.056199 | 0.059417 | 0.013641 | 0.010673 | 0.015005 | 0.023081 | 0.01272 | 0.020685 | 14.2512 | 15.0671 | 3.4592 | 2.7066 | 3.8051 | 3.2255 | 5.915% | 3.908% | 660.4476 | 436.3589
|  | 0.0039435 | 24.8426 | 5.5037 | 4078457.075 | 238957.4728 | 160297.5557 | 4293112.7105 | 4293112.7105 | 0.05642 | 0.059489 | 0.013641 | 0.010673 | 0.015005 | 0.023081 | 0.012853 | 0.020935 | 14.3072 | 15.0853 | 3.4592 | 2.7066 | 3.8051 | 3.2592 | 5.859% | 3.93% | 654.2299 | 438.8708
|  | 0.0039435 | 25.3937 | 5.425 | 4078457.075 | 244258.4261 | 158005.3854 | 4293112.7105 | 4293112.7105 | 0.055911 | 0.059338 | 0.013641 | 0.010673 | 0.015005 | 0.023081 | 0.012788 | 0.020814 | 14.178 | 15.0471 | 3.4592 | 2.7066 | 3.8051 | 3.2428 | 5.989% | 3.874% | 668.7431 | 432.5952
|  | 0.0039435 | 21.1417 | 5.5488 | 4078457.075 | 203359.0366 | 161611.112 | 4293112.7105 | 4293112.7105 | 0.060528 | 0.061982 | 0.013641 | 0.010673 | 0.015005 | 0.023081 | 0.012695 | 0.020639 | 15.3488 | 15.7176 | 3.4592 | 2.7066 | 3.8051 | 3.2193 | 4.986% | 3.963% | 556.7667 | 442.4671
|  | 0.0039435 | 24.7244 | 5.5037 | 4078457.075 | 237820.5236 | 160297.5557 | 4293112.7105 | 4293112.7105 | 0.056533 | 0.059559 | 0.013641 | 0.010673 | 0.015005 | 0.023081 | 0.012703 | 0.020653 | 14.3356 | 15.1032 | 3.4592 | 2.7066 | 3.8051 | 3.2212 | 5.831% | 3.93% | 651.1171 | 438.8708
|  | 0.0039435 | 24.7244 | 5.5488 | 4078457.075 | 237820.5236 | 161611.112 | 4293112.7105 | 4293112.7105 | 0.056533 | 0.059464 | 0.013641 | 0.010673 | 0.015005 | 0.023081 | 0.012864 | 0.020957 | 14.3356 | 15.079 | 3.4592 | 2.7066 | 3.8051 | 3.2621 | 5.831% | 3.963% | 651.1171 | 442.4671
|  | 0.0039435 | 24.7244 | 5.5037 | 4078457.075 | 237820.5236 | 160297.5557 | 4293112.7105 | 4293112.7105 | 0.056533 | 0.059559 | 0.013641 | 0.010673 | 0.015005 | 0.023081 | 0.012704 | 0.020655 | 14.3356 | 15.1032 | 3.4592 | 2.7066 | 3.8051 | 3.2215 | 5.831% | 3.93% | 651.1171 | 438.8708
|  | 0.0039435 | 24.882 | 5.5037 | 4078457.075 | 239336.4559 | 160297.5557 | 4293112.7105 | 4293112.7105 | 0.056383 | 0.059465 | 0.013641 | 0.010673 | 0.015005 | 0.023081 | 0.012723 | 0.02069 | 14.2978 | 15.0793 | 3.4592 | 2.7066 | 3.8051 | 3.2262 | 5.868% | 3.93% | 655.2675 | 438.8708
|  | 0.0039435 | 25.1968 | 5.5037 | 4078457.075 | 242364.4728 | 160297.5557 | 4293112.7105 | 4293112.7105 | 0.056091 | 0.059281 | 0.013641 | 0.010673 | 0.015005 | 0.023081 | 0.012813 | 0.02086 | 14.2235 | 15.0326 | 3.4592 | 2.7066 | 3.8051 | 3.249 | 5.943% | 3.93% | 663.5578 | 438.8708
|  | 0.0039435 | 21.2991 | 5.5488 | 4078457.075 | 204873.0451 | 161611.112 | 4293112.7105 | 4293112.7105 | 0.060324 | 0.061854 | 0.013641 | 0.010673 | 0.015005 | 0.023081 | 0.012846 | 0.020923 | 15.2971 | 15.685 | 3.4592 | 2.7066 | 3.8051 | 3.2575 | 5.023% | 3.963% | 560.9118 | 442.4671
|  | 0.0039435 | 24.9607 | 5.5037 | 4078457.075 | 240093.4601 | 160297.5557 | 4293112.7105 | 4293112.7105 | 0.056309 | 0.059419 | 0.013641 | 0.010673 | 0.015005 | 0.023081 | 0.012753 | 0.020747 | 14.279 | 15.0675 | 3.4592 | 2.7066 | 3.8051 | 3.2339 | 5.887% | 3.93% | 657.3401 | 438.8708
|  | 0.0039435 | 24.882 | 5.5037 | 4078457.075 | 239336.4559 | 160297.5557 | 4293112.7105 | 4293112.7105 | 0.056383 | 0.059465 | 0.013641 | 0.010673 | 0.015005 | 0.023081 | 0.012863 | 0.020954 | 14.2978 | 15.0793 | 3.4592 | 2.7066 | 3.8051 | 3.2617 | 5.868% | 3.93% | 655.2675 | 438.8708
|  | 0.0039435 | 25.1968 | 5.5037 | 4078457.075 | 242364.4728 | 160297.5557 | 4293112.7105 | 4293112.7105 | 0.056091 | 0.059281 | 0.013641 | 0.010673 | 0.015005 | 0.023081 | 0.012849 | 0.020928 | 14.2235 | 15.0326 | 3.4592 | 2.7066 | 3.8051 | 3.2582 | 5.943% | 3.93% | 663.5578 | 438.8708
|  | 0.0039435 | 24.8426 | 5.5037 | 4078457.075 | 238957.4728 | 160297.5557 | 4293112.7105 | 4293112.7105 | 0.05642 | 0.059489 | 0.013641 | 0.010673 | 0.015005 | 0.023081 | 0.012861 | 0.02095 | 14.3072 | 15.0853 | 3.4592 | 2.7066 | 3.8051 | 3.2612 | 5.859% | 3.93% | 654.2299 | 438.8708
|  | 0.0039435 | 25.1968 | 5.5037 | 4078457.075 | 242364.4728 | 160297.5557 | 4293112.7105 | 4293112.7105 | 0.056091 | 0.059281 | 0.013641 | 0.010673 | 0.015005 | 0.023081 | 0.012869 | 0.020966 | 14.2235 | 15.0326 | 3.4592 | 2.7066 | 3.8051 | 3.2633 | 5.943% | 3.93% | 663.5578 | 438.8708
|  | 0.0039435 | 25.1968 | 5.5037 | 4078457.075 | 242364.4728 | 160297.5557 | 4293112.7105 | 4293112.7105 | 0.056091 | 0.059281 | 0.013641 | 0.010673 | 0.015005 | 0.023081 | 0.012841 | 0.020913 | 14.2235 | 15.0326 | 3.4592 | 2.7066 | 3.8051 | 3.2562 | 5.943% | 3.93% | 663.5578 | 438.8708
|  | 0.0039435 | 24.882 | 5.5037 | 4078457.075 | 239336.4559 | 160297.5557 | 4293112.7105 | 4293112.7105 | 0.056383 | 0.059465 | 0.013641 | 0.010673 | 0.015005 | 0.023081 | 0.012665 | 0.020582 | 14.2978 | 15.0793 | 3.4592 | 2.7066 | 3.8051 | 3.2117 | 5.868% | 3.93% | 655.2675 | 438.8708
|  | 0.0039435 | 25.1968 | 5.5037 | 4078457.075 | 242364.4728 | 160297.5557 | 4293112.7105 | 4293112.7105 | 0.056091 | 0.059281 | 0.013641 | 0.010673 | 0.015005 | 0.023081 | 0.012775 | 0.020789 | 14.2235 | 15.0326 | 3.4592 | 2.7066 | 3.8051 | 3.2395 | 5.943% | 3.93% | 663.5578 | 438.8708
|  | 0.0039435 | 24.882 | 5.5037 | 4078457.075 | 239336.4559 | 160297.5557 | 4293112.7105 | 4293112.7105 | 0.056383 | 0.059465 | 0.013641 | 0.010673 | 0.015005 | 0.023081 | 0.012724 | 0.020692 | 14.2978 | 15.0793 | 3.4592 | 2.7066 | 3.8051 | 3.2265 | 5.868% | 3.93% | 655.2675 | 438.8708
|  | 0.0039435 | 24.9214 | 5.5037 | 4078457.075 | 239715.4389 | 160297.5557 | 4293112.7105 | 4293112.7105 | 0.056346 | 0.059442 | 0.013641 | 0.010673 | 0.015005 | 0.023081 | 0.012837 | 0.020906 | 14.2884 | 15.0734 | 3.4592 | 2.7066 | 3.8051 | 3.2553 | 5.878% | 3.93% | 656.3051 | 438.8708
|  | 0.0039435 | 24.9607 | 5.5037 | 4078457.075 | 240093.4601 | 160297.5557 | 4293112.7105 | 4293112.7105 | 0.056309 | 0.059419 | 0.013641 | 0.010673 | 0.015005 | 0.023081 | 0.012872 | 0.020972 | 14.279 | 15.0675 | 3.4592 | 2.7066 | 3.8051 | 3.2642 | 5.887% | 3.93% | 657.3401 | 438.8708
|  | 0.0039435 | 25.1968 | 5.5037 | 4078457.075 | 242364.4728 | 160297.5557 | 4293112.7105 | 4293112.7105 | 0.056091 | 0.059281 | 0.013641 | 0.010673 | 0.015005 | 0.023081 | 0.012813 | 0.020861 | 14.2235 | 15.0326 | 3.4592 | 2.7066 | 3.8051 | 3.2492 | 5.943% | 3.93% | 663.5578 | 438.8708
|  | 0.0039435 | 25.1968 | 5.5037 | 4078457.075 | 242364.4728 | 160297.5557 | 4293112.7105 | 4293112.7105 | 0.056091 | 0.059281 | 0.013641 | 0.010673 | 0.015005 | 0.023081 | 0.012637 | 0.020529 | 14.2235 | 15.0326 | 3.4592 | 2.7066 | 3.8051 | 3.2046 | 5.943% | 3.93% | 663.5578 | 438.8708
|  | 0.0039435 | 24.882 | 5.5037 | 4078457.075 | 239336.4559 | 160297.5557 | 4293112.7105 | 4293112.7105 | 0.056383 | 0.059465 | 0.013641 | 0.010673 | 0.015005 | 0.023081 | 0.012848 | 0.020927 | 14.2978 | 15.0793 | 3.4592 | 2.7066 | 3.8051 | 3.2581 | 5.868% | 3.93% | 655.2675 | 438.8708
|  | 0.0039435 | 24.882 | 5.5037 | 4078457.075 | 239336.4559 | 160297.5557 | 4293112.7105 | 4293112.7105 | 0.056383 | 0.059465 | 0.013641 | 0.010673 | 0.015005 | 0.023081 | 0.012696 | 0.02064 | 14.2978 | 15.0793 | 3.4592 | 2.7066 | 3.8051 | 3.2195 | 5.868% | 3.93% | 655.2675 | 438.8708
|  | 0.0039435 | 21.2991 | 5.5488 | 4078457.075 | 204873.0451 | 161611.112 | 4293112.7105 | 4293112.7105 | 0.060324 | 0.061854 | 0.013641 | 0.010673 | 0.015005 | 0.023081 | 0.012847 | 0.020925 | 15.2971 | 15.685 | 3.4592 | 2.7066 | 3.8051 | 3.2579 | 5.023% | 3.963% | 560.9118 | 442.4671
|  | 0.0039435 | 24.9607 | 5.5037 | 4078457.075 | 240093.4601 | 160297.5557 | 4293112.7105 | 4293112.7105 | 0.056309 | 0.059419 | 0.013641 | 0.010673 | 0.015005 | 0.023081 | 0.012738 | 0.02072 | 14.279 | 15.0675 | 3.4592 | 2.7066 | 3.8051 | 3.2302 | 5.887% | 3.93% | 657.3401 | 438.8708
|  | 0.0039435 | 25.1968 | 5.5037 | 4078457.075 | 242364.4728 | 160297.5557 | 4293112.7105 | 4293112.7105 | 0.056091 | 0.059281 | 0.013641 | 0.010673 | 0.015005 | 0.023081 | 0.012806 | 0.020847 | 14.2235 | 15.0326 | 3.4592 | 2.7066 | 3.8051 | 3.2473 | 5.943% | 3.93% | 663.5578 | 438.8708
|  | 0.0039435 | 25.1968 | 5.5037 | 4078457.075 | 242364.4728 | 160297.5557 | 4293112.7105 | 4293112.7105 | 0.056091 | 0.059281 | 0.013641 | 0.010673 | 0.015005 | 0.023081 | 0.012825 | 0.020883 | 14.2235 | 15.0326 | 3.4592 | 2.7066 | 3.8051 | 3.2522 | 5.943% | 3.93% | 663.5578 | 438.8708
|  | 0.0039435 | 25.1968 | 5.5037 | 4078457.075 | 242364.4728 | 160297.5557 | 4293112.7105 | 4293112.7105 | 0.056091 | 0.059281 | 0.013641 | 0.010673 | 0.015005 | 0.023081 | 0.012677 | 0.020605 | 14.2235 | 15.0326 | 3.4592 | 2.7066 | 3.8051 | 3.2147 | 5.943% | 3.93% | 663.5578 | 438.8708
|  | 0.0039435 | 25.1968 | 5.5037 | 4078457.075 | 242364.4728 | 160297.5557 | 4293112.7105 | 4293112.7105 | 0.056091 | 0.059281 | 0.013641 | 0.010673 | 0.015005 | 0.023081 | 0.012727 | 0.020698 | 14.2235 | 15.0326 | 3.4592 | 2.7066 | 3.8051 | 3.2272 | 5.943% | 3.93% | 663.5578 | 438.8708
|  | 0.0039435 | 24.9607 | 5.5037 | 4078457.075 | 240093.4601 | 160297.5557 | 4293112.7105 | 4293112.7105 | 0.056309 | 0.059419 | 0.013641 | 0.010673 | 0.015005 | 0.023081 | 0.012609 | 0.020477 | 14.279 | 15.0675 | 3.4592 | 2.7066 | 3.8051 | 3.1975 | 5.887% | 3.93% | 657.3401 | 438.8708
|  | 0.0039435 | 25.1968 | 5.5037 | 4078457.075 | 242364.4728 | 160297.5557 | 4293112.7105 | 4293112.7105 | 0.056091 | 0.059281 | 0.013641 | 0.010673 | 0.015005 | 0.023081 | 0.012636 | 0.020526 | 14.2235 | 15.0326 | 3.4592 | 2.7066 | 3.8051 | 3.2041 | 5.943% | 3.93% | 663.5578 | 438.8708
|  | 0.0039435 | 25.1968 | 5.5037 | 4078457.075 | 242364.4728 | 160297.5557 | 4293112.7105 | 4293112.7105 | 0.056091 | 0.059281 | 0.013641 | 0.010673 | 0.015005 | 0.023081 | 0.012708 | 0.020664 | 14.2235 | 15.0326 | 3.4592 | 2.7066 | 3.8051 | 3.2226 | 5.943% | 3.93% | 663.5578 | 438.8708
|  | 0.0039435 | 24.882 | 5.5037 | 4078457.075 | 239336.4559 | 160297.5557 | 4293112.7105 | 4293112.7105 | 0.056383 | 0.059465 | 0.013641 | 0.010673 | 0.015005 | 0.023081 | 0.012847 | 0.020924 | 14.2978 | 15.0793 | 3.4592 | 2.7066 | 3.8051 | 3.2577 | 5.868% | 3.93% | 655.2675 | 438.8708
|  | 0.0039435 | 21.2991 | 5.5488 | 4078457.075 | 204873.0451 | 161611.112 | 4293112.7105 | 4293112.7105 | 0.060324 | 0.061854 | 0.013641 | 0.010673 | 0.015005 | 0.023081 | 0.012745 | 0.020733 | 15.2971 | 15.685 | 3.4592 | 2.7066 | 3.8051 | 3.232 | 5.023% | 3.963% | 560.9118 | 442.4671
|  | 0.006053 | 28.5433 | 8.3973 | 4078457.075 | 274553.9852 | 244574.8614 | 4293112.7105 | 4293112.7105 | 0.051273 | 0.05142 | 0.011552 | 0.0085879 | 0.012648 | 0.020735 | 0.010483 | 0.01839 | 8.4707 | 8.495 | 1.9085 | 1.4188 | 2.0895 | 1.7318 | 6.732% | 5.997% | 751.6878 | 669.6095
|  | 0.005833 | 29.7637 | 9.3396 | 4078457.075 | 286292.8411 | 272019.7415 | 4293112.7105 | 4293112.7105 | 0.050655 | 0.050335 | 0.01177 | 0.0088054 | 0.012956 | 0.021041 | 0.010812 | 0.018809 | 8.6842 | 8.6294 | 2.0178 | 1.5096 | 2.2212 | 1.8535 | 7.02% | 6.67% | 783.8271 | 744.7495
|  | 0.005833 | 29.6456 | 9.3396 | 4078457.075 | 285156.8538 | 272019.7415 | 4293112.7105 | 4293112.7105 | 0.050729 | 0.050381 | 0.011756 | 0.0087882 | 0.01288 | 0.02096 | 0.010661 | 0.018485 | 8.697 | 8.6372 | 2.0153 | 1.5066 | 2.2081 | 1.8276 | 6.992% | 6.67% | 780.7169 | 744.7495
|  | 0.005833 | 32.0473 | 9.3396 | 4078457.075 | 308258.468 | 272019.7415 | 4293112.7105 | 4293112.7105 | 0.04926 | 0.049457 | 0.011777 | 0.0088135 | 0.012993 | 0.02108 | 0.010631 | 0.018487 | 8.4451 | 8.4789 | 2.019 | 1.511 | 2.2275 | 1.8225 | 7.558% | 6.67% | 843.9657 | 744.7495
|  | 0.005833 | 32.0079 | 9.3396 | 4078457.075 | 307879.485 | 272019.7415 | 4293112.7105 | 4293112.7105 | 0.049281 | 0.04947 | 0.01177 | 0.0088054 | 0.012956 | 0.021041 | 0.01084 | 0.018864 | 8.4487 | 8.481 | 2.0178 | 1.5096 | 2.2212 | 1.8585 | 7.549% | 6.67% | 842.9281 | 744.7495
|  | 0.005934 | 31.8898 | 9.3396 | 4078457.075 | 306743.4977 | 272019.7415 | 4293112.7105 | 4293112.7105 | 0.049251 | 0.049414 | 0.011682 | 0.0087203 | 0.012926 | 0.021015 | 0.010803 | 0.018918 | 8.2997 | 8.3273 | 1.9687 | 1.4695 | 2.1783 | 1.8205 | 7.521% | 6.67% | 839.8179 | 744.7495
|  | 0.005934 | 31.8898 | 9.3396 | 4078457.075 | 306743.4977 | 272019.7415 | 4293112.7105 | 4293112.7105 | 0.049251 | 0.049414 | 0.011682 | 0.0087203 | 0.012926 | 0.021015 | 0.01079 | 0.018894 | 8.2997 | 8.3273 | 1.9687 | 1.4695 | 2.1783 | 1.8183 | 7.521% | 6.67% | 839.8179 | 744.7495
|  | 0.005934 | 29.7638 | 9.3396 | 4078457.075 | 286293.8029 | 272019.7415 | 4293112.7105 | 4293112.7105 | 0.050555 | 0.050236 | 0.011676 | 0.0087125 | 0.012892 | 0.020979 | 0.010755 | 0.01881 | 8.5196 | 8.4657 | 1.9676 | 1.4682 | 2.1725 | 1.8124 | 7.02% | 6.67% | 783.8297 | 744.7495
|  | 0.005934 | 29.7245 | 9.3396 | 4078457.075 | 285915.7818 | 272019.7415 | 4293112.7105 | 4293112.7105 | 0.050581 | 0.050252 | 0.011676 | 0.0087125 | 0.012892 | 0.020979 | 0.010747 | 0.018795 | 8.524 | 8.4685 | 1.9676 | 1.4682 | 2.1725 | 1.8111 | 7.01% | 6.67% | 782.7947 | 744.7495
|  | 0.005934 | 31.8898 | 9.3396 | 4078457.075 | 306743.4977 | 272019.7415 | 4293112.7105 | 4293112.7105 | 0.049251 | 0.049414 | 0.011682 | 0.0087203 | 0.012926 | 0.021015 | 0.010744 | 0.018808 | 8.2997 | 8.3273 | 1.9687 | 1.4695 | 2.1783 | 1.8107 | 7.521% | 6.67% | 839.8179 | 744.7495
|  | 0.005934 | 32.3228 | 9.3396 | 4078457.075 | 310908.4638 | 272019.7415 | 4293112.7105 | 4293112.7105 | 0.049006 | 0.04926 | 0.011682 | 0.0087203 | 0.012926 | 0.021015 | 0.010658 | 0.018645 | 8.2585 | 8.3013 | 1.9687 | 1.4695 | 2.1783 | 1.7961 | 7.623% | 6.67% | 851.221 | 744.7495
|  | 0.005934 | 31.8897 | 9.3396 | 4078457.075 | 306742.5358 | 272019.7415 | 4293112.7105 | 4293112.7105 | 0.049251 | 0.049414 | 0.011682 | 0.0087203 | 0.012926 | 0.021015 | 0.010625 | 0.018583 | 8.2998 | 8.3273 | 1.9687 | 1.4695 | 2.1783 | 1.7905 | 7.521% | 6.67% | 839.8153 | 744.7495
|  | 0.0084505 | 24.5669 | 7.4363 | 4078457.075 | 236305.5533 | 216585.336 | 4293112.7105 | 4293112.7105 | 0.052181 | 0.052101 | 0.0091513 | 0.0061866 | 0.010333 | 0.018418 | 0.0082867 | 0.016363 | 6.1749 | 6.1654 | 1.0829 | 0.7321 | 1.2228 | 0.98062 | 5.794% | 5.31% | 646.9693 | 592.9783 |  | 0.0084505
|  | 0.0084505 | 24.6457 | 7.4363 | 4078457.075 | 237063.5194 | 216585.336 | 4293112.7105 | 4293112.7105 | 0.052105 | 0.052053 | 0.0091513 | 0.0061866 | 0.010333 | 0.018418 | 0.0081506 | 0.016107 | 6.1659 | 6.1597 | 1.0829 | 0.7321 | 1.2228 | 0.96452 | 5.813% | 5.31% | 649.0445 | 592.9783 |  | 0.0084505
|  | 0.0084505 | 24.4094 | 7.4363 | 4078457.075 | 234790.583 | 216585.336 | 4293112.7105 | 4293112.7105 | 0.052334 | 0.052197 | 0.0091513 | 0.0061866 | 0.010333 | 0.018418 | 0.0081628 | 0.01613 | 6.193 | 6.1768 | 1.0829 | 0.7321 | 1.2228 | 0.96595 | 5.757% | 5.31% | 642.8216 | 592.9783 |  | 0.0084505
|  | 0.0084505 | 24.5668 | 7.4363 | 4078457.075 | 236304.5914 | 216585.336 | 4293112.7105 | 4293112.7105 | 0.052183 | 0.052103 | 0.009161 | 0.0061982 | 0.010385 | 0.018472 | 0.0080209 | 0.015889 | 6.1751 | 6.1657 | 1.0841 | 0.73347 | 1.2289 | 0.94916 | 5.794% | 5.31% | 646.9667 | 592.9783 |  | 0.0084505
|  | 0.0084505 | 24.0945 | 7.0804 | 4078457.075 | 231761.6042 | 206219.6002 | 4293112.7105 | 4293112.7105 | 0.052648 | 0.052833 | 0.009161 | 0.0061982 | 0.010385 | 0.018472 | 0.0081291 | 0.016093 | 6.2302 | 6.252 | 1.0841 | 0.73347 | 1.2289 | 0.96196 | 5.683% | 5.056% | 634.5287 | 564.5985 |  | 0.0084505
|  | 0.0084505 | 25.433 | 7.4363 | 4078457.075 | 244636.4473 | 216585.336 | 4293112.7105 | 4293112.7105 | 0.051373 | 0.051591 | 0.0091513 | 0.0061866 | 0.010333 | 0.018418 | 0.0082451 | 0.016285 | 6.0792 | 6.1051 | 1.0829 | 0.7321 | 1.2228 | 0.9757 | 5.998% | 5.31% | 669.7781 | 592.9783 |  | 0.0084505
|  | 0.0084505 | 25.4331 | 7.4363 | 4078457.075 | 244637.4092 | 216585.336 | 4293112.7105 | 4293112.7105 | 0.051384 | 0.051603 | 0.0092 | 0.0062448 | 0.010592 | 0.018692 | 0.0077342 | 0.015455 | 6.0806 | 6.1064 | 1.0887 | 0.73899 | 1.2535 | 0.91524 | 5.998% | 5.31% | 669.7807 | 592.9783 |  | 0.0084505
|  | 0.0084505 | 25.0787 | 7.4363 | 4078457.075 | 241228.4855 | 216585.336 | 4293112.7105 | 4293112.7105 | 0.051696 | 0.051795 | 0.0091513 | 0.0061866 | 0.010333 | 0.018418 | 0.0081694 | 0.016142 | 6.1176 | 6.1293 | 1.0829 | 0.7321 | 1.2228 | 0.96674 | 5.915% | 5.31% | 660.4476 | 592.9783 |  | 0.0084505
|  | 0.0084505 | 23.9764 | 7.0804 | 4078457.075 | 230625.6169 | 206219.6002 | 4293112.7105 | 4293112.7105 | 0.052765 | 0.052906 | 0.0091513 | 0.0061866 | 0.010333 | 0.018418 | 0.0082597 | 0.016312 | 6.244 | 6.2607 | 1.0829 | 0.7321 | 1.2228 | 0.97742 | 5.655% | 5.056% | 631.4185 | 564.5985 |  | 0.0084505
|  | 0.0084505 | 25.3937 | 6.3753 | 4078457.075 | 244258.4261 | 185683.2689 | 4293112.7105 | 4293112.7105 | 0.051408 | 0.05306 | 0.0091513 | 0.0061866 | 0.010333 | 0.018418 | 0.0081368 | 0.016081 | 6.0834 | 6.2789 | 1.0829 | 0.7321 | 1.2228 | 0.96288 | 5.989% | 4.553% | 668.7431 | 508.3731 |  | 0.0084505
|  | 0.0084505 | 24.6851 | 7.4363 | 4078457.075 | 237442.5025 | 216585.336 | 4293112.7105 | 4293112.7105 | 0.052067 | 0.052029 | 0.0091513 | 0.0061866 | 0.010333 | 0.018418 | 0.0083049 | 0.016397 | 6.1614 | 6.1569 | 1.0829 | 0.7321 | 1.2228 | 0.98277 | 5.822% | 5.31% | 650.0821 | 592.9783 |  | 0.0084505
|  | 0.0084505 | 23.9764 | 7.0804 | 4078457.075 | 230625.6169 | 206219.6002 | 4293112.7105 | 4293112.7105 | 0.052765 | 0.052906 | 0.0091513 | 0.0061866 | 0.010333 | 0.018418 | 0.0082211 | 0.01624 | 6.244 | 6.2607 | 1.0829 | 0.7321 | 1.2228 | 0.97285 | 5.655% | 5.056% | 631.4185 | 564.5985 |  | 0.0084505
|  | 0.0084505 | 24.3306 | 7.4363 | 4078457.075 | 234032.6169 | 216585.336 | 4293112.7105 | 4293112.7105 | 0.052411 | 0.052246 | 0.0091513 | 0.0061866 | 0.010333 | 0.018418 | 0.0081466 | 0.016099 | 6.2021 | 6.1826 | 1.0829 | 0.7321 | 1.2228 | 0.96404 | 5.738% | 5.31% | 640.7464 | 592.9783 |  | 0.0084505
|  | 0.0084505 | 24.7638 | 7.4363 | 4078457.075 | 238199.5067 | 216585.336 | 4293112.7105 | 4293112.7105 | 0.051992 | 0.051982 | 0.0091513 | 0.0061866 | 0.010333 | 0.018418 | 0.0081608 | 0.016126 | 6.1525 | 6.1513 | 1.0829 | 0.7321 | 1.2228 | 0.96572 | 5.84% | 5.31% | 652.1547 | 592.9783 |  | 0.0084505
|  | 0.0084505 | 23.9764 | 7.0164 | 4078457.075 | 230625.6169 | 204355.5735 | 4293112.7105 | 4293112.7105 | 0.052765 | 0.052989 | 0.0091513 | 0.0061866 | 0.010333 | 0.018418 | 0.0080703 | 0.015955 | 6.244 | 6.2705 | 1.0829 | 0.7321 | 1.2228 | 0.95501 | 5.655% | 5.011% | 631.4185 | 559.4951 |  | 0.0084505
|  | 0.0084505 | 24.685 | 6.3753 | 4078457.075 | 237441.5406 | 185683.2689 | 4293112.7105 | 4293112.7105 | 0.052067 | 0.053475 | 0.0091513 | 0.0061866 | 0.010333 | 0.018418 | 0.0080779 | 0.01597 | 6.1614 | 6.3281 | 1.0829 | 0.7321 | 1.2228 | 0.95591 | 5.822% | 4.553% | 650.0795 | 508.3731 |  | 0.0084505
|  | 0.0084505 | 24.3307 | 6.3753 | 4078457.075 | 234033.5788 | 185683.2689 | 4293112.7105 | 4293112.7105 | 0.052411 | 0.053692 | 0.0091513 | 0.0061866 | 0.010333 | 0.018418 | 0.0082629 | 0.016318 | 6.2021 | 6.3537 | 1.0829 | 0.7321 | 1.2228 | 0.9778 | 5.738% | 4.553% | 640.749 | 508.3731 |  | 0.0084505
|  | 0.0084505 | 25 | 7.4363 | 4078457.075 | 240471.4813 | 216585.336 | 4293112.7105 | 4293112.7105 | 0.05177 | 0.051841 | 0.0091513 | 0.0061866 | 0.010333 | 0.018418 | 0.0082784 | 0.016348 | 6.1262 | 6.1347 | 1.0829 | 0.7321 | 1.2228 | 0.97963 | 5.896% | 5.31% | 658.375 | 592.9783 |  | 0.0084505
|  | 0.0084505 | 24.7637 | 7.4363 | 4078457.075 | 238198.5448 | 216585.336 | 4293112.7105 | 4293112.7105 | 0.051992 | 0.051982 | 0.0091513 | 0.0061866 | 0.010333 | 0.018418 | 0.0081363 | 0.01608 | 6.1525 | 6.1513 | 1.0829 | 0.7321 | 1.2228 | 0.96282 | 5.84% | 5.31% | 652.1521 | 592.9783 |  | 0.0084505
|  | 0.0084505 | 25.1181 | 7.4363 | 4078457.075 | 241607.4685 | 216585.336 | 4293112.7105 | 4293112.7105 | 0.05166 | 0.051772 | 0.0091513 | 0.0061866 | 0.010333 | 0.018418 | 0.0082672 | 0.016326 | 6.1132 | 6.1265 | 1.0829 | 0.7321 | 1.2228 | 0.97831 | 5.924% | 5.31% | 661.4852 | 592.9783 |  | 0.0084505
|  | 0.0084505 | 23.9764 | 7.0804 | 4078457.075 | 230625.6169 | 206219.6002 | 4293112.7105 | 4293112.7105 | 0.052767 | 0.052908 | 0.009161 | 0.0061982 | 0.010385 | 0.018472 | 0.0080543 | 0.015952 | 6.2443 | 6.2609 | 1.0841 | 0.73347 | 1.2289 | 0.95312 | 5.655% | 5.056% | 631.4185 | 564.5985 |  | 0.0084505
|  | 0.0084505 | 25.4724 | 7.4363 | 4078457.075 | 245015.4304 | 216585.336 | 4293112.7105 | 4293112.7105 | 0.051348 | 0.05158 | 0.0092 | 0.0062448 | 0.010592 | 0.018692 | 0.0081573 | 0.016252 | 6.0764 | 6.1038 | 1.0887 | 0.73899 | 1.2535 | 0.9653 | 6.008% | 5.31% | 670.8157 | 592.9783 |  | 0.0084505
|  | 0.0084505 | 23.7402 | 7.0164 | 4078457.075 | 228353.6424 | 204355.5735 | 4293112.7105 | 4293112.7105 | 0.053009 | 0.053144 | 0.009161 | 0.0061982 | 0.010385 | 0.018472 | 0.0079764 | 0.015805 | 6.2729 | 6.2888 | 1.0841 | 0.73347 | 1.2289 | 0.94389 | 5.599% | 5.011% | 625.1982 | 559.4951 |  | 0.0084505
|  | 0.0084505 | 25.6693 | 7.4127 | 4078457.075 | 246909.3837 | 215897.9761 | 4293112.7105 | 4293112.7105 | 0.051173 | 0.051497 | 0.0092 | 0.0062448 | 0.010592 | 0.018692 | 0.0081946 | 0.016323 | 6.0556 | 6.094 | 1.0887 | 0.73899 | 1.2535 | 0.96972 | 6.054% | 5.294% | 676.0011 | 591.0964 |  | 0.0084505
|  | 0.0084505 | 25.6693 | 7.4127 | 4078457.075 | 246909.3837 | 215897.9761 | 4293112.7105 | 4293112.7105 | 0.051173 | 0.051497 | 0.0092 | 0.0062448 | 0.010592 | 0.018692 | 0.007882 | 0.015734 | 6.0556 | 6.094 | 1.0887 | 0.73899 | 1.2535 | 0.93273 | 6.054% | 5.294% | 676.0011 | 591.0964 |  | 0.0084505
|  | 0.0084505 | 25.7087 | 6.9813 | 4078457.075 | 247288.3668 | 203333.2714 | 4293112.7105 | 4293112.7105 | 0.051138 | 0.052014 | 0.0092 | 0.0062448 | 0.010592 | 0.018692 | 0.0079236 | 0.015812 | 6.0515 | 6.1552 | 1.0887 | 0.73899 | 1.2535 | 0.93765 | 6.063% | 4.986% | 677.0386 | 556.6962 |  | 0.0084505
|  | 0.0084505 | 23.8188 | 7.0804 | 4078457.075 | 229109.6847 | 206219.6002 | 4293112.7105 | 4293112.7105 | 0.052928 | 0.053009 | 0.009161 | 0.0061982 | 0.010385 | 0.018472 | 0.0082728 | 0.016364 | 6.2633 | 6.2729 | 1.0841 | 0.73347 | 1.2289 | 0.97897 | 5.618% | 5.056% | 627.2681 | 564.5985 |  | 0.0084505
|  | 0.0084505 | 25.0393 | 7.4363 | 4078457.075 | 240849.5024 | 216585.336 | 4293112.7105 | 4293112.7105 | 0.051733 | 0.051818 | 0.0091513 | 0.0061866 | 0.010333 | 0.018418 | 0.0082073 | 0.016214 | 6.1219 | 6.132 | 1.0829 | 0.7321 | 1.2228 | 0.97123 | 5.905% | 5.31% | 659.41 | 592.9783 |  | 0.0084505
|  | 0.0084505 | 23.9764 | 7.0804 | 4078457.075 | 230625.6169 | 206219.6002 | 4293112.7105 | 4293112.7105 | 0.052765 | 0.052906 | 0.0091513 | 0.0061866 | 0.010333 | 0.018418 | 0.0081642 | 0.016132 | 6.244 | 6.2607 | 1.0829 | 0.7321 | 1.2228 | 0.96612 | 5.655% | 5.056% | 631.4185 | 564.5985 |  | 0.0084505
|  | 0.0084505 | 23.9764 | 7.0804 | 4078457.075 | 230625.6169 | 206219.6002 | 4293112.7105 | 4293112.7105 | 0.052765 | 0.052906 | 0.0091513 | 0.0061866 | 0.010333 | 0.018418 | 0.0081998 | 0.0162 | 6.244 | 6.2607 | 1.0829 | 0.7321 | 1.2228 | 0.97034 | 5.655% | 5.056% | 631.4185 | 564.5985 |  | 0.0084505
|  | 0.0084505 | 23.9764 | 7.0804 | 4078457.075 | 230625.6169 | 206219.6002 | 4293112.7105 | 4293112.7105 | 0.052765 | 0.052906 | 0.0091513 | 0.0061866 | 0.010333 | 0.018418 | 0.008052 | 0.015921 | 6.244 | 6.2607 | 1.0829 | 0.7321 | 1.2228 | 0.95284 | 5.655% | 5.056% | 631.4185 | 564.5985 |  | 0.0084505
|  | 0.0084505 | 25.4331 | 7.4363 | 4078457.075 | 244637.4092 | 216585.336 | 4293112.7105 | 4293112.7105 | 0.051372 | 0.051591 | 0.0091513 | 0.0061866 | 0.010333 | 0.018418 | 0.0081673 | 0.016138 | 6.0792 | 6.1051 | 1.0829 | 0.7321 | 1.2228 | 0.96649 | 5.998% | 5.31% | 669.7807 | 592.9783 |  | 0.0084505
|  | 0.004232 | 19.5276 | 7.9905 | 4078457.075 | 187833.2359 | 232726.6419 | 4293112.7105 | 4293112.7105 | 0.06251 | 0.059563 | 0.013316 | 0.010341 | 0.014499 | 0.022564 | 0.012281 | 0.020011 | 14.7707 | 14.0744 | 3.1465 | 2.4435 | 3.4261 | 2.9019 | 4.605% | 5.706% | 514.2594 | 637.1708
|  | 0.004232 | 19.5276 | 7.9905 | 4078457.075 | 187833.2359 | 232726.6419 | 4293112.7105 | 4293112.7105 | 0.062507 | 0.059561 | 0.013306 | 0.010329 | 0.014447 | 0.022508 | 0.01253 | 0.020455 | 14.7702 | 14.0739 | 3.1442 | 2.4407 | 3.4137 | 2.9608 | 4.605% | 5.706% | 514.2594 | 637.1708
|  | 0.004232 | 19.6851 | 7.9905 | 4078457.075 | 189348.2062 | 232726.6419 | 4293112.7105 | 4293112.7105 | 0.062271 | 0.059412 | 0.013316 | 0.010341 | 0.014499 | 0.022564 | 0.012654 | 0.020715 | 14.7143 | 14.0388 | 3.1465 | 2.4435 | 3.4261 | 2.99 | 4.643% | 5.706% | 518.4071 | 637.1708
|  | 0.004232 | 21.7322 | 7.9905 | 4078457.075 | 209038.973 | 232726.6419 | 4293112.7105 | 4293112.7105 | 0.059479 | 0.057652 | 0.013306 | 0.010329 | 0.014447 | 0.022508 | 0.012691 | 0.020758 | 14.0547 | 13.6229 | 3.1442 | 2.4407 | 3.4137 | 2.9988 | 5.125% | 5.706% | 572.3175 | 637.1708
|  | 0.004232 | 19.6457 | 7.9905 | 4078457.075 | 188969.2232 | 232726.6419 | 4293112.7105 | 4293112.7105 | 0.06233 | 0.05945 | 0.013316 | 0.010341 | 0.014499 | 0.022564 | 0.0126 | 0.020614 | 14.7283 | 14.0477 | 3.1465 | 2.4435 | 3.4261 | 2.9774 | 4.633% | 5.706% | 517.3695 | 637.1708
|  | 0.004232 | 19.4094 | 7.9905 | 4078457.075 | 186696.2867 | 232726.6419 | 4293112.7105 | 4293112.7105 | 0.062691 | 0.059677 | 0.013316 | 0.010341 | 0.014499 | 0.022564 | 0.012629 | 0.020669 | 14.8137 | 14.1015 | 3.1465 | 2.4435 | 3.4261 | 2.9842 | 4.578% | 5.706% | 511.1466 | 637.1708
|  | 0.004232 | 19.6851 | 7.9905 | 4078457.075 | 189348.2062 | 232726.6419 | 4293112.7105 | 4293112.7105 | 0.062269 | 0.05941 | 0.013306 | 0.010329 | 0.014447 | 0.022508 | 0.012673 | 0.020724 | 14.7137 | 14.0383 | 3.1442 | 2.4407 | 3.4137 | 2.9945 | 4.643% | 5.706% | 518.4071 | 637.1708
|  | 0.004232 | 19.7245 | 7.9905 | 4078457.075 | 189727.1893 | 232726.6419 | 4293112.7105 | 4293112.7105 | 0.062209 | 0.059373 | 0.013306 | 0.010329 | 0.014447 | 0.022508 | 0.012429 | 0.020264 | 14.6998 | 14.0295 | 3.1442 | 2.4407 | 3.4137 | 2.9369 | 4.652% | 5.706% | 519.4447 | 637.1708
|  | 0.004232 | 19.6851 | 7.9905 | 4078457.075 | 189348.2062 | 232726.6419 | 4293112.7105 | 4293112.7105 | 0.062271 | 0.059412 | 0.013316 | 0.010341 | 0.014499 | 0.022564 | 0.012347 | 0.020137 | 14.7143 | 14.0388 | 3.1465 | 2.4435 | 3.4261 | 2.9176 | 4.643% | 5.706% | 518.4071 | 637.1708
|  | 0.004232 | 21.6929 | 7.9905 | 4078457.075 | 208660.9518 | 232726.6419 | 4293112.7105 | 4293112.7105 | 0.059528 | 0.057683 | 0.013306 | 0.010329 | 0.014447 | 0.022508 | 0.012518 | 0.020431 | 14.0662 | 13.6301 | 3.1442 | 2.4407 | 3.4137 | 2.9579 | 5.116% | 5.706% | 571.2826 | 637.1708
|  | 0.004232 | 21.6929 | 7.9905 | 4078457.075 | 208660.9518 | 232726.6419 | 4293112.7105 | 4293112.7105 | 0.059528 | 0.057683 | 0.013306 | 0.010329 | 0.014447 | 0.022508 | 0.012673 | 0.020724 | 14.0662 | 13.6301 | 3.1442 | 2.4407 | 3.4137 | 2.9945 | 5.116% | 5.706% | 571.2826 | 637.1708
|  | 0.004232 | 21.6928 | 7.9905 | 4078457.075 | 208659.9899 | 232726.6419 | 4293112.7105 | 4293112.7105 | 0.059528 | 0.057683 | 0.013306 | 0.010329 | 0.014447 | 0.022508 | 0.012572 | 0.020533 | 14.0662 | 13.6301 | 3.1442 | 2.4407 | 3.4137 | 2.9706 | 5.116% | 5.706% | 571.2799 | 637.1708
|  | 0.004232 | 21.5748 | 7.105 | 4078457.075 | 207524.9645 | 206936.0854 | 4293112.7105 | 4293112.7105 | 0.059677 | 0.058786 | 0.013316 | 0.010341 | 0.014499 | 0.022564 | 0.012551 | 0.020521 | 14.1015 | 13.8908 | 3.1465 | 2.4435 | 3.4261 | 2.9657 | 5.088% | 5.074% | 568.1724 | 566.5601
|  | 0.004232 | 21.5748 | 7.105 | 4078457.075 | 207524.9645 | 206936.0854 | 4293112.7105 | 4293112.7105 | 0.059673 | 0.058781 | 0.013296 | 0.010317 | 0.014395 | 0.022453 | 0.012672 | 0.020696 | 14.1004 | 13.8897 | 3.1419 | 2.4379 | 3.4015 | 2.9943 | 5.088% | 5.074% | 568.1724 | 566.5601
|  | 0.004232 | 19.4882 | 7.9905 | 4078457.075 | 187454.2528 | 232726.6419 | 4293112.7105 | 4293112.7105 | 0.06257 | 0.059601 | 0.013316 | 0.010341 | 0.014499 | 0.022564 | 0.012646 | 0.0207 | 14.785 | 14.0834 | 3.1465 | 2.4435 | 3.4261 | 2.9882 | 4.596% | 5.706% | 513.2218 | 637.1708
|  | 0.004232 | 21.4567 | 7.105 | 4078457.075 | 206388.9773 | 206936.0854 | 4293112.7105 | 4293112.7105 | 0.059824 | 0.058877 | 0.013306 | 0.010329 | 0.014447 | 0.022508 | 0.012621 | 0.020625 | 14.1361 | 13.9124 | 3.1442 | 2.4407 | 3.4137 | 2.9822 | 5.06% | 5.074% | 565.0622 | 566.5601
|  | 0.004232 | 21.6928 | 7.9905 | 4078457.075 | 208659.9899 | 232726.6419 | 4293112.7105 | 4293112.7105 | 0.05953 | 0.057685 | 0.013316 | 0.010341 | 0.014499 | 0.022564 | 0.012646 | 0.020701 | 14.0667 | 13.6307 | 3.1465 | 2.4435 | 3.4261 | 2.9882 | 5.116% | 5.706% | 571.2799 | 637.1708
|  | 0.004232 | 21.6141 | 7.105 | 4078457.075 | 207902.9857 | 206936.0854 | 4293112.7105 | 4293112.7105 | 0.059624 | 0.05875 | 0.013296 | 0.010317 | 0.014395 | 0.022453 | 0.012718 | 0.020783 | 14.0888 | 13.8824 | 3.1419 | 2.4379 | 3.4015 | 3.0053 | 5.098% | 5.074% | 569.2074 | 566.5601
|  | 0.004232 | 21.6536 | 7.105 | 4078457.075 | 208282.9307 | 206936.0854 | 4293112.7105 | 4293112.7105 | 0.059579 | 0.058724 | 0.013316 | 0.010341 | 0.014499 | 0.022564 | 0.012536 | 0.020493 | 14.0782 | 13.8762 | 3.1465 | 2.4435 | 3.4261 | 2.9622 | 5.107% | 5.074% | 570.2476 | 566.5601
|  | 0.004232 | 21.6537 | 7.105 | 4078457.075 | 208283.8925 | 206936.0854 | 4293112.7105 | 4293112.7105 | 0.059577 | 0.058722 | 0.013306 | 0.010329 | 0.014447 | 0.022508 | 0.012576 | 0.020542 | 14.0777 | 13.8756 | 3.1442 | 2.4407 | 3.4137 | 2.9718 | 5.107% | 5.074% | 570.2502 | 566.5601
|  | 0.004232 | 21.5749 | 7.105 | 4078457.075 | 207525.9264 | 206936.0854 | 4293112.7105 | 4293112.7105 | 0.059675 | 0.058784 | 0.013306 | 0.010329 | 0.014447 | 0.022508 | 0.012645 | 0.020671 | 14.1009 | 13.8903 | 3.1442 | 2.4407 | 3.4137 | 2.9878 | 5.088% | 5.074% | 568.175 | 566.5601
|  | 0.004232 | 19.4882 | 7.9905 | 4078457.075 | 187454.2528 | 232726.6419 | 4293112.7105 | 4293112.7105 | 0.06257 | 0.059601 | 0.013316 | 0.010341 | 0.014499 | 0.022564 | 0.012611 | 0.020634 | 14.785 | 14.0834 | 3.1465 | 2.4435 | 3.4261 | 2.9798 | 4.596% | 5.706% | 513.2218 | 637.1708
|  | 0.004232 | 19.5276 | 7.9905 | 4078457.075 | 187833.2359 | 232726.6419 | 4293112.7105 | 4293112.7105 | 0.06251 | 0.059563 | 0.013316 | 0.010341 | 0.014499 | 0.022564 | 0.01256 | 0.020539 | 14.7707 | 14.0744 | 3.1465 | 2.4435 | 3.4261 | 2.9679 | 4.605% | 5.706% | 514.2594 | 637.1708
|  | 0.004232 | 21.6141 | 7.105 | 4078457.075 | 207902.9857 | 206936.0854 | 4293112.7105 | 4293112.7105 | 0.059626 | 0.058753 | 0.013306 | 0.010329 | 0.014447 | 0.022508 | 0.012608 | 0.020602 | 14.0893 | 13.883 | 3.1442 | 2.4407 | 3.4137 | 2.9792 | 5.098% | 5.074% | 569.2074 | 566.5601
|  | 0.004232 | 21.7322 | 7.105 | 4078457.075 | 209038.973 | 206936.0854 | 4293112.7105 | 4293112.7105 | 0.059477 | 0.058658 | 0.013296 | 0.010317 | 0.014395 | 0.022453 | 0.012725 | 0.020795 | 14.0542 | 13.8606 | 3.1419 | 2.4379 | 3.4015 | 3.0068 | 5.125% | 5.074% | 572.3175 | 566.5601
|  | 0.004232 | 21.811 | 7.105 | 4078457.075 | 209796.9391 | 206936.0854 | 4293112.7105 | 4293112.7105 | 0.05938 | 0.058597 | 0.013296 | 0.010317 | 0.014395 | 0.022453 | 0.012684 | 0.020718 | 14.0313 | 13.8462 | 3.1419 | 2.4379 | 3.4015 | 2.9971 | 5.144% | 5.074% | 574.3927 | 566.5601
|  | 0.004232 | 21.5355 | 7.105 | 4078457.075 | 207146.9434 | 206936.0854 | 4293112.7105 | 4293112.7105 | 0.059724 | 0.058815 | 0.013306 | 0.010329 | 0.014447 | 0.022508 | 0.012673 | 0.020725 | 14.1126 | 13.8976 | 3.1442 | 2.4407 | 3.4137 | 2.9946 | 5.079% | 5.074% | 567.1374 | 566.5601
|  | 0.004232 | 21.6142 | 7.105 | 4078457.075 | 207903.9476 | 206936.0854 | 4293112.7105 | 4293112.7105 | 0.059626 | 0.058753 | 0.013306 | 0.010329 | 0.014447 | 0.022508 | 0.012621 | 0.020627 | 14.0893 | 13.8829 | 3.1442 | 2.4407 | 3.4137 | 2.9824 | 5.098% | 5.074% | 569.21 | 566.5601
|  | 0.004232 | 21.5355 | 7.105 | 4078457.075 | 207146.9434 | 206936.0854 | 4293112.7105 | 4293112.7105 | 0.059727 | 0.058817 | 0.013316 | 0.010341 | 0.014499 | 0.022564 | 0.012534 | 0.02049 | 14.1131 | 13.8982 | 3.1465 | 2.4435 | 3.4261 | 2.9617 | 5.079% | 5.074% | 567.1374 | 566.5601
|  | 0.004232 | 21.5748 | 7.105 | 4078457.075 | 207524.9645 | 206936.0854 | 4293112.7105 | 4293112.7105 | 0.059673 | 0.058781 | 0.013296 | 0.010317 | 0.014395 | 0.022453 | 0.012733 | 0.020811 | 14.1004 | 13.8897 | 3.1419 | 2.4379 | 3.4015 | 3.0088 | 5.088% | 5.074% | 568.1724 | 566.5601
|  | 0.004232 | 21.5748 | 7.105 | 4078457.075 | 207524.9645 | 206936.0854 | 4293112.7105 | 4293112.7105 | 0.059675 | 0.058784 | 0.013306 | 0.010329 | 0.014447 | 0.022508 | 0.012444 | 0.020292 | 14.1009 | 13.8903 | 3.1442 | 2.4407 | 3.4137 | 2.9404 | 5.088% | 5.074% | 568.1724 | 566.5601
|  | 0.004232 | 21.5749 | 7.105 | 4078457.075 | 207525.9264 | 206936.0854 | 4293112.7105 | 4293112.7105 | 0.059677 | 0.058786 | 0.013316 | 0.010341 | 0.014499 | 0.022564 | 0.012485 | 0.020397 | 14.1014 | 13.8908 | 3.1465 | 2.4435 | 3.4261 | 2.9501 | 5.088% | 5.074% | 568.175 | 566.5601
|  | 0.004232 | 21.6142 | 7.9905 | 4078457.075 | 207903.9476 | 232726.6419 | 4293112.7105 | 4293112.7105 | 0.059626 | 0.057744 | 0.013306 | 0.010329 | 0.014447 | 0.022508 | 0.012534 | 0.020463 | 14.0893 | 13.6447 | 3.1442 | 2.4407 | 3.4137 | 2.9618 | 5.098% | 5.706% | 569.21 | 637.1708
|  | 0.004232 | 21.5355 | 7.105 | 4078457.075 | 207146.9434 | 206936.0854 | 4293112.7105 | 4293112.7105 | 0.059724 | 0.058815 | 0.013306 | 0.010329 | 0.014447 | 0.022508 | 0.012641 | 0.020664 | 14.1126 | 13.8976 | 3.1442 | 2.4407 | 3.4137 | 2.987 | 5.079% | 5.074% | 567.1374 | 566.5601
|  | 0.004232 | 19.6063 | 7.9905 | 4078457.075 | 188590.2401 | 232726.6419 | 4293112.7105 | 4293112.7105 | 0.062388 | 0.059485 | 0.013306 | 0.010329 | 0.014447 | 0.022508 | 0.012604 | 0.020594 | 14.7419 | 14.056 | 3.1442 | 2.4407 | 3.4137 | 2.9782 | 4.624% | 5.706% | 516.3319 | 637.1708
|  | 0.004232 | 21.4567 | 7.105 | 4078457.075 | 206388.9773 | 206936.0854 | 4293112.7105 | 4293112.7105 | 0.059824 | 0.058877 | 0.013306 | 0.010329 | 0.014447 | 0.022508 | 0.012648 | 0.020677 | 14.1361 | 13.9124 | 3.1442 | 2.4407 | 3.4137 | 2.9886 | 5.06% | 5.074% | 565.0622 | 566.5601
|  | 0.004232 | 19.4882 | 7.9905 | 4078457.075 | 187454.2528 | 232726.6419 | 4293112.7105 | 4293112.7105 | 0.06257 | 0.059601 | 0.013316 | 0.010341 | 0.014499 | 0.022564 | 0.012678 | 0.020761 | 14.785 | 14.0834 | 3.1465 | 2.4435 | 3.4261 | 2.9958 | 4.596% | 5.706% | 513.2218 | 637.1708
|  | 0.004232 | 19.4882 | 7.9905 | 4078457.075 | 187454.2528 | 232726.6419 | 4293112.7105 | 4293112.7105 | 0.06257 | 0.059601 | 0.013316 | 0.010341 | 0.014499 | 0.022564 | 0.012648 | 0.020703 | 14.785 | 14.0834 | 3.1465 | 2.4435 | 3.4261 | 2.9886 | 4.596% | 5.706% | 513.2218 | 637.1708
|  | 0.004232 | 19.5276 | 7.9905 | 4078457.075 | 187833.2359 | 232726.6419 | 4293112.7105 | 4293112.7105 | 0.06251 | 0.059563 | 0.013316 | 0.010341 | 0.014499 | 0.022564 | 0.01265 | 0.020708 | 14.7707 | 14.0744 | 3.1465 | 2.4435 | 3.4261 | 2.9891 | 4.605% | 5.706% | 514.2594 | 637.1708
|  | 0.004232 | 19.4488 | 7.9905 | 4078457.075 | 187075.2698 | 232726.6419 | 4293112.7105 | 4293112.7105 | 0.062631 | 0.059639 | 0.013316 | 0.010341 | 0.014499 | 0.022564 | 0.012582 | 0.02058 | 14.7993 | 14.0924 | 3.1465 | 2.4435 | 3.4261 | 2.9731 | 4.587% | 5.706% | 512.1842 | 637.1708
|  | 0.004232 | 19.4488 | 7.9905 | 4078457.075 | 187075.2698 | 232726.6419 | 4293112.7105 | 4293112.7105 | 0.062631 | 0.059639 | 0.013316 | 0.010341 | 0.014499 | 0.022564 | 0.012577 | 0.020571 | 14.7993 | 14.0924 | 3.1465 | 2.4435 | 3.4261 | 2.9719 | 4.587% | 5.706% | 512.1842 | 637.1708
|  | 0.004232 | 19.3701 | 7.105 | 4078457.075 | 186318.2656 | 206936.0854 | 4293112.7105 | 4293112.7105 | 0.062752 | 0.060724 | 0.013316 | 0.010341 | 0.014499 | 0.022564 | 0.012675 | 0.020754 | 14.8281 | 14.3488 | 3.1465 | 2.4435 | 3.4261 | 2.9949 | 4.568% | 5.074% | 510.1116 | 566.5601
|  | 0.004232 | 19.4488 | 7.9905 | 4078457.075 | 187075.2698 | 232726.6419 | 4293112.7105 | 4293112.7105 | 0.062631 | 0.059639 | 0.013316 | 0.010341 | 0.014499 | 0.022564 | 0.012642 | 0.020692 | 14.7993 | 14.0924 | 3.1465 | 2.4435 | 3.4261 | 2.9871 | 4.587% | 5.706% | 512.1842 | 637.1708
|  | 0.004232 | 19.5276 | 7.9905 | 4078457.075 | 187833.2359 | 232726.6419 | 4293112.7105 | 4293112.7105 | 0.06251 | 0.059563 | 0.013316 | 0.010341 | 0.014499 | 0.022564 | 0.012645 | 0.020698 | 14.7707 | 14.0744 | 3.1465 | 2.4435 | 3.4261 | 2.988 | 4.605% | 5.706% | 514.2594 | 637.1708
|  | 0.004232 | 19.5276 | 7.9905 | 4078457.075 | 187833.2359 | 232726.6419 | 4293112.7105 | 4293112.7105 | 0.06251 | 0.059563 | 0.013316 | 0.010341 | 0.014499 | 0.022564 | 0.01258 | 0.020577 | 14.7707 | 14.0744 | 3.1465 | 2.4435 | 3.4261 | 2.9727 | 4.605% | 5.706% | 514.2594 | 637.1708
|  | 0.004232 | 19.6457 | 7.9905 | 4078457.075 | 188969.2232 | 232726.6419 | 4293112.7105 | 4293112.7105 | 0.06233 | 0.05945 | 0.013316 | 0.010341 | 0.014499 | 0.022564 | 0.012591 | 0.020596 | 14.7283 | 14.0477 | 3.1465 | 2.4435 | 3.4261 | 2.9751 | 4.633% | 5.706% | 517.3695 | 637.1708
|  | 0.00648 | 23.504 | 7.6573 | 4078457.075 | 226081.6678 | 223022.053 | 4293112.7105 | 4293112.7105 | 0.055206 | 0.054478 | 0.011044 | 0.0080637 | 0.012122 | 0.020179 | 0.010276 | 0.018155 | 8.5195 | 8.4072 | 1.7043 | 1.2444 | 1.8707 | 1.5857 | 5.543% | 5.468% | 618.9779 | 610.6011
|  | 0.0069575 | 55.9054 | 21.989 | 4078457.075 | 537746.1739 | 640438.7871 | 4293112.7105 | 4293112.7105 | 0.040357 | 0.03944 | 0.010605 | 0.0076329 | 0.011367 | 0.019443 | 0.0097738 | 0.017739 | 5.8005 | 5.6687 | 1.5243 | 1.0971 | 1.6338 | 1.4048 | 13.19% | 15.7% | 1472.2688 | 1753.4258
|  | 0.0069575 | 55.9843 | 21.989 | 4078457.075 | 538505.1019 | 640438.7871 | 4293112.7105 | 4293112.7105 | 0.040342 | 0.03943 | 0.010605 | 0.0076329 | 0.011367 | 0.019443 | 0.0099104 | 0.017996 | 5.7984 | 5.6673 | 1.5243 | 1.0971 | 1.6338 | 1.4244 | 13.2% | 15.7% | 1474.3466 | 1753.4258
|  | 0.0069575 | 60.7481 | 21.989 | 4078457.075 | 584327.4236 | 640438.7871 | 4293112.7105 | 4293112.7105 | 0.039517 | 0.038908 | 0.01057 | 0.0075912 | 0.011182 | 0.019247 | 0.0099392 | 0.017955 | 5.6798 | 5.5922 | 1.5193 | 1.0911 | 1.6072 | 1.4286 | 14.33% | 15.7% | 1599.8013 | 1753.4258
|  | 0.0069575 | 61.2204 | 21.989 | 4078457.075 | 588870.4108 | 640438.7871 | 4293112.7105 | 4293112.7105 | 0.039443 | 0.038861 | 0.01057 | 0.0075912 | 0.011182 | 0.019247 | 0.0098185 | 0.017728 | 5.6691 | 5.5855 | 1.5193 | 1.0911 | 1.6072 | 1.4112 | 14.44% | 15.7% | 1612.2393 | 1753.4258
|  | 0.0069575 | 55.5906 | 21.989 | 4078457.075 | 534718.157 | 640438.7871 | 4293112.7105 | 4293112.7105 | 0.040416 | 0.039477 | 0.010605 | 0.0076329 | 0.011367 | 0.019443 | 0.0096747 | 0.017552 | 5.809 | 5.674 | 1.5243 | 1.0971 | 1.6338 | 1.3905 | 13.11% | 15.7% | 1463.9785 | 1753.4258
|  | 0.0069575 | 60.7087 | 21.989 | 4078457.075 | 583948.4406 | 640438.7871 | 4293112.7105 | 4293112.7105 | 0.039523 | 0.038912 | 0.01057 | 0.0075912 | 0.011182 | 0.019247 | 0.009963 | 0.018 | 5.6807 | 5.5928 | 1.5193 | 1.0911 | 1.6072 | 1.432 | 14.32% | 15.7% | 1598.7637 | 1753.4258
|  | 0.0069575 | 56.1023 | 21.989 | 4078457.075 | 539640.1273 | 640438.7871 | 4293112.7105 | 4293112.7105 | 0.040312 | 0.039409 | 0.01057 | 0.0075912 | 0.011182 | 0.019247 | 0.0099677 | 0.018009 | 5.7941 | 5.6642 | 1.5193 | 1.0911 | 1.6072 | 1.4327 | 13.23% | 15.7% | 1477.4541 | 1753.4258
|  | 0.0069575 | 55.5906 | 21.989 | 4078457.075 | 534718.157 | 640438.7871 | 4293112.7105 | 4293112.7105 | 0.040416 | 0.039477 | 0.010605 | 0.0076329 | 0.011367 | 0.019443 | 0.0098838 | 0.017946 | 5.809 | 5.674 | 1.5243 | 1.0971 | 1.6338 | 1.4206 | 13.11% | 15.7% | 1463.9785 | 1753.4258
|  | 0.0069575 | 55.9055 | 21.989 | 4078457.075 | 537747.1358 | 640438.7871 | 4293112.7105 | 4293112.7105 | 0.040349 | 0.039432 | 0.01057 | 0.0075912 | 0.011182 | 0.019247 | 0.0099432 | 0.017963 | 5.7994 | 5.6675 | 1.5193 | 1.0911 | 1.6072 | 1.4291 | 13.19% | 15.7% | 1472.2714 | 1753.4258
|  | 0.0069575 | 55.2361 | 21.989 | 4078457.075 | 531308.2714 | 640438.7871 | 4293112.7105 | 4293112.7105 | 0.040484 | 0.039519 | 0.010605 | 0.0076329 | 0.011367 | 0.019443 | 0.0097817 | 0.017754 | 5.8187 | 5.6801 | 1.5243 | 1.0971 | 1.6338 | 1.4059 | 13.03% | 15.7% | 1454.6428 | 1753.4258
|  | 0.0069575 | 56.063 | 21.989 | 4078457.075 | 539262.1061 | 640438.7871 | 4293112.7105 | 4293112.7105 | 0.040312 | 0.039405 | 0.010536 | 0.0075497 | 0.010997 | 0.019052 | 0.0098883 | 0.017764 | 5.794 | 5.6637 | 1.5143 | 1.0851 | 1.5806 | 1.4212 | 13.22% | 15.7% | 1476.4192 | 1753.4258
|  | 0.0069575 | 55.4724 | 21.989 | 4078457.075 | 533581.2079 | 640438.7871 | 4293112.7105 | 4293112.7105 | 0.040439 | 0.039491 | 0.010605 | 0.0076329 | 0.011367 | 0.019443 | 0.0098471 | 0.017877 | 5.8122 | 5.676 | 1.5243 | 1.0971 | 1.6338 | 1.4153 | 13.08% | 15.7% | 1460.8657 | 1753.4258
|  | 0.0069575 | 55.9055 | 21.989 | 4078457.075 | 537747.1358 | 640438.7871 | 4293112.7105 | 4293112.7105 | 0.040357 | 0.03944 | 0.010605 | 0.0076329 | 0.011367 | 0.019443 | 0.009666 | 0.017536 | 5.8005 | 5.6687 | 1.5243 | 1.0971 | 1.6338 | 1.3893 | 13.19% | 15.7% | 1472.2714 | 1753.4258
|  | 0.0069575 | 59.9606 | 21.989 | 4078457.075 | 576752.5719 | 640438.7871 | 4293112.7105 | 4293112.7105 | 0.039651 | 0.038995 | 0.010605 | 0.0076329 | 0.011367 | 0.019443 | 0.0095836 | 0.01738 | 5.6991 | 5.6048 | 1.5243 | 1.0971 | 1.6338 | 1.3774 | 14.14% | 15.7% | 1579.0625 | 1753.4258
|  | 0.0069575 | 58.8977 | 22.2658 | 4078457.075 | 566528.6864 | 648500.7024 | 4293112.7105 | 4293112.7105 | 0.039827 | 0.039069 | 0.010605 | 0.0076329 | 0.011367 | 0.019443 | 0.0098453 | 0.017873 | 5.7243 | 5.6154 | 1.5243 | 1.0971 | 1.6338 | 1.4151 | 13.89% | 15.9% | 1551.071 | 1775.4982
|  | 0.0069575 | 58.307 | 22.2658 | 4078457.075 | 560846.8263 | 648500.7024 | 4293112.7105 | 4293112.7105 | 0.039919 | 0.039124 | 0.01057 | 0.0075912 | 0.011182 | 0.019247 | 0.0099496 | 0.017975 | 5.7376 | 5.6233 | 1.5193 | 1.0911 | 1.6072 | 1.4301 | 13.75% | 15.9% | 1535.5149 | 1775.4982
|  | 0.0069575 | 58.8976 | 22.2658 | 4078457.075 | 566527.7246 | 648500.7024 | 4293112.7105 | 4293112.7105 | 0.039819 | 0.039061 | 0.01057 | 0.0075912 | 0.011182 | 0.019247 | 0.009494 | 0.017115 | 5.7231 | 5.6142 | 1.5193 | 1.0911 | 1.6072 | 1.3646 | 13.89% | 15.9% | 1551.0684 | 1775.4982
|  | 0.0069575 | 55.9842 | 21.989 | 4078457.075 | 538504.14 | 640438.7871 | 4293112.7105 | 4293112.7105 | 0.040334 | 0.039422 | 0.01057 | 0.0075912 | 0.011182 | 0.019247 | 0.0098714 | 0.017827 | 5.7973 | 5.6662 | 1.5193 | 1.0911 | 1.6072 | 1.4188 | 13.2% | 15.7% | 1474.344 | 1753.4258
|  | 0.0069575 | 60.748 | 21.9063 | 4078457.075 | 584326.4617 | 638030.1151 | 4293112.7105 | 4293112.7105 | 0.039517 | 0.038919 | 0.01057 | 0.0075912 | 0.011182 | 0.019247 | 0.0098697 | 0.017824 | 5.6798 | 5.5938 | 1.5193 | 1.0911 | 1.6072 | 1.4186 | 14.33% | 15.64% | 1599.7987 | 1746.8313
|  | 0.0069575 | 55.8266 | 21.989 | 4078457.075 | 536988.2078 | 640438.7871 | 4293112.7105 | 4293112.7105 | 0.040372 | 0.039449 | 0.010605 | 0.0076329 | 0.011367 | 0.019443 | 0.0098144 | 0.017815 | 5.8026 | 5.67 | 1.5243 | 1.0971 | 1.6338 | 1.4106 | 13.17% | 15.7% | 1470.1936 | 1753.4258
|  | 0.0069575 | 59.6457 | 22.3434 | 4078457.075 | 573723.5932 | 650760.8347 | 4293112.7105 | 4293112.7105 | 0.039686 | 0.038965 | 0.010536 | 0.0075497 | 0.010997 | 0.019052 | 0.010048 | 0.018065 | 5.7041 | 5.6004 | 1.5143 | 1.0851 | 1.5806 | 1.4442 | 14.07% | 15.96% | 1570.7696 | 1781.6861
|  | 0.0069575 | 55.9054 | 21.989 | 4078457.075 | 537746.1739 | 640438.7871 | 4293112.7105 | 4293112.7105 | 0.040357 | 0.03944 | 0.010605 | 0.0076329 | 0.011367 | 0.019443 | 0.0097236 | 0.017644 | 5.8005 | 5.6687 | 1.5243 | 1.0971 | 1.6338 | 1.3976 | 13.19% | 15.7% | 1472.2688 | 1753.4258
|  | 0.0069575 | 61.2599 | 21.989 | 4078457.075 | 589250.3558 | 640438.7871 | 4293112.7105 | 4293112.7105 | 0.039429 | 0.038849 | 0.010536 | 0.0075497 | 0.010997 | 0.019052 | 0.010076 | 0.018118 | 5.6671 | 5.5838 | 1.5143 | 1.0851 | 1.5806 | 1.4482 | 14.45% | 15.7% | 1613.2796 | 1753.4258
|  | 0.0069575 | 60.6692 | 21.989 | 4078457.075 | 583568.4956 | 640438.7871 | 4293112.7105 | 4293112.7105 | 0.039538 | 0.038924 | 0.010605 | 0.0076329 | 0.011367 | 0.019443 | 0.009574 | 0.017362 | 5.6827 | 5.5945 | 1.5243 | 1.0971 | 1.6338 | 1.3761 | 14.31% | 15.7% | 1597.7235 | 1753.4258
|  | 0.0069575 | 60.6692 | 21.989 | 4078457.075 | 583568.4956 | 640438.7871 | 4293112.7105 | 4293112.7105 | 0.039538 | 0.038924 | 0.010605 | 0.0076329 | 0.011367 | 0.019443 | 0.0098153 | 0.017817 | 5.6827 | 5.5945 | 1.5243 | 1.0971 | 1.6338 | 1.4107 | 14.31% | 15.7% | 1597.7235 | 1753.4258
|  | 0.0069575 | 59.7637 | 22.3434 | 4078457.075 | 574858.6186 | 650760.8347 | 4293112.7105 | 4293112.7105 | 0.039683 | 0.038969 | 0.010605 | 0.0076329 | 0.011367 | 0.019443 | 0.0095497 | 0.017316 | 5.7037 | 5.6009 | 1.5243 | 1.0971 | 1.6338 | 1.3726 | 14.1% | 15.96% | 1573.8771 | 1781.6861
|  | 0.0069575 | 55.9054 | 21.989 | 4078457.075 | 537746.1739 | 640438.7871 | 4293112.7105 | 4293112.7105 | 0.040357 | 0.03944 | 0.010605 | 0.0076329 | 0.011367 | 0.019443 | 0.0096401 | 0.017487 | 5.8005 | 5.6687 | 1.5243 | 1.0971 | 1.6338 | 1.3856 | 13.19% | 15.7% | 1472.2688 | 1753.4258
|  | 0.0069575 | 55.9054 | 21.989 | 4078457.075 | 537746.1739 | 640438.7871 | 4293112.7105 | 4293112.7105 | 0.040357 | 0.03944 | 0.010605 | 0.0076329 | 0.011367 | 0.019443 | 0.0096853 | 0.017572 | 5.8005 | 5.6687 | 1.5243 | 1.0971 | 1.6338 | 1.3921 | 13.19% | 15.7% | 1472.2688 | 1753.4258
|  | 0.0069575 | 55.9054 | 21.989 | 4078457.075 | 537746.1739 | 640438.7871 | 4293112.7105 | 4293112.7105 | 0.040357 | 0.03944 | 0.010605 | 0.0076329 | 0.011367 | 0.019443 | 0.0095796 | 0.017372 | 5.8005 | 5.6687 | 1.5243 | 1.0971 | 1.6338 | 1.3769 | 13.19% | 15.7% | 1472.2688 | 1753.4258
|  | 0.0069575 | 55.9054 | 21.989 | 4078457.075 | 537746.1739 | 640438.7871 | 4293112.7105 | 4293112.7105 | 0.040357 | 0.03944 | 0.010605 | 0.0076329 | 0.011367 | 0.019443 | 0.0096994 | 0.017598 | 5.8005 | 5.6687 | 1.5243 | 1.0971 | 1.6338 | 1.3941 | 13.19% | 15.7% | 1472.2688 | 1753.4258
|  | 0.0069575 | 61.3384 | 21.989 | 4078457.075 | 590005.4362 | 640438.7871 | 4293112.7105 | 4293112.7105 | 0.039433 | 0.038858 | 0.010605 | 0.0076329 | 0.011367 | 0.019443 | 0.0097853 | 0.01776 | 5.6676 | 5.585 | 1.5243 | 1.0971 | 1.6338 | 1.4064 | 14.47% | 15.7% | 1615.3468 | 1753.4258
|  | 0.0069575 | 55.9054 | 21.989 | 4078457.075 | 537746.1739 | 640438.7871 | 4293112.7105 | 4293112.7105 | 0.040357 | 0.03944 | 0.010605 | 0.0076329 | 0.011367 | 0.019443 | 0.0098596 | 0.0179 | 5.8005 | 5.6687 | 1.5243 | 1.0971 | 1.6338 | 1.4171 | 13.19% | 15.7% | 1472.2688 | 1753.4258
|  | 0.0069575 | 55.9054 | 21.989 | 4078457.075 | 537746.1739 | 640438.7871 | 4293112.7105 | 4293112.7105 | 0.040357 | 0.03944 | 0.010605 | 0.0076329 | 0.011367 | 0.019443 | 0.0097654 | 0.017723 | 5.8005 | 5.6687 | 1.5243 | 1.0971 | 1.6338 | 1.4036 | 13.19% | 15.7% | 1472.2688 | 1753.4258
|  | 0.0069575 | 55.9054 | 21.989 | 4078457.075 | 537746.1739 | 640438.7871 | 4293112.7105 | 4293112.7105 | 0.040357 | 0.03944 | 0.010605 | 0.0076329 | 0.011367 | 0.019443 | 0.0095549 | 0.017326 | 5.8005 | 5.6687 | 1.5243 | 1.0971 | 1.6338 | 1.3733 | 13.19% | 15.7% | 1472.2688 | 1753.4258
|  | 0.0069575 | 60.6692 | 21.989 | 4078457.075 | 583568.4956 | 640438.7871 | 4293112.7105 | 4293112.7105 | 0.039538 | 0.038924 | 0.010605 | 0.0076329 | 0.011367 | 0.019443 | 0.0096121 | 0.017434 | 5.6827 | 5.5945 | 1.5243 | 1.0971 | 1.6338 | 1.3815 | 14.31% | 15.7% | 1597.7235 | 1753.4258
|  | 0.0069575 | 55.9054 | 21.989 | 4078457.075 | 537746.1739 | 640438.7871 | 4293112.7105 | 4293112.7105 | 0.040357 | 0.03944 | 0.010605 | 0.0076329 | 0.011367 | 0.019443 | 0.0098776 | 0.017934 | 5.8005 | 5.6687 | 1.5243 | 1.0971 | 1.6338 | 1.4197 | 13.19% | 15.7% | 1472.2688 | 1753.4258
|  | 0.0069575 | 55.9054 | 21.989 | 4078457.075 | 537746.1739 | 640438.7871 | 4293112.7105 | 4293112.7105 | 0.040357 | 0.03944 | 0.010605 | 0.0076329 | 0.011367 | 0.019443 | 0.0097623 | 0.017717 | 5.8005 | 5.6687 | 1.5243 | 1.0971 | 1.6338 | 1.4031 | 13.19% | 15.7% | 1472.2688 | 1753.4258
|  | 0.0069575 | 55.8266 | 21.989 | 4078457.075 | 536988.2078 | 640438.7871 | 4293112.7105 | 4293112.7105 | 0.040372 | 0.039449 | 0.010605 | 0.0076329 | 0.011367 | 0.019443 | 0.0098017 | 0.017791 | 5.8026 | 5.67 | 1.5243 | 1.0971 | 1.6338 | 1.4088 | 13.17% | 15.7% | 1470.1936 | 1753.4258
|  | 0.0069575 | 55.9054 | 21.989 | 4078457.075 | 537746.1739 | 640438.7871 | 4293112.7105 | 4293112.7105 | 0.040357 | 0.03944 | 0.010605 | 0.0076329 | 0.011367 | 0.019443 | 0.0097984 | 0.017785 | 5.8005 | 5.6687 | 1.5243 | 1.0971 | 1.6338 | 1.4083 | 13.19% | 15.7% | 1472.2688 | 1753.4258
|  | 0.0069575 | 55.9054 | 21.989 | 4078457.075 | 537746.1739 | 640438.7871 | 4293112.7105 | 4293112.7105 | 0.040357 | 0.03944 | 0.010605 | 0.0076329 | 0.011367 | 0.019443 | 0.0099099 | 0.017995 | 5.8005 | 5.6687 | 1.5243 | 1.0971 | 1.6338 | 1.4243 | 13.19% | 15.7% | 1472.2688 | 1753.4258
|  | 0.0069575 | 55.9842 | 21.989 | 4078457.075 | 538504.14 | 640438.7871 | 4293112.7105 | 4293112.7105 | 0.040343 | 0.03943 | 0.010605 | 0.0076329 | 0.011367 | 0.019443 | 0.0098386 | 0.017861 | 5.7984 | 5.6673 | 1.5243 | 1.0971 | 1.6338 | 1.4141 | 13.2% | 15.7% | 1474.344 | 1753.4258
|  | 0.0069575 | 55.9054 | 21.989 | 4078457.075 | 537746.1739 | 640438.7871 | 4293112.7105 | 4293112.7105 | 0.040357 | 0.03944 | 0.010605 | 0.0076329 | 0.011367 | 0.019443 | 0.0095875 | 0.017387 | 5.8005 | 5.6687 | 1.5243 | 1.0971 | 1.6338 | 1.378 | 13.19% | 15.7% | 1472.2688 | 1753.4258
|  | 0.0069575 | 55.7873 | 21.989 | 4078457.075 | 536610.1866 | 640438.7871 | 4293112.7105 | 4293112.7105 | 0.040379 | 0.039454 | 0.010605 | 0.0076329 | 0.011367 | 0.019443 | 0.009781 | 0.017752 | 5.8037 | 5.6707 | 1.5243 | 1.0971 | 1.6338 | 1.4058 | 13.16% | 15.7% | 1469.1586 | 1753.4258
|  | 0.0069575 | 55.8266 | 21.989 | 4078457.075 | 536988.2078 | 640438.7871 | 4293112.7105 | 4293112.7105 | 0.040372 | 0.039449 | 0.010605 | 0.0076329 | 0.011367 | 0.019443 | 0.0097265 | 0.01765 | 5.8026 | 5.67 | 1.5243 | 1.0971 | 1.6338 | 1.398 | 13.17% | 15.7% | 1470.1936 | 1753.4258
|  | 0.0069575 | 55.8266 | 21.989 | 4078457.075 | 536988.2078 | 640438.7871 | 4293112.7105 | 4293112.7105 | 0.040372 | 0.039449 | 0.010605 | 0.0076329 | 0.011367 | 0.019443 | 0.0097608 | 0.017714 | 5.8026 | 5.67 | 1.5243 | 1.0971 | 1.6338 | 1.4029 | 13.17% | 15.7% | 1470.1936 | 1753.4258
|  | 0.0069575 | 60.748 | 21.989 | 4078457.075 | 584326.4617 | 640438.7871 | 4293112.7105 | 4293112.7105 | 0.039525 | 0.038916 | 0.010605 | 0.0076329 | 0.011367 | 0.019443 | 0.0098711 | 0.017922 | 5.6809 | 5.5934 | 1.5243 | 1.0971 | 1.6338 | 1.4188 | 14.33% | 15.7% | 1599.7987 | 1753.4258
|  | 0.0069575 | 61.1024 | 21.989 | 4078457.075 | 587735.3854 | 640438.7871 | 4293112.7105 | 4293112.7105 | 0.039469 | 0.038881 | 0.010605 | 0.0076329 | 0.011367 | 0.019443 | 0.0096606 | 0.017525 | 5.6729 | 5.5883 | 1.5243 | 1.0971 | 1.6338 | 1.3885 | 14.41% | 15.7% | 1609.1318 | 1753.4258
|  | 0.0069575 | 55.8266 | 21.989 | 4078457.075 | 536988.2078 | 640438.7871 | 4293112.7105 | 4293112.7105 | 0.040372 | 0.039449 | 0.010605 | 0.0076329 | 0.011367 | 0.019443 | 0.0096766 | 0.017555 | 5.8026 | 5.67 | 1.5243 | 1.0971 | 1.6338 | 1.3908 | 13.17% | 15.7% | 1470.1936 | 1753.4258
|  | 0.0069575 | 60.7087 | 21.989 | 4078457.075 | 583948.4406 | 640438.7871 | 4293112.7105 | 4293112.7105 | 0.039531 | 0.03892 | 0.010605 | 0.0076329 | 0.011367 | 0.019443 | 0.0097167 | 0.017631 | 5.6818 | 5.5939 | 1.5243 | 1.0971 | 1.6338 | 1.3966 | 14.32% | 15.7% | 1598.7637 | 1753.4258
|  | 0.0069575 | 55.8662 | 21.989 | 4078457.075 | 537369.1146 | 640438.7871 | 4293112.7105 | 4293112.7105 | 0.040365 | 0.039444 | 0.010605 | 0.0076329 | 0.011367 | 0.019443 | 0.0096347 | 0.017476 | 5.8016 | 5.6693 | 1.5243 | 1.0971 | 1.6338 | 1.3848 | 13.18% | 15.7% | 1471.2365 | 1753.4258
|  | 0.0069575 | 55.7086 | 21.989 | 4078457.075 | 535853.1824 | 640438.7871 | 4293112.7105 | 4293112.7105 | 0.040394 | 0.039463 | 0.010605 | 0.0076329 | 0.011367 | 0.019443 | 0.0098914 | 0.01796 | 5.8058 | 5.672 | 1.5243 | 1.0971 | 1.6338 | 1.4217 | 13.14% | 15.7% | 1467.0861 | 1753.4258
|  | 0.0069575 | 55.9842 | 21.989 | 4078457.075 | 538504.14 | 640438.7871 | 4293112.7105 | 4293112.7105 | 0.040326 | 0.039414 | 0.010536 | 0.0075497 | 0.010997 | 0.019052 | 0.0099389 | 0.01786 | 5.7961 | 5.665 | 1.5143 | 1.0851 | 1.5806 | 1.4285 | 13.2% | 15.7% | 1474.344 | 1753.4258
|  | 0.0069575 | 55.3149 | 21.989 | 4078457.075 | 532066.2375 | 640438.7871 | 4293112.7105 | 4293112.7105 | 0.040469 | 0.03951 | 0.010605 | 0.0076329 | 0.011367 | 0.019443 | 0.0098002 | 0.017788 | 5.8165 | 5.6787 | 1.5243 | 1.0971 | 1.6338 | 1.4086 | 13.05% | 15.7% | 1456.718 | 1753.4258
|  | 0.0069575 | 55.9842 | 21.989 | 4078457.075 | 538504.14 | 640438.7871 | 4293112.7105 | 4293112.7105 | 0.040326 | 0.039414 | 0.010536 | 0.0075497 | 0.010997 | 0.019052 | 0.0099908 | 0.017958 | 5.7961 | 5.665 | 1.5143 | 1.0851 | 1.5806 | 1.436 | 13.2% | 15.7% | 1474.344 | 1753.4258
|  | 0.0069575 | 55.4331 | 21.989 | 4078457.075 | 533203.1867 | 640438.7871 | 4293112.7105 | 4293112.7105 | 0.040446 | 0.039496 | 0.010605 | 0.0076329 | 0.011367 | 0.019443 | 0.0097627 | 0.017718 | 5.8133 | 5.6767 | 1.5243 | 1.0971 | 1.6338 | 1.4032 | 13.07% | 15.7% | 1459.8308 | 1753.4258
|  | 0.0069575 | 55.8662 | 21.989 | 4078457.075 | 537369.1146 | 640438.7871 | 4293112.7105 | 4293112.7105 | 0.040365 | 0.039444 | 0.010605 | 0.0076329 | 0.011367 | 0.019443 | 0.009844 | 0.017871 | 5.8016 | 5.6693 | 1.5243 | 1.0971 | 1.6338 | 1.4149 | 13.18% | 15.7% | 1471.2365 | 1753.4258
|  | 0.0069575 | 59.9606 | 21.989 | 4078457.075 | 576752.5719 | 640438.7871 | 4293112.7105 | 4293112.7105 | 0.039651 | 0.038995 | 0.010605 | 0.0076329 | 0.011367 | 0.019443 | 0.0097781 | 0.017747 | 5.6991 | 5.6048 | 1.5243 | 1.0971 | 1.6338 | 1.4054 | 14.14% | 15.7% | 1579.0625 | 1753.4258
|  | 0.0069575 | 58.8977 | 22.2658 | 4078457.075 | 566528.6864 | 648500.7024 | 4293112.7105 | 4293112.7105 | 0.039827 | 0.039069 | 0.010605 | 0.0076329 | 0.011367 | 0.019443 | 0.0095957 | 0.017403 | 5.7243 | 5.6154 | 1.5243 | 1.0971 | 1.6338 | 1.3792 | 13.89% | 15.9% | 1551.071 | 1775.4982
|  | 0.0069575 | 58.8584 | 22.2658 | 4078457.075 | 566150.6653 | 648500.7024 | 4293112.7105 | 4293112.7105 | 0.039833 | 0.039073 | 0.010605 | 0.0076329 | 0.011367 | 0.019443 | 0.0095431 | 0.017304 | 5.7253 | 5.616 | 1.5243 | 1.0971 | 1.6338 | 1.3716 | 13.88% | 15.9% | 1550.036 | 1775.4982
|  | 0.0069575 | 55.8266 | 21.989 | 4078457.075 | 536988.2078 | 640438.7871 | 4293112.7105 | 4293112.7105 | 0.040372 | 0.039449 | 0.010605 | 0.0076329 | 0.011367 | 0.019443 | 0.0095462 | 0.017309 | 5.8026 | 5.67 | 1.5243 | 1.0971 | 1.6338 | 1.3721 | 13.17% | 15.7% | 1470.1936 | 1753.4258
|  | 0.0069575 | 55.9054 | 21.989 | 4078457.075 | 537746.1739 | 640438.7871 | 4293112.7105 | 4293112.7105 | 0.040357 | 0.03944 | 0.010605 | 0.0076329 | 0.011367 | 0.019443 | 0.0099027 | 0.017981 | 5.8005 | 5.6687 | 1.5243 | 1.0971 | 1.6338 | 1.4233 | 13.19% | 15.7% | 1472.2688 | 1753.4258
|  | 0.0040765 | 28.1496 | 13.7716 | 4078457.075 | 270767.0403 | 401103.5882 | 4293112.7105 | 4293112.7105 | 0.053504 | 0.050538 | 0.013394 | 0.010403 | 0.013763 | 0.02181 | 0.012754 | 0.020554 | 13.1249 | 12.3975 | 3.2856 | 2.5519 | 3.3762 | 3.1287 | 6.639% | 9.835% | 741.3198 | 1098.1618
|  | 0.0040765 | 28.1496 | 13.7716 | 4078457.075 | 270767.0403 | 401103.5882 | 4293112.7105 | 4293112.7105 | 0.053504 | 0.050538 | 0.013394 | 0.010403 | 0.013763 | 0.02181 | 0.012856 | 0.020745 | 13.1249 | 12.3975 | 3.2856 | 2.5519 | 3.3762 | 3.1536 | 6.639% | 9.835% | 741.3198 | 1098.1618
|  | 0.0040765 | 28.1102 | 13.7716 | 4078457.075 | 270388.0573 | 401103.5882 | 4293112.7105 | 4293112.7105 | 0.053541 | 0.050565 | 0.013429 | 0.010445 | 0.013951 | 0.022009 | 0.012935 | 0.020991 | 13.1341 | 12.404 | 3.2942 | 2.5623 | 3.4222 | 3.1732 | 6.63% | 9.835% | 740.2822 | 1098.1618
|  | 0.0040765 | 28.189 | 13.7716 | 4078457.075 | 271146.0234 | 401103.5882 | 4293112.7105 | 4293112.7105 | 0.053475 | 0.05052 | 0.013394 | 0.010403 | 0.013763 | 0.02181 | 0.012681 | 0.020415 | 13.1178 | 12.393 | 3.2856 | 2.5519 | 3.3762 | 3.1107 | 6.648% | 9.835% | 742.3574 | 1098.1618
|  | 0.0028535 | 32.7559 | 13.8011 | 4078457.075 | 315074.3917 | 401962.788 | 4293112.7105 | 4293112.7105 | 0.051832 | 0.049934 | 0.014694 | 0.011718 | 0.015397 | 0.023468 | 0.014047 | 0.022119 | 18.1643 | 17.4992 | 5.1494 | 4.1067 | 5.3959 | 4.9226 | 7.725% | 9.856% | 862.6267 | 1100.5141
|  | 0.0028535 | 32.7165 | 13.8011 | 4078457.075 | 314695.4087 | 401962.788 | 4293112.7105 | 4293112.7105 | 0.051853 | 0.049947 | 0.014694 | 0.011718 | 0.015397 | 0.023468 | 0.014011 | 0.022052 | 18.1718 | 17.5039 | 5.1494 | 4.1067 | 5.3959 | 4.9102 | 7.716% | 9.856% | 861.5891 | 1100.5141
|  | 0.0028535 | 32.5591 | 13.8011 | 4078457.075 | 313181.4002 | 401962.788 | 4293112.7105 | 4293112.7105 | 0.051933 | 0.049996 | 0.014668 | 0.011687 | 0.015259 | 0.023322 | 0.01395 | 0.021866 | 18.1999 | 17.5208 | 5.1403 | 4.0958 | 5.3474 | 4.8889 | 7.679% | 9.856% | 857.4439 | 1100.5141
|  | 0.0028535 | 33.4646 | 13.8856 | 4078457.075 | 321891.2773 | 404423.8857 | 4293112.7105 | 4293112.7105 | 0.051449 | 0.049662 | 0.014668 | 0.011687 | 0.015259 | 0.023322 | 0.014014 | 0.021986 | 18.03 | 17.4038 | 5.1403 | 4.0958 | 5.3474 | 4.9111 | 7.892% | 9.916% | 881.2903 | 1107.2523
|  | 0.0028535 | 33.5828 | 13.8856 | 4078457.075 | 323028.2264 | 404423.8857 | 4293112.7105 | 4293112.7105 | 0.051387 | 0.049623 | 0.014668 | 0.011687 | 0.015259 | 0.023322 | 0.013939 | 0.021845 | 18.0085 | 17.3903 | 5.1403 | 4.0958 | 5.3474 | 4.885 | 7.92% | 9.916% | 884.4031 | 1107.2523
|  | 0.0028535 | 32.9528 | 13.8011 | 4078457.075 | 316968.3451 | 401962.788 | 4293112.7105 | 4293112.7105 | 0.051728 | 0.049869 | 0.014703 | 0.01173 | 0.015448 | 0.023522 | 0.013741 | 0.021569 | 18.1278 | 17.4764 | 5.1528 | 4.1107 | 5.4137 | 4.8157 | 7.772% | 9.856% | 867.812 | 1100.5141
|  | 0.0028535 | 34.055 | 13.8856 | 4078457.075 | 327570.2518 | 404423.8857 | 4293112.7105 | 4293112.7105 | 0.051153 | 0.049477 | 0.014694 | 0.011718 | 0.015397 | 0.023468 | 0.014019 | 0.022066 | 17.9263 | 17.3392 | 5.1494 | 4.1067 | 5.3959 | 4.9129 | 8.032% | 9.916% | 896.8385 | 1107.2523
|  | 0.0028535 | 33.4252 | 13.8856 | 4078457.075 | 321512.2942 | 404423.8857 | 4293112.7105 | 4293112.7105 | 0.051476 | 0.049681 | 0.014695 | 0.01172 | 0.015405 | 0.023477 | 0.013862 | 0.021775 | 18.0395 | 17.4106 | 5.1499 | 4.1073 | 5.3986 | 4.8581 | 7.883% | 9.916% | 880.2527 | 1107.2523
|  | 0.0028535 | 34.685 | 13.8856 | 4078457.075 | 333630.1331 | 404423.8857 | 4293112.7105 | 4293112.7105 | 0.050842 | 0.049282 | 0.014695 | 0.01172 | 0.015405 | 0.023477 | 0.013929 | 0.021901 | 17.8174 | 17.2707 | 5.1499 | 4.1073 | 5.3986 | 4.8814 | 8.18% | 9.916% | 913.4295 | 1107.2523
|  | 0.0028535 | 34.5277 | 13.8856 | 4078457.075 | 332117.0865 | 404423.8857 | 4293112.7105 | 4293112.7105 | 0.050912 | 0.049324 | 0.014668 | 0.011687 | 0.015259 | 0.023322 | 0.014 | 0.02196 | 17.842 | 17.2853 | 5.1403 | 4.0958 | 5.3474 | 4.9064 | 8.143% | 9.916% | 909.287 | 1107.2523
|  | 0.0028535 | 34.0551 | 13.8856 | 4078457.075 | 327571.2136 | 404423.8857 | 4293112.7105 | 4293112.7105 | 0.051153 | 0.049477 | 0.014694 | 0.011718 | 0.015397 | 0.023468 | 0.014038 | 0.022102 | 17.9263 | 17.3392 | 5.1494 | 4.1067 | 5.3959 | 4.9195 | 8.032% | 9.916% | 896.8411 | 1107.2523
|  | 0.0028535 | 33.3857 | 13.8856 | 4078457.075 | 321132.3493 | 404423.8857 | 4293112.7105 | 4293112.7105 | 0.05149 | 0.049688 | 0.014668 | 0.011687 | 0.015259 | 0.023322 | 0.014087 | 0.022124 | 18.0445 | 17.4129 | 5.1403 | 4.0958 | 5.3474 | 4.9368 | 7.874% | 9.916% | 879.2125 | 1107.2523
|  | 0.0028535 | 33.5434 | 13.8856 | 4078457.075 | 322649.2434 | 404423.8857 | 4293112.7105 | 4293112.7105 | 0.051408 | 0.049636 | 0.014668 | 0.011687 | 0.015259 | 0.023322 | 0.013955 | 0.021875 | 18.0157 | 17.3948 | 5.1403 | 4.0958 | 5.3474 | 4.8906 | 7.911% | 9.916% | 883.3655 | 1107.2523
|  | 0.0028535 | 32.7165 | 13.8011 | 4078457.075 | 314695.4087 | 401962.788 | 4293112.7105 | 4293112.7105 | 0.051847 | 0.049941 | 0.014668 | 0.011687 | 0.015259 | 0.023322 | 0.013942 | 0.021851 | 18.1697 | 17.5018 | 5.1403 | 4.0958 | 5.3474 | 4.886 | 7.716% | 9.856% | 861.5891 | 1100.5141
|  | 0.0028535 | 33.9765 | 13.8856 | 4078457.075 | 326815.1713 | 404423.8857 | 4293112.7105 | 4293112.7105 | 0.051186 | 0.049496 | 0.014668 | 0.011687 | 0.015259 | 0.023322 | 0.014076 | 0.022103 | 17.938 | 17.3458 | 5.1403 | 4.0958 | 5.3474 | 4.9329 | 8.013% | 9.916% | 894.7712 | 1107.2523
|  | 0.0028535 | 33.4646 | 13.8856 | 4078457.075 | 321891.2773 | 404423.8857 | 4293112.7105 | 4293112.7105 | 0.051449 | 0.049662 | 0.014668 | 0.011687 | 0.015259 | 0.023322 | 0.013905 | 0.02178 | 18.03 | 17.4038 | 5.1403 | 4.0958 | 5.3474 | 4.8729 | 7.892% | 9.916% | 881.2903 | 1107.2523
|  | 0.0028535 | 34.0945 | 13.8856 | 4078457.075 | 327950.1967 | 404423.8857 | 4293112.7105 | 4293112.7105 | 0.051127 | 0.049459 | 0.014668 | 0.011687 | 0.015259 | 0.023322 | 0.013939 | 0.021844 | 17.9172 | 17.3327 | 5.1403 | 4.0958 | 5.3474 | 4.8848 | 8.041% | 9.916% | 897.8787 | 1107.2523
|  | 0.0028535 | 34.0945 | 13.8856 | 4078457.075 | 327950.1967 | 404423.8857 | 4293112.7105 | 4293112.7105 | 0.051127 | 0.049459 | 0.014668 | 0.011687 | 0.015259 | 0.023322 | 0.013808 | 0.021597 | 17.9172 | 17.3327 | 5.1403 | 4.0958 | 5.3474 | 4.8389 | 8.041% | 9.916% | 897.8787 | 1107.2523
|  | 0.0028535 | 34.5275 | 13.8856 | 4078457.075 | 332115.1628 | 404423.8857 | 4293112.7105 | 4293112.7105 | 0.050919 | 0.04933 | 0.014695 | 0.01172 | 0.015405 | 0.023477 | 0.013948 | 0.021936 | 17.8443 | 17.2876 | 5.1499 | 4.1073 | 5.3986 | 4.8879 | 8.143% | 9.916% | 909.2818 | 1107.2523
|  | 0.0028535 | 33.622 | 13.8856 | 4078457.075 | 323405.2857 | 404423.8857 | 4293112.7105 | 4293112.7105 | 0.051367 | 0.04961 | 0.014668 | 0.011687 | 0.015259 | 0.023322 | 0.014041 | 0.022037 | 18.0014 | 17.3858 | 5.1403 | 4.0958 | 5.3474 | 4.9207 | 7.93% | 9.916% | 885.4354 | 1107.2523
|  | 0.0028535 | 34.0157 | 13.8856 | 4078457.075 | 327192.2306 | 404423.8857 | 4293112.7105 | 4293112.7105 | 0.051166 | 0.049484 | 0.014668 | 0.011687 | 0.015259 | 0.023322 | 0.013887 | 0.021746 | 17.9311 | 17.3415 | 5.1403 | 4.0958 | 5.3474 | 4.8666 | 8.022% | 9.916% | 895.8035 | 1107.2523
|  | 0.0028535 | 32.4016 | 13.8011 | 4078457.075 | 311666.4299 | 401962.788 | 4293112.7105 | 4293112.7105 | 0.05202 | 0.05005 | 0.014668 | 0.011687 | 0.015259 | 0.023322 | 0.014051 | 0.022055 | 18.2304 | 17.54 | 5.1403 | 4.0958 | 5.3474 | 4.924 | 7.642% | 9.856% | 853.2962 | 1100.5141
|  | 0.0028535 | 33.5434 | 13.8856 | 4078457.075 | 322649.2434 | 404423.8857 | 4293112.7105 | 4293112.7105 | 0.051425 | 0.049653 | 0.014743 | 0.011778 | 0.01566 | 0.023747 | 0.013929 | 0.022031 | 18.0218 | 17.4009 | 5.1667 | 4.1274 | 5.4881 | 4.8813 | 7.911% | 9.916% | 883.3655 | 1107.2523
|  | 0.0028535 | 34.2126 | 13.8856 | 4078457.075 | 329086.184 | 404423.8857 | 4293112.7105 | 4293112.7105 | 0.051068 | 0.049422 | 0.014668 | 0.011687 | 0.015259 | 0.023322 | 0.013833 | 0.021645 | 17.8965 | 17.3197 | 5.1403 | 4.0958 | 5.3474 | 4.8478 | 8.069% | 9.916% | 900.9889 | 1107.2523
|  | 0.0028535 | 32.2836 | 13.8011 | 4078457.075 | 310531.4045 | 401962.788 | 4293112.7105 | 4293112.7105 | 0.052086 | 0.050092 | 0.014668 | 0.011687 | 0.015259 | 0.023322 | 0.014068 | 0.022088 | 18.2534 | 17.5545 | 5.1403 | 4.0958 | 5.3474 | 4.9302 | 7.614% | 9.856% | 850.1887 | 1100.5141
|  | 0.0023825 | 26.5354 | 11.7413 | 4078457.075 | 255240.2777 | 341970.2547 | 4293112.7105 | 4293112.7105 | 0.056467 | 0.053848 | 0.015127 | 0.012144 | 0.015666 | 0.023725 | 0.014525 | 0.022499 | 23.7006 | 22.6017 | 6.3491 | 5.0971 | 6.5753 | 6.0964 | 6.258% | 8.385% | 698.8098 | 936.2635
|  | 0.0023825 | 26.5748 | 11.7413 | 4078457.075 | 255619.2608 | 341970.2547 | 4293112.7105 | 4293112.7105 | 0.056427 | 0.053821 | 0.015098 | 0.012109 | 0.015511 | 0.023561 | 0.014685 | 0.022721 | 23.6841 | 22.5902 | 6.3369 | 5.0825 | 6.5103 | 6.1635 | 6.268% | 8.385% | 699.8474 | 936.2635
|  | 0.0023825 | 26.5354 | 11.7413 | 4078457.075 | 255240.2777 | 341970.2547 | 4293112.7105 | 4293112.7105 | 0.05646 | 0.053842 | 0.015098 | 0.012109 | 0.015511 | 0.023561 | 0.014624 | 0.022607 | 23.6978 | 22.5988 | 6.3369 | 5.0825 | 6.5103 | 6.1382 | 6.258% | 8.385% | 698.8098 | 936.2635
|  | 0.0023825 | 26.5748 | 11.6376 | 4078457.075 | 255619.2608 | 338949.949 | 4293112.7105 | 4293112.7105 | 0.056434 | 0.053877 | 0.015127 | 0.012144 | 0.015666 | 0.023725 | 0.014309 | 0.022093 | 23.687 | 22.6137 | 6.3491 | 5.0971 | 6.5753 | 6.006 | 6.268% | 8.311% | 699.8474 | 927.9944
|  | 0.0077995 | 29.6852 | 9.2505 | 4078457.075 | 285537.7606 | 269424.6669 | 4293112.7105 | 4293112.7105 | 0.04872 | 0.048448 | 0.0097155 | 0.0067337 | 0.010279 | 0.01834 | 0.0090692 | 0.017025 | 6.2465 | 6.2116 | 1.2457 | 0.86335 | 1.3179 | 1.1628 | 7.001% | 6.606% | 781.7598 | 737.6445 |  | 0.0077995
|  | 0.0040225 | 27.5591 | 10.5765 | 4078457.075 | 265087.104 | 308044.9694 | 4293112.7105 | 4293112.7105 | 0.054013 | 0.052303 | 0.013496 | 0.010515 | 0.014076 | 0.022139 | 0.012944 | 0.020997 | 13.4277 | 13.0027 | 3.3552 | 2.6141 | 3.4994 | 3.218 | 6.5% | 7.553% | 725.7689 | 843.3812
|  | 0.0050725 | 29.2127 | 9.1881 | 4078457.075 | 280992.8496 | 267607.2409 | 4293112.7105 | 4293112.7105 | 0.051761 | 0.051419 | 0.012426 | 0.0094411 | 0.013108 | 0.021161 | 0.0118 | 0.019715 | 10.2042 | 10.1367 | 2.4497 | 1.8612 | 2.5841 | 2.3264 | 6.89% | 6.561% | 769.3165 | 732.6687
|  | 0.0050725 | 29.2914 | 9.1881 | 4078457.075 | 281749.8538 | 267607.2409 | 4293112.7105 | 4293112.7105 | 0.051707 | 0.051385 | 0.012426 | 0.0094411 | 0.013108 | 0.021161 | 0.011732 | 0.019586 | 10.1936 | 10.1301 | 2.4497 | 1.8612 | 2.5841 | 2.3129 | 6.908% | 6.561% | 771.3891 | 732.6687
|  | 0.0050725 | 29.2914 | 9.1881 | 4078457.075 | 281749.8538 | 267607.2409 | 4293112.7105 | 4293112.7105 | 0.051707 | 0.051385 | 0.012426 | 0.0094411 | 0.013108 | 0.021161 | 0.011657 | 0.019444 | 10.1936 | 10.1301 | 2.4497 | 1.8612 | 2.5841 | 2.298 | 6.908% | 6.561% | 771.3891 | 732.6687
|  | 0.0050725 | 29.3702 | 9.1881 | 4078457.075 | 282507.8199 | 267607.2409 | 4293112.7105 | 4293112.7105 | 0.051654 | 0.051351 | 0.012426 | 0.0094411 | 0.013108 | 0.021161 | 0.011519 | 0.019184 | 10.1831 | 10.1234 | 2.4497 | 1.8612 | 2.5841 | 2.2709 | 6.927% | 6.561% | 773.4643 | 732.6687
|  | 0.0050725 | 24.8819 | 9.1881 | 4078457.075 | 239335.494 | 267607.2409 | 4293112.7105 | 4293112.7105 | 0.055234 | 0.053608 | 0.012426 | 0.0094411 | 0.013108 | 0.021161 | 0.011858 | 0.019824 | 10.889 | 10.5683 | 2.4497 | 1.8612 | 2.5841 | 2.3377 | 5.868% | 6.561% | 655.2649 | 732.6687
|  | 0.0050725 | 29.3308 | 9.1881 | 4078457.075 | 282128.8369 | 267607.2409 | 4293112.7105 | 4293112.7105 | 0.05168 | 0.051368 | 0.012426 | 0.0094411 | 0.013108 | 0.021161 | 0.011757 | 0.019633 | 10.1883 | 10.1267 | 2.4497 | 1.8612 | 2.5841 | 2.3178 | 6.918% | 6.561% | 772.4267 | 732.6687
|  | 0.0050725 | 29.2913 | 9.1881 | 4078457.075 | 281748.8919 | 267607.2409 | 4293112.7105 | 4293112.7105 | 0.051707 | 0.051385 | 0.012426 | 0.0094411 | 0.013108 | 0.021161 | 0.011641 | 0.019415 | 10.1936 | 10.1301 | 2.4497 | 1.8612 | 2.5841 | 2.295 | 6.908% | 6.561% | 771.3864 | 732.6687
|  | 0.0050725 | 29.2519 | 9.1881 | 4078457.075 | 281369.9089 | 267607.2409 | 4293112.7105 | 4293112.7105 | 0.051734 | 0.051402 | 0.012426 | 0.0094411 | 0.013108 | 0.021161 | 0.011844 | 0.019798 | 10.1989 | 10.1334 | 2.4497 | 1.8612 | 2.5841 | 2.335 | 6.899% | 6.561% | 770.3488 | 732.6687
|  | 0.0050725 | 29.3701 | 9.1881 | 4078457.075 | 282506.8581 | 267607.2409 | 4293112.7105 | 4293112.7105 | 0.051654 | 0.051351 | 0.012426 | 0.0094411 | 0.013108 | 0.021161 | 0.011834 | 0.019778 | 10.1831 | 10.1234 | 2.4497 | 1.8612 | 2.5841 | 2.3329 | 6.927% | 6.561% | 773.4616 | 732.6687
|  | 0.0050725 | 25.1968 | 9.5427 | 4078457.075 | 242364.4728 | 277935.1136 | 4293112.7105 | 4293112.7105 | 0.054942 | 0.053161 | 0.012426 | 0.0094411 | 0.013108 | 0.021161 | 0.011745 | 0.01961 | 10.8313 | 10.4803 | 2.4497 | 1.8612 | 2.5841 | 2.3153 | 5.943% | 6.815% | 663.5578 | 760.9449
|  | 0.0050725 | 24.8425 | 9.1881 | 4078457.075 | 238956.5109 | 267607.2409 | 4293112.7105 | 4293112.7105 | 0.055271 | 0.053631 | 0.012426 | 0.0094411 | 0.013108 | 0.021161 | 0.011801 | 0.019717 | 10.8963 | 10.5729 | 2.4497 | 1.8612 | 2.5841 | 2.3265 | 5.859% | 6.561% | 654.2273 | 732.6687
|  | 0.0050725 | 24.8425 | 9.1881 | 4078457.075 | 238956.5109 | 267607.2409 | 4293112.7105 | 4293112.7105 | 0.055271 | 0.053631 | 0.012426 | 0.0094411 | 0.013108 | 0.021161 | 0.011568 | 0.019276 | 10.8963 | 10.5729 | 2.4497 | 1.8612 | 2.5841 | 2.2805 | 5.859% | 6.561% | 654.2273 | 732.6687
|  | 0.0050725 | 24.8032 | 9.1881 | 4078457.075 | 238578.4897 | 267607.2409 | 4293112.7105 | 4293112.7105 | 0.055309 | 0.053654 | 0.012426 | 0.0094411 | 0.013108 | 0.021161 | 0.011949 | 0.019996 | 10.9036 | 10.5775 | 2.4497 | 1.8612 | 2.5841 | 2.3557 | 5.85% | 6.561% | 653.1923 | 732.6687
|  | 0.0050725 | 24.8032 | 9.1881 | 4078457.075 | 238578.4897 | 267607.2409 | 4293112.7105 | 4293112.7105 | 0.055309 | 0.053654 | 0.012426 | 0.0094411 | 0.013108 | 0.021161 | 0.011892 | 0.019888 | 10.9036 | 10.5775 | 2.4497 | 1.8612 | 2.5841 | 2.3444 | 5.85% | 6.561% | 653.1923 | 732.6687
|  | 0.0050725 | 25.0787 | 9.1881 | 4078457.075 | 241228.4855 | 267607.2409 | 4293112.7105 | 4293112.7105 | 0.05505 | 0.053492 | 0.012426 | 0.0094411 | 0.013108 | 0.021161 | 0.011656 | 0.019444 | 10.8527 | 10.5454 | 2.4497 | 1.8612 | 2.5841 | 2.298 | 5.915% | 6.561% | 660.4476 | 732.6687
|  | 0.0050725 | 24.7638 | 9.1881 | 4078457.075 | 238199.5067 | 267607.2409 | 4293112.7105 | 4293112.7105 | 0.055346 | 0.053678 | 0.012426 | 0.0094411 | 0.013108 | 0.021161 | 0.011889 | 0.019883 | 10.911 | 10.5821 | 2.4497 | 1.8612 | 2.5841 | 2.3438 | 5.84% | 6.561% | 652.1547 | 732.6687
|  | 0.0050725 | 24.8819 | 9.1881 | 4078457.075 | 239335.494 | 267607.2409 | 4293112.7105 | 4293112.7105 | 0.055234 | 0.053608 | 0.012426 | 0.0094411 | 0.013108 | 0.021161 | 0.011897 | 0.019897 | 10.889 | 10.5683 | 2.4497 | 1.8612 | 2.5841 | 2.3454 | 5.868% | 6.561% | 655.2649 | 732.6687
|  | 0.0050725 | 24.7638 | 9.1881 | 4078457.075 | 238199.5067 | 267607.2409 | 4293112.7105 | 4293112.7105 | 0.055346 | 0.053678 | 0.012426 | 0.0094411 | 0.013108 | 0.021161 | 0.011859 | 0.019825 | 10.911 | 10.5821 | 2.4497 | 1.8612 | 2.5841 | 2.3378 | 5.84% | 6.561% | 652.1547 | 732.6687
|  | 0.0050725 | 29.3701 | 9.1881 | 4078457.075 | 282506.8581 | 267607.2409 | 4293112.7105 | 4293112.7105 | 0.051654 | 0.051351 | 0.012426 | 0.0094411 | 0.013108 | 0.021161 | 0.011745 | 0.019611 | 10.1831 | 10.1234 | 2.4497 | 1.8612 | 2.5841 | 2.3154 | 6.927% | 6.561% | 773.4616 | 732.6687
|  | 0.0050725 | 24.7244 | 8.9893 | 4078457.075 | 237820.5236 | 261817.108 | 4293112.7105 | 4293112.7105 | 0.055384 | 0.053857 | 0.012426 | 0.0094411 | 0.013108 | 0.021161 | 0.01145 | 0.019053 | 10.9184 | 10.6175 | 2.4497 | 1.8612 | 2.5841 | 2.2572 | 5.831% | 6.42% | 651.1171 | 716.8162
|  | 0.0050725 | 25.0394 | 9.1881 | 4078457.075 | 240850.4643 | 267607.2409 | 4293112.7105 | 4293112.7105 | 0.055087 | 0.053515 | 0.012426 | 0.0094411 | 0.013108 | 0.021161 | 0.011773 | 0.019663 | 10.8599 | 10.55 | 2.4497 | 1.8612 | 2.5841 | 2.3209 | 5.905% | 6.561% | 659.4126 | 732.6687
|  | 0.0050725 | 24.882 | 9.1881 | 4078457.075 | 239336.4559 | 267607.2409 | 4293112.7105 | 4293112.7105 | 0.055234 | 0.053607 | 0.012426 | 0.0094411 | 0.013108 | 0.021161 | 0.011762 | 0.019642 | 10.889 | 10.5683 | 2.4497 | 1.8612 | 2.5841 | 2.3187 | 5.868% | 6.561% | 655.2675 | 732.6687
|  | 0.0050725 | 24.8426 | 9.1881 | 4078457.075 | 238957.4728 | 267607.2409 | 4293112.7105 | 4293112.7105 | 0.055271 | 0.053631 | 0.012426 | 0.0094411 | 0.013108 | 0.021161 | 0.011713 | 0.01955 | 10.8963 | 10.5729 | 2.4497 | 1.8612 | 2.5841 | 2.309 | 5.859% | 6.561% | 654.2299 | 732.6687
|  | 0.0050725 | 29.2914 | 9.1881 | 4078457.075 | 281749.8538 | 267607.2409 | 4293112.7105 | 4293112.7105 | 0.051707 | 0.051385 | 0.012426 | 0.0094411 | 0.013108 | 0.021161 | 0.011779 | 0.019674 | 10.1936 | 10.1301 | 2.4497 | 1.8612 | 2.5841 | 2.322 | 6.908% | 6.561% | 771.3891 | 732.6687
|  | 0.0050725 | 29.2518 | 9.1881 | 4078457.075 | 281368.947 | 267607.2409 | 4293112.7105 | 4293112.7105 | 0.051734 | 0.051402 | 0.012426 | 0.0094411 | 0.013108 | 0.021161 | 0.01196 | 0.020015 | 10.1989 | 10.1334 | 2.4497 | 1.8612 | 2.5841 | 2.3577 | 6.899% | 6.561% | 770.3462 | 732.6687
|  | 0.0050725 | 29.2914 | 9.1881 | 4078457.075 | 281749.8538 | 267607.2409 | 4293112.7105 | 4293112.7105 | 0.051707 | 0.051385 | 0.012426 | 0.0094411 | 0.013108 | 0.021161 | 0.011902 | 0.019907 | 10.1936 | 10.1301 | 2.4497 | 1.8612 | 2.5841 | 2.3464 | 6.908% | 6.561% | 771.3891 | 732.6687
|  | 0.0050725 | 29.252 | 9.1881 | 4078457.075 | 281370.8708 | 267607.2409 | 4293112.7105 | 4293112.7105 | 0.051734 | 0.051402 | 0.012426 | 0.0094411 | 0.013108 | 0.021161 | 0.011809 | 0.019731 | 10.1989 | 10.1334 | 2.4497 | 1.8612 | 2.5841 | 2.328 | 6.899% | 6.561% | 770.3515 | 732.6687
|  | 0.0050725 | 29.2914 | 8.8923 | 4078457.075 | 281749.8538 | 258991.9426 | 4293112.7105 | 4293112.7105 | 0.051707 | 0.051619 | 0.012426 | 0.0094411 | 0.013108 | 0.021161 | 0.011934 | 0.019968 | 10.1936 | 10.1762 | 2.4497 | 1.8612 | 2.5841 | 2.3528 | 6.908% | 6.35% | 771.3891 | 709.0813
|  | 0.0050725 | 25.0393 | 9.1881 | 4078457.075 | 240849.5024 | 267607.2409 | 4293112.7105 | 4293112.7105 | 0.055087 | 0.053515 | 0.012426 | 0.0094411 | 0.013108 | 0.021161 | 0.011698 | 0.019522 | 10.8599 | 10.55 | 2.4497 | 1.8612 | 2.5841 | 2.3061 | 5.905% | 6.561% | 659.41 | 732.6687
|  | 0.0050725 | 25.3149 | 9.5427 | 4078457.075 | 243500.46 | 277935.1136 | 4293112.7105 | 4293112.7105 | 0.054834 | 0.053093 | 0.012426 | 0.0094411 | 0.013108 | 0.021161 | 0.011934 | 0.019967 | 10.81 | 10.4669 | 2.4497 | 1.8612 | 2.5841 | 2.3527 | 5.97% | 6.815% | 666.6679 | 760.9449
|  | 0.0050725 | 24.8426 | 8.9893 | 4078457.075 | 238957.4728 | 261817.108 | 4293112.7105 | 4293112.7105 | 0.055271 | 0.053787 | 0.012426 | 0.0094411 | 0.013108 | 0.021161 | 0.011829 | 0.01977 | 10.8963 | 10.6036 | 2.4497 | 1.8612 | 2.5841 | 2.3321 | 5.859% | 6.42% | 654.2299 | 716.8162
|  | 0.0050725 | 24.7244 | 9.1881 | 4078457.075 | 237820.5236 | 267607.2409 | 4293112.7105 | 4293112.7105 | 0.055384 | 0.053702 | 0.012426 | 0.0094411 | 0.013108 | 0.021161 | 0.011768 | 0.019654 | 10.9184 | 10.5868 | 2.4497 | 1.8612 | 2.5841 | 2.3199 | 5.831% | 6.561% | 651.1171 | 732.6687
|  | 0.0050725 | 24.685 | 8.9893 | 4078457.075 | 237441.5406 | 261817.108 | 4293112.7105 | 4293112.7105 | 0.055421 | 0.053881 | 0.012426 | 0.0094411 | 0.013108 | 0.021161 | 0.011815 | 0.019743 | 10.9258 | 10.6222 | 2.4497 | 1.8612 | 2.5841 | 2.3293 | 5.822% | 6.42% | 650.0795 | 716.8162
|  | 0.0050725 | 25.1968 | 9.1881 | 4078457.075 | 242364.4728 | 267607.2409 | 4293112.7105 | 4293112.7105 | 0.054942 | 0.053423 | 0.012426 | 0.0094411 | 0.013108 | 0.021161 | 0.011934 | 0.019968 | 10.8313 | 10.5319 | 2.4497 | 1.8612 | 2.5841 | 2.3527 | 5.943% | 6.561% | 663.5578 | 732.6687
|  | 0.0050725 | 29.252 | 9.1881 | 4078457.075 | 281370.8708 | 267607.2409 | 4293112.7105 | 4293112.7105 | 0.051734 | 0.051402 | 0.012426 | 0.0094411 | 0.013108 | 0.021161 | 0.011623 | 0.019381 | 10.1989 | 10.1334 | 2.4497 | 1.8612 | 2.5841 | 2.2914 | 6.899% | 6.561% | 770.3515 | 732.6687
|  | 0.0050725 | 29.2912 | 9.1881 | 4078457.075 | 281747.9301 | 267607.2409 | 4293112.7105 | 4293112.7105 | 0.051707 | 0.051385 | 0.012426 | 0.0094411 | 0.013108 | 0.021161 | 0.011814 | 0.019741 | 10.1936 | 10.1301 | 2.4497 | 1.8612 | 2.5841 | 2.3291 | 6.908% | 6.561% | 771.3838 | 732.6687
|  | 0.0050725 | 29.5275 | 9.1881 | 4078457.075 | 284020.8665 | 267607.2409 | 4293112.7105 | 4293112.7105 | 0.051548 | 0.051284 | 0.012426 | 0.0094411 | 0.013108 | 0.021161 | 0.011624 | 0.019382 | 10.1622 | 10.1103 | 2.4497 | 1.8612 | 2.5841 | 2.2915 | 6.964% | 6.561% | 777.6068 | 732.6687
|  | 0.0050725 | 25.0394 | 9.5427 | 4078457.075 | 240850.4643 | 277935.1136 | 4293112.7105 | 4293112.7105 | 0.055087 | 0.053253 | 0.012426 | 0.0094411 | 0.013108 | 0.021161 | 0.011892 | 0.019887 | 10.8599 | 10.4984 | 2.4497 | 1.8612 | 2.5841 | 2.3443 | 5.905% | 6.815% | 659.4126 | 760.9449
|  | 0.0050725 | 25 | 9.5427 | 4078457.075 | 240471.4813 | 277935.1136 | 4293112.7105 | 4293112.7105 | 0.055124 | 0.053276 | 0.012426 | 0.0094411 | 0.013108 | 0.021161 | 0.011948 | 0.019993 | 10.8672 | 10.5029 | 2.4497 | 1.8612 | 2.5841 | 2.3554 | 5.896% | 6.815% | 658.375 | 760.9449
|  | 0.0050725 | 24.4881 | 8.9893 | 4078457.075 | 235547.5872 | 261817.108 | 4293112.7105 | 4293112.7105 | 0.055611 | 0.054001 | 0.012426 | 0.0094411 | 0.013108 | 0.021161 | 0.011733 | 0.019589 | 10.9633 | 10.6458 | 2.4497 | 1.8612 | 2.5841 | 2.3131 | 5.775% | 6.42% | 644.8941 | 716.8162
|  | 0.0050725 | 25.0393 | 9.1881 | 4078457.075 | 240849.5024 | 267607.2409 | 4293112.7105 | 4293112.7105 | 0.055087 | 0.053515 | 0.012426 | 0.0094411 | 0.013108 | 0.021161 | 0.011825 | 0.019761 | 10.8599 | 10.55 | 2.4497 | 1.8612 | 2.5841 | 2.3311 | 5.905% | 6.561% | 659.41 | 732.6687
|  | 0.0050725 | 29.3701 | 9.1881 | 4078457.075 | 282506.8581 | 267607.2409 | 4293112.7105 | 4293112.7105 | 0.051654 | 0.051351 | 0.012426 | 0.0094411 | 0.013108 | 0.021161 | 0.01194 | 0.019978 | 10.1831 | 10.1234 | 2.4497 | 1.8612 | 2.5841 | 2.3538 | 6.927% | 6.561% | 773.4616 | 732.6687
|  | 0.0050725 | 25.1182 | 9.5427 | 4078457.075 | 241608.4304 | 277935.1136 | 4293112.7105 | 4293112.7105 | 0.055014 | 0.053207 | 0.012426 | 0.0094411 | 0.013108 | 0.021161 | 0.011923 | 0.019946 | 10.8455 | 10.4893 | 2.4497 | 1.8612 | 2.5841 | 2.3504 | 5.924% | 6.815% | 661.4878 | 760.9449
|  | 0.0050725 | 29.2521 | 9.1881 | 4078457.075 | 281371.8327 | 267607.2409 | 4293112.7105 | 4293112.7105 | 0.051734 | 0.051402 | 0.012426 | 0.0094411 | 0.013108 | 0.021161 | 0.011946 | 0.019991 | 10.1989 | 10.1334 | 2.4497 | 1.8612 | 2.5841 | 2.3551 | 6.899% | 6.561% | 770.3541 | 732.6687
|  | 0.0050725 | 29.3306 | 9.1881 | 4078457.075 | 282126.9131 | 267607.2409 | 4293112.7105 | 4293112.7105 | 0.05168 | 0.051368 | 0.012426 | 0.0094411 | 0.013108 | 0.021161 | 0.011636 | 0.019404 | 10.1883 | 10.1268 | 2.4497 | 1.8612 | 2.5841 | 2.2939 | 6.917% | 6.561% | 772.4214 | 732.6687
|  | 0.0050725 | 29.2913 | 9.1881 | 4078457.075 | 281748.8919 | 267607.2409 | 4293112.7105 | 4293112.7105 | 0.051707 | 0.051385 | 0.012426 | 0.0094411 | 0.013108 | 0.021161 | 0.011864 | 0.019836 | 10.1936 | 10.1301 | 2.4497 | 1.8612 | 2.5841 | 2.339 | 6.908% | 6.561% | 771.3864 | 732.6687
|  | 0.0050725 | 29.6849 | 9.1881 | 4078457.075 | 285534.875 | 267607.2409 | 4293112.7105 | 4293112.7105 | 0.051443 | 0.051218 | 0.012426 | 0.0094411 | 0.013108 | 0.021161 | 0.011722 | 0.019566 | 10.1416 | 10.0973 | 2.4497 | 1.8612 | 2.5841 | 2.3108 | 7.001% | 6.561% | 781.7519 | 732.6687
|  | 0.0050725 | 25.4724 | 9.5427 | 4078457.075 | 245015.4304 | 277935.1136 | 4293112.7105 | 4293112.7105 | 0.054702 | 0.053014 | 0.012473 | 0.0094966 | 0.013355 | 0.021422 | 0.011758 | 0.019762 | 10.784 | 10.4513 | 2.4589 | 1.8722 | 2.6328 | 2.318 | 6.008% | 6.815% | 670.8157 | 760.9449
|  | 0.0050725 | 25 | 9.5427 | 4078457.075 | 240471.4813 | 277935.1136 | 4293112.7105 | 4293112.7105 | 0.055124 | 0.053276 | 0.012426 | 0.0094411 | 0.013108 | 0.021161 | 0.011769 | 0.019655 | 10.8672 | 10.5029 | 2.4497 | 1.8612 | 2.5841 | 2.3201 | 5.896% | 6.815% | 658.375 | 760.9449
|  | 0.0050725 | 29.252 | 9.1881 | 4078457.075 | 281370.8708 | 267607.2409 | 4293112.7105 | 4293112.7105 | 0.051734 | 0.051402 | 0.012426 | 0.0094411 | 0.013108 | 0.021161 | 0.011818 | 0.019748 | 10.1989 | 10.1334 | 2.4497 | 1.8612 | 2.5841 | 2.3298 | 6.899% | 6.561% | 770.3515 | 732.6687
|  | 0.0050725 | 25.1575 | 9.2911 | 4078457.075 | 241986.4516 | 270607.1588 | 4293112.7105 | 4293112.7105 | 0.054978 | 0.053368 | 0.012426 | 0.0094411 | 0.013108 | 0.021161 | 0.011744 | 0.01961 | 10.8384 | 10.521 | 2.4497 | 1.8612 | 2.5841 | 2.3153 | 5.933% | 6.635% | 662.5228 | 740.882
|  | 0.0050725 | 24.7638 | 9.1881 | 4078457.075 | 238199.5067 | 267607.2409 | 4293112.7105 | 4293112.7105 | 0.055346 | 0.053678 | 0.012426 | 0.0094411 | 0.013108 | 0.021161 | 0.011805 | 0.019724 | 10.911 | 10.5821 | 2.4497 | 1.8612 | 2.5841 | 2.3273 | 5.84% | 6.561% | 652.1547 | 732.6687
|  | 0.0050725 | 25.0787 | 9.1881 | 4078457.075 | 241228.4855 | 267607.2409 | 4293112.7105 | 4293112.7105 | 0.05505 | 0.053492 | 0.012426 | 0.0094411 | 0.013108 | 0.021161 | 0.011892 | 0.019888 | 10.8527 | 10.5454 | 2.4497 | 1.8612 | 2.5841 | 2.3444 | 5.915% | 6.561% | 660.4476 | 732.6687
|  | 0.0050725 | 24.7244 | 8.9893 | 4078457.075 | 237820.5236 | 261817.108 | 4293112.7105 | 4293112.7105 | 0.055384 | 0.053857 | 0.012426 | 0.0094411 | 0.013108 | 0.021161 | 0.011864 | 0.019834 | 10.9184 | 10.6175 | 2.4497 | 1.8612 | 2.5841 | 2.3388 | 5.831% | 6.42% | 651.1171 | 716.8162
|  | 0.0050725 | 24.8032 | 9.1881 | 4078457.075 | 238578.4897 | 267607.2409 | 4293112.7105 | 4293112.7105 | 0.055309 | 0.053654 | 0.012426 | 0.0094411 | 0.013108 | 0.021161 | 0.011927 | 0.019953 | 10.9036 | 10.5775 | 2.4497 | 1.8612 | 2.5841 | 2.3512 | 5.85% | 6.561% | 653.1923 | 732.6687
|  | 0.0050725 | 29.5671 | 9.1881 | 4078457.075 | 284401.7733 | 267607.2409 | 4293112.7105 | 4293112.7105 | 0.051521 | 0.051268 | 0.012426 | 0.0094411 | 0.013108 | 0.021161 | 0.011656 | 0.019443 | 10.157 | 10.107 | 2.4497 | 1.8612 | 2.5841 | 2.2979 | 6.973% | 6.561% | 778.6496 | 732.6687
|  | 0.0050725 | 25.1969 | 9.2911 | 4078457.075 | 242365.4346 | 270607.1588 | 4293112.7105 | 4293112.7105 | 0.054941 | 0.053345 | 0.012426 | 0.0094411 | 0.013108 | 0.021161 | 0.011851 | 0.01981 | 10.8312 | 10.5165 | 2.4497 | 1.8612 | 2.5841 | 2.3362 | 5.943% | 6.635% | 663.5604 | 740.882
|  | 0.0050725 | 24.5275 | 8.9893 | 4078457.075 | 235926.5703 | 261817.108 | 4293112.7105 | 4293112.7105 | 0.055573 | 0.053977 | 0.012426 | 0.0094411 | 0.013108 | 0.021161 | 0.011705 | 0.019536 | 10.9557 | 10.641 | 2.4497 | 1.8612 | 2.5841 | 2.3076 | 5.785% | 6.42% | 645.9317 | 716.8162
|  | 0.0050725 | 29.2914 | 9.1881 | 4078457.075 | 281749.8538 | 267607.2409 | 4293112.7105 | 4293112.7105 | 0.051707 | 0.051385 | 0.012426 | 0.0094411 | 0.013108 | 0.021161 | 0.011703 | 0.019531 | 10.1936 | 10.1301 | 2.4497 | 1.8612 | 2.5841 | 2.3071 | 6.908% | 6.561% | 771.3891 | 732.6687
|  | 0.0050725 | 29.2914 | 9.1881 | 4078457.075 | 281749.8538 | 267607.2409 | 4293112.7105 | 4293112.7105 | 0.051707 | 0.051385 | 0.012426 | 0.0094411 | 0.013108 | 0.021161 | 0.011591 | 0.01932 | 10.1936 | 10.1301 | 2.4497 | 1.8612 | 2.5841 | 2.285 | 6.908% | 6.561% | 771.3891 | 732.6687
|  | 0.0050725 | 25.3148 | 9.5427 | 4078457.075 | 243499.4981 | 277935.1136 | 4293112.7105 | 4293112.7105 | 0.054844 | 0.053104 | 0.012473 | 0.0094966 | 0.013355 | 0.021422 | 0.011813 | 0.019865 | 10.8121 | 10.469 | 2.4589 | 1.8722 | 2.6328 | 2.3288 | 5.97% | 6.815% | 666.6653 | 760.9449
|  | 0.0050725 | 29.1733 | 9.1881 | 4078457.075 | 280613.8666 | 267607.2409 | 4293112.7105 | 4293112.7105 | 0.051788 | 0.051436 | 0.012426 | 0.0094411 | 0.013108 | 0.021161 | 0.011885 | 0.019875 | 10.2095 | 10.1401 | 2.4497 | 1.8612 | 2.5841 | 2.3431 | 6.88% | 6.561% | 768.2789 | 732.6687
|  | 0.0050725 | 29.5669 | 8.8923 | 4078457.075 | 284399.8496 | 258991.9426 | 4293112.7105 | 4293112.7105 | 0.051522 | 0.051502 | 0.012426 | 0.0094411 | 0.013108 | 0.021161 | 0.01195 | 0.019998 | 10.157 | 10.1532 | 2.4497 | 1.8612 | 2.5841 | 2.3559 | 6.973% | 6.35% | 778.6444 | 709.0813
|  | 0.0050725 | 29.5668 | 9.2911 | 4078457.075 | 284398.8877 | 270607.1588 | 4293112.7105 | 4293112.7105 | 0.051532 | 0.051201 | 0.012473 | 0.0094966 | 0.013355 | 0.021422 | 0.011774 | 0.019793 | 10.1592 | 10.0938 | 2.4589 | 1.8722 | 2.6328 | 2.3212 | 6.973% | 6.635% | 778.6417 | 740.882
|  | 0.0050725 | 24.5669 | 8.8126 | 4078457.075 | 236305.5533 | 256670.6469 | 4293112.7105 | 4293112.7105 | 0.055535 | 0.054097 | 0.012426 | 0.0094411 | 0.013108 | 0.021161 | 0.011672 | 0.019472 | 10.9482 | 10.6647 | 2.4497 | 1.8612 | 2.5841 | 2.301 | 5.794% | 6.293% | 646.9693 | 702.7259
|  | 0.0050725 | 29.5276 | 9.2911 | 4078457.075 | 284021.8284 | 270607.1588 | 4293112.7105 | 4293112.7105 | 0.051559 | 0.051217 | 0.012473 | 0.0094966 | 0.013355 | 0.021422 | 0.011762 | 0.019769 | 10.1643 | 10.097 | 2.4589 | 1.8722 | 2.6328 | 2.3187 | 6.964% | 6.635% | 777.6094 | 740.882
|  | 0.0050725 | 24.8425 | 9.1881 | 4078457.075 | 238956.5109 | 267607.2409 | 4293112.7105 | 4293112.7105 | 0.055271 | 0.053631 | 0.012426 | 0.0094411 | 0.013108 | 0.021161 | 0.011897 | 0.019897 | 10.8963 | 10.5729 | 2.4497 | 1.8612 | 2.5841 | 2.3454 | 5.859% | 6.561% | 654.2273 | 732.6687
|  | 0.0050725 | 29.4096 | 8.8923 | 4078457.075 | 282886.803 | 258991.9426 | 4293112.7105 | 4293112.7105 | 0.051627 | 0.051568 | 0.012426 | 0.0094411 | 0.013108 | 0.021161 | 0.011899 | 0.0199 | 10.1778 | 10.1663 | 2.4497 | 1.8612 | 2.5841 | 2.3457 | 6.936% | 6.35% | 774.5019 | 709.0813
|  | 0.0050725 | 24.8032 | 8.9893 | 4078457.075 | 238578.4897 | 261817.108 | 4293112.7105 | 4293112.7105 | 0.055309 | 0.05381 | 0.012426 | 0.0094411 | 0.013108 | 0.021161 | 0.011943 | 0.019985 | 10.9036 | 10.6082 | 2.4497 | 1.8612 | 2.5841 | 2.3545 | 5.85% | 6.42% | 653.1923 | 716.8162
|  | 0.0050725 | 29.5671 | 9.1881 | 4078457.075 | 284401.7733 | 267607.2409 | 4293112.7105 | 4293112.7105 | 0.051521 | 0.051268 | 0.012426 | 0.0094411 | 0.013108 | 0.021161 | 0.011816 | 0.019744 | 10.157 | 10.107 | 2.4497 | 1.8612 | 2.5841 | 2.3294 | 6.973% | 6.561% | 778.6496 | 732.6687
|  | 0.0050725 | 29.2914 | 9.1881 | 4078457.075 | 281749.8538 | 267607.2409 | 4293112.7105 | 4293112.7105 | 0.051707 | 0.051385 | 0.012426 | 0.0094411 | 0.013108 | 0.021161 | 0.011666 | 0.019463 | 10.1936 | 10.1301 | 2.4497 | 1.8612 | 2.5841 | 2.2999 | 6.908% | 6.561% | 771.3891 | 732.6687
|  | 0.0050725 | 29.252 | 9.1881 | 4078457.075 | 281370.8708 | 267607.2409 | 4293112.7105 | 4293112.7105 | 0.051734 | 0.051402 | 0.012426 | 0.0094411 | 0.013108 | 0.021161 | 0.011884 | 0.019873 | 10.1989 | 10.1334 | 2.4497 | 1.8612 | 2.5841 | 2.3429 | 6.899% | 6.561% | 770.3515 | 732.6687
|  | 0.0050725 | 29.5276 | 9.1881 | 4078457.075 | 284021.8284 | 267607.2409 | 4293112.7105 | 4293112.7105 | 0.051548 | 0.051284 | 0.012426 | 0.0094411 | 0.013108 | 0.021161 | 0.011579 | 0.019297 | 10.1622 | 10.1103 | 2.4497 | 1.8612 | 2.5841 | 2.2826 | 6.964% | 6.561% | 777.6094 | 732.6687
|  | 0.0050725 | 29.2914 | 9.1881 | 4078457.075 | 281749.8538 | 267607.2409 | 4293112.7105 | 4293112.7105 | 0.051707 | 0.051385 | 0.012426 | 0.0094411 | 0.013108 | 0.021161 | 0.011858 | 0.019825 | 10.1936 | 10.1301 | 2.4497 | 1.8612 | 2.5841 | 2.3378 | 6.908% | 6.561% | 771.3891 | 732.6687
|  | 0.006356 | 28.4646 | 17.3876 | 4078457.075 | 273796.981 | 506421.0948 | 4293112.7105 | 4293112.7105 | 0.051012 | 0.047153 | 0.011189 | 0.0082131 | 0.011805 | 0.019877 | 0.010524 | 0.018572 | 8.0259 | 7.4187 | 1.7604 | 1.2922 | 1.8574 | 1.6558 | 6.713% | 12.42% | 749.6153 | 1386.5054
|  | 0.006356 | 28.3465 | 17.3876 | 4078457.075 | 272660.9937 | 506421.0948 | 4293112.7105 | 4293112.7105 | 0.051098 | 0.047207 | 0.011189 | 0.0082131 | 0.011805 | 0.019877 | 0.010548 | 0.018618 | 8.0393 | 7.4271 | 1.7604 | 1.2922 | 1.8574 | 1.6596 | 6.685% | 12.42% | 746.5051 | 1386.5054
|  | 0.0041865 | 30.6299 | 11.1749 | 4078457.075 | 294624.6969 | 325473.6187 | 4293112.7105 | 4293112.7105 | 0.051723 | 0.050471 | 0.013312 | 0.010327 | 0.013995 | 0.022048 | 0.012528 | 0.020303 | 12.3547 | 12.0556 | 3.1798 | 2.4668 | 3.3429 | 2.9924 | 7.224% | 7.98% | 806.6385 | 891.0982
|  | 0.0041865 | 30.6299 | 11.1749 | 4078457.075 | 294624.6969 | 325473.6187 | 4293112.7105 | 4293112.7105 | 0.051723 | 0.050471 | 0.013312 | 0.010327 | 0.013995 | 0.022048 | 0.012817 | 0.020848 | 12.3547 | 12.0556 | 3.1798 | 2.4668 | 3.3429 | 3.0616 | 7.224% | 7.98% | 806.6385 | 891.0982
|  | 0.0041865 | 30.6299 | 11.1749 | 4078457.075 | 294624.6969 | 325473.6187 | 4293112.7105 | 4293112.7105 | 0.051723 | 0.050471 | 0.013312 | 0.010327 | 0.013995 | 0.022048 | 0.012548 | 0.02034 | 12.3547 | 12.0556 | 3.1798 | 2.4668 | 3.3429 | 2.9972 | 7.224% | 7.98% | 806.6385 | 891.0982
|  | 0.0041865 | 30.7874 | 11.1749 | 4078457.075 | 296139.6673 | 325473.6187 | 4293112.7105 | 4293112.7105 | 0.051626 | 0.050409 | 0.013312 | 0.010327 | 0.013995 | 0.022048 | 0.012501 | 0.020251 | 12.3315 | 12.0409 | 3.1798 | 2.4668 | 3.3429 | 2.9859 | 7.261% | 7.98% | 810.7862 | 891.0982
|  | 0.0041865 | 30.551 | 11.1749 | 4078457.075 | 293865.7689 | 325473.6187 | 4293112.7105 | 4293112.7105 | 0.051772 | 0.050502 | 0.013312 | 0.010327 | 0.013995 | 0.022048 | 0.012831 | 0.020875 | 12.3665 | 12.063 | 3.1798 | 2.4668 | 3.3429 | 3.0649 | 7.205% | 7.98% | 804.5606 | 891.0982
|  | 0.0041865 | 30.5512 | 11.1749 | 4078457.075 | 293867.6927 | 325473.6187 | 4293112.7105 | 4293112.7105 | 0.051772 | 0.050502 | 0.013312 | 0.010327 | 0.013995 | 0.022048 | 0.012715 | 0.020656 | 12.3665 | 12.063 | 3.1798 | 2.4668 | 3.3429 | 3.0372 | 7.205% | 7.98% | 804.5659 | 891.0982
|  | 0.0041865 | 30.4724 | 10.569 | 4078457.075 | 293109.7266 | 307826.5287 | 4293112.7105 | 4293112.7105 | 0.051822 | 0.050865 | 0.013312 | 0.010327 | 0.013995 | 0.022048 | 0.012694 | 0.020617 | 12.3782 | 12.1497 | 3.1798 | 2.4668 | 3.3429 | 3.0322 | 7.187% | 7.548% | 802.4907 | 842.7831
|  | 0.0041865 | 31.2599 | 11.1749 | 4078457.075 | 300684.5783 | 325473.6187 | 4293112.7105 | 4293112.7105 | 0.051339 | 0.050229 | 0.013312 | 0.010327 | 0.013995 | 0.022048 | 0.012558 | 0.020359 | 12.2631 | 11.9978 | 3.1798 | 2.4668 | 3.3429 | 2.9996 | 7.373% | 7.98% | 823.2295 | 891.0982
|  | 0.0041865 | 30.748 | 11.1749 | 4078457.075 | 295760.6842 | 325473.6187 | 4293112.7105 | 4293112.7105 | 0.05165 | 0.050425 | 0.013312 | 0.010327 | 0.013995 | 0.022048 | 0.012795 | 0.020806 | 12.3373 | 12.0446 | 3.1798 | 2.4668 | 3.3429 | 3.0562 | 7.252% | 7.98% | 809.7486 | 891.0982
|  | 0.0041865 | 30.8662 | 11.1749 | 4078457.075 | 296897.6334 | 325473.6187 | 4293112.7105 | 4293112.7105 | 0.051577 | 0.050379 | 0.013312 | 0.010327 | 0.013995 | 0.022048 | 0.012657 | 0.020547 | 12.3199 | 12.0336 | 3.1798 | 2.4668 | 3.3429 | 3.0233 | 7.28% | 7.98% | 812.8614 | 891.0982
|  | 0.0041865 | 30.945 | 11.1749 | 4078457.075 | 297655.5995 | 325473.6187 | 4293112.7105 | 4293112.7105 | 0.051529 | 0.050349 | 0.013312 | 0.010327 | 0.013995 | 0.022048 | 0.01246 | 0.020175 | 12.3084 | 12.0264 | 3.1798 | 2.4668 | 3.3429 | 2.9763 | 7.298% | 7.98% | 814.9366 | 891.0982
|  | 0.0041865 | 30.748 | 11.1749 | 4078457.075 | 295760.6842 | 325473.6187 | 4293112.7105 | 4293112.7105 | 0.05165 | 0.050425 | 0.013312 | 0.010327 | 0.013995 | 0.022048 | 0.012713 | 0.020651 | 12.3373 | 12.0446 | 3.1798 | 2.4668 | 3.3429 | 3.0366 | 7.252% | 7.98% | 809.7486 | 891.0982
|  | 0.0041865 | 31.0236 | 11.1749 | 4078457.075 | 298411.6418 | 325473.6187 | 4293112.7105 | 4293112.7105 | 0.051493 | 0.05033 | 0.013362 | 0.010387 | 0.014262 | 0.022331 | 0.012702 | 0.020769 | 12.2998 | 12.022 | 3.1918 | 2.4812 | 3.4066 | 3.0342 | 7.317% | 7.98% | 817.0065 | 891.0982
|  | 0.0041865 | 30.6692 | 11.1749 | 4078457.075 | 295002.7181 | 325473.6187 | 4293112.7105 | 4293112.7105 | 0.051699 | 0.050455 | 0.013312 | 0.010327 | 0.013995 | 0.022048 | 0.012714 | 0.020654 | 12.3489 | 12.0519 | 3.1798 | 2.4668 | 3.3429 | 3.037 | 7.233% | 7.98% | 807.6734 | 891.0982
|  | 0.0041865 | 30.3542 | 11.1749 | 4078457.075 | 291972.7774 | 325473.6187 | 4293112.7105 | 4293112.7105 | 0.051896 | 0.05058 | 0.013312 | 0.010327 | 0.013995 | 0.022048 | 0.012609 | 0.020456 | 12.396 | 12.0816 | 3.1798 | 2.4668 | 3.3429 | 3.0119 | 7.159% | 7.98% | 799.3779 | 891.0982
|  | 0.0041865 | 30.6299 | 11.1749 | 4078457.075 | 294624.6969 | 325473.6187 | 4293112.7105 | 4293112.7105 | 0.051723 | 0.050471 | 0.013312 | 0.010327 | 0.013995 | 0.022048 | 0.012663 | 0.020557 | 12.3547 | 12.0556 | 3.1798 | 2.4668 | 3.3429 | 3.0247 | 7.224% | 7.98% | 806.6385 | 891.0982
|  | 0.0041865 | 30.6299 | 11.1749 | 4078457.075 | 294624.6969 | 325473.6187 | 4293112.7105 | 4293112.7105 | 0.051723 | 0.050471 | 0.013312 | 0.010327 | 0.013995 | 0.022048 | 0.012809 | 0.020833 | 12.3547 | 12.0556 | 3.1798 | 2.4668 | 3.3429 | 3.0596 | 7.224% | 7.98% | 806.6385 | 891.0982
|  | 0.0041865 | 30.5117 | 11.1749 | 4078457.075 | 293487.7478 | 325473.6187 | 4293112.7105 | 4293112.7105 | 0.051809 | 0.050529 | 0.013362 | 0.010387 | 0.014262 | 0.022331 | 0.012681 | 0.020728 | 12.3751 | 12.0695 | 3.1918 | 2.4812 | 3.4066 | 3.0289 | 7.196% | 7.98% | 803.5257 | 891.0982
|  | 0.0041865 | 30.3937 | 10.569 | 4078457.075 | 292352.7224 | 307826.5287 | 4293112.7105 | 4293112.7105 | 0.051871 | 0.050896 | 0.013312 | 0.010327 | 0.013995 | 0.022048 | 0.012759 | 0.020738 | 12.3901 | 12.1571 | 3.1798 | 2.4668 | 3.3429 | 3.0476 | 7.168% | 7.548% | 800.4181 | 842.7831
|  | 0.0041865 | 30.9055 | 11.1749 | 4078457.075 | 297275.6546 | 325473.6187 | 4293112.7105 | 4293112.7105 | 0.051553 | 0.050364 | 0.013312 | 0.010327 | 0.013995 | 0.022048 | 0.012651 | 0.020535 | 12.3142 | 12.03 | 3.1798 | 2.4668 | 3.3429 | 3.0218 | 7.289% | 7.98% | 813.8964 | 891.0982
|  | 0.0041865 | 30.9055 | 11.1749 | 4078457.075 | 297275.6546 | 325473.6187 | 4293112.7105 | 4293112.7105 | 0.051553 | 0.050364 | 0.013312 | 0.010327 | 0.013995 | 0.022048 | 0.01282 | 0.020853 | 12.3142 | 12.03 | 3.1798 | 2.4668 | 3.3429 | 3.0622 | 7.289% | 7.98% | 813.8964 | 891.0982
|  | 0.0041865 | 30.5906 | 11.1749 | 4078457.075 | 294246.6758 | 325473.6187 | 4293112.7105 | 4293112.7105 | 0.051748 | 0.050486 | 0.013312 | 0.010327 | 0.013995 | 0.022048 | 0.012754 | 0.020728 | 12.3606 | 12.0593 | 3.1798 | 2.4668 | 3.3429 | 3.0464 | 7.215% | 7.98% | 805.6035 | 891.0982
|  | 0.0041865 | 30.3543 | 10.569 | 4078457.075 | 291973.7393 | 307826.5287 | 4293112.7105 | 4293112.7105 | 0.051896 | 0.050912 | 0.013312 | 0.010327 | 0.013995 | 0.022048 | 0.012697 | 0.020621 | 12.396 | 12.1609 | 3.1798 | 2.4668 | 3.3429 | 3.0328 | 7.159% | 7.548% | 799.3805 | 842.7831
|  | 0.0041865 | 30.7874 | 11.1749 | 4078457.075 | 296139.6673 | 325473.6187 | 4293112.7105 | 4293112.7105 | 0.051626 | 0.050409 | 0.013312 | 0.010327 | 0.013995 | 0.022048 | 0.012663 | 0.020558 | 12.3315 | 12.0409 | 3.1798 | 2.4668 | 3.3429 | 3.0248 | 7.261% | 7.98% | 810.7862 | 891.0982
|  | 0.0041865 | 30.9449 | 11.1749 | 4078457.075 | 297654.6376 | 325473.6187 | 4293112.7105 | 4293112.7105 | 0.051529 | 0.050349 | 0.013312 | 0.010327 | 0.013995 | 0.022048 | 0.012765 | 0.020749 | 12.3085 | 12.0264 | 3.1798 | 2.4668 | 3.3429 | 3.049 | 7.298% | 7.98% | 814.934 | 891.0982
|  | 0.0041865 | 31.2993 | 11.1749 | 4078457.075 | 301063.5613 | 325473.6187 | 4293112.7105 | 4293112.7105 | 0.051316 | 0.050214 | 0.013312 | 0.010327 | 0.013995 | 0.022048 | 0.012788 | 0.020794 | 12.2575 | 11.9943 | 3.1798 | 2.4668 | 3.3429 | 3.0547 | 7.382% | 7.98% | 824.2671 | 891.0982
|  | 0.0041865 | 30.8662 | 11.1749 | 4078457.075 | 296897.6334 | 325473.6187 | 4293112.7105 | 4293112.7105 | 0.051577 | 0.050379 | 0.013312 | 0.010327 | 0.013995 | 0.022048 | 0.012752 | 0.020726 | 12.3199 | 12.0336 | 3.1798 | 2.4668 | 3.3429 | 3.0461 | 7.28% | 7.98% | 812.8614 | 891.0982
|  | 0.0041865 | 30.8267 | 11.1749 | 4078457.075 | 296517.6884 | 325473.6187 | 4293112.7105 | 4293112.7105 | 0.051602 | 0.050394 | 0.013312 | 0.010327 | 0.013995 | 0.022048 | 0.012828 | 0.020868 | 12.3257 | 12.0373 | 3.1798 | 2.4668 | 3.3429 | 3.064 | 7.27% | 7.98% | 811.8212 | 891.0982
|  | 0.0041865 | 30.8661 | 10.8458 | 4078457.075 | 296896.6715 | 315888.4441 | 4293112.7105 | 4293112.7105 | 0.051588 | 0.050565 | 0.013358 | 0.010382 | 0.01424 | 0.022307 | 0.012338 | 0.02007 | 12.3225 | 12.0782 | 3.1908 | 2.48 | 3.4014 | 2.947 | 7.28% | 7.745% | 812.8588 | 864.8554
|  | 0.0041865 | 30.9055 | 11.1749 | 4078457.075 | 297275.6546 | 325473.6187 | 4293112.7105 | 4293112.7105 | 0.051553 | 0.050364 | 0.013312 | 0.010327 | 0.013995 | 0.022048 | 0.012811 | 0.020836 | 12.3142 | 12.03 | 3.1798 | 2.4668 | 3.3429 | 3.06 | 7.289% | 7.98% | 813.8964 | 891.0982
|  | 0.0041865 | 30.9449 | 11.1749 | 4078457.075 | 297654.6376 | 325473.6187 | 4293112.7105 | 4293112.7105 | 0.051529 | 0.050349 | 0.013312 | 0.010327 | 0.013995 | 0.022048 | 0.012821 | 0.020856 | 12.3085 | 12.0264 | 3.1798 | 2.4668 | 3.3429 | 3.0625 | 7.298% | 7.98% | 814.934 | 891.0982
|  | 0.0041865 | 30.9842 | 11.1749 | 4078457.075 | 298032.6588 | 325473.6187 | 4293112.7105 | 4293112.7105 | 0.051505 | 0.050334 | 0.013312 | 0.010327 | 0.013995 | 0.022048 | 0.012603 | 0.020445 | 12.3027 | 12.0228 | 3.1798 | 2.4668 | 3.3429 | 3.0105 | 7.307% | 7.98% | 815.9689 | 891.0982
|  | 0.0041865 | 30.8661 | 11.1749 | 4078457.075 | 296896.6715 | 325473.6187 | 4293112.7105 | 4293112.7105 | 0.051577 | 0.050379 | 0.013312 | 0.010327 | 0.013995 | 0.022048 | 0.012463 | 0.020181 | 12.3199 | 12.0337 | 3.1798 | 2.4668 | 3.3429 | 2.977 | 7.28% | 7.98% | 812.8588 | 891.0982
|  | 0.0041865 | 30.5512 | 11.1749 | 4078457.075 | 293867.6927 | 325473.6187 | 4293112.7105 | 4293112.7105 | 0.051772 | 0.050502 | 0.013312 | 0.010327 | 0.013995 | 0.022048 | 0.012635 | 0.020505 | 12.3665 | 12.063 | 3.1798 | 2.4668 | 3.3429 | 3.018 | 7.205% | 7.98% | 804.5659 | 891.0982
|  | 0.0041865 | 30.5512 | 11.1749 | 4078457.075 | 293867.6927 | 325473.6187 | 4293112.7105 | 4293112.7105 | 0.051772 | 0.050502 | 0.013312 | 0.010327 | 0.013995 | 0.022048 | 0.012601 | 0.02044 | 12.3665 | 12.063 | 3.1798 | 2.4668 | 3.3429 | 3.0098 | 7.205% | 7.98% | 804.5659 | 891.0982
|  | 0.0041865 | 30.6299 | 11.1749 | 4078457.075 | 294624.6969 | 325473.6187 | 4293112.7105 | 4293112.7105 | 0.051723 | 0.050471 | 0.013312 | 0.010327 | 0.013995 | 0.022048 | 0.012584 | 0.020408 | 12.3547 | 12.0556 | 3.1798 | 2.4668 | 3.3429 | 3.0058 | 7.224% | 7.98% | 806.6385 | 891.0982
|  | 0.0041865 | 30.7874 | 11.1749 | 4078457.075 | 296139.6673 | 325473.6187 | 4293112.7105 | 4293112.7105 | 0.051626 | 0.050409 | 0.013312 | 0.010327 | 0.013995 | 0.022048 | 0.012834 | 0.02088 | 12.3315 | 12.0409 | 3.1798 | 2.4668 | 3.3429 | 3.0656 | 7.261% | 7.98% | 810.7862 | 891.0982
|  | 0.0041865 | 30.9449 | 11.1749 | 4078457.075 | 297654.6376 | 325473.6187 | 4293112.7105 | 4293112.7105 | 0.051529 | 0.050349 | 0.013312 | 0.010327 | 0.013995 | 0.022048 | 0.012791 | 0.020798 | 12.3085 | 12.0264 | 3.1798 | 2.4668 | 3.3429 | 3.0552 | 7.298% | 7.98% | 814.934 | 891.0982
|  | 0.0041865 | 30.8661 | 11.1749 | 4078457.075 | 296896.6715 | 325473.6187 | 4293112.7105 | 4293112.7105 | 0.051577 | 0.050379 | 0.013312 | 0.010327 | 0.013995 | 0.022048 | 0.012593 | 0.020425 | 12.3199 | 12.0337 | 3.1798 | 2.4668 | 3.3429 | 3.0079 | 7.28% | 7.98% | 812.8588 | 891.0982
|  | 0.0041865 | 30.5512 | 11.1749 | 4078457.075 | 293867.6927 | 325473.6187 | 4293112.7105 | 4293112.7105 | 0.051772 | 0.050502 | 0.013312 | 0.010327 | 0.013995 | 0.022048 | 0.012719 | 0.020662 | 12.3665 | 12.063 | 3.1798 | 2.4668 | 3.3429 | 3.038 | 7.205% | 7.98% | 804.5659 | 891.0982
|  | 0.0041865 | 30.4724 | 10.569 | 4078457.075 | 293109.7266 | 307826.5287 | 4293112.7105 | 4293112.7105 | 0.051822 | 0.050865 | 0.013312 | 0.010327 | 0.013995 | 0.022048 | 0.012663 | 0.020558 | 12.3782 | 12.1497 | 3.1798 | 2.4668 | 3.3429 | 3.0247 | 7.187% | 7.548% | 802.4907 | 842.7831
|  | 0.0041865 | 30.9056 | 11.1749 | 4078457.075 | 297276.6164 | 325473.6187 | 4293112.7105 | 4293112.7105 | 0.051553 | 0.050364 | 0.013312 | 0.010327 | 0.013995 | 0.022048 | 0.012826 | 0.020865 | 12.3142 | 12.03 | 3.1798 | 2.4668 | 3.3429 | 3.0637 | 7.289% | 7.98% | 813.899 | 891.0982
|  | 0.0041865 | 30.7874 | 11.1749 | 4078457.075 | 296139.6673 | 325473.6187 | 4293112.7105 | 4293112.7105 | 0.051626 | 0.050409 | 0.013312 | 0.010327 | 0.013995 | 0.022048 | 0.012621 | 0.020479 | 12.3315 | 12.0409 | 3.1798 | 2.4668 | 3.3429 | 3.0147 | 7.261% | 7.98% | 810.7862 | 891.0982
|  | 0.0041865 | 31.1024 | 11.1749 | 4078457.075 | 299169.6079 | 325473.6187 | 4293112.7105 | 4293112.7105 | 0.051434 | 0.050288 | 0.013312 | 0.010327 | 0.013995 | 0.022048 | 0.012743 | 0.020708 | 12.2857 | 12.0121 | 3.1798 | 2.4668 | 3.3429 | 3.0437 | 7.335% | 7.98% | 819.0817 | 891.0982
|  | 0.0041865 | 30.6692 | 11.1749 | 4078457.075 | 295002.7181 | 325473.6187 | 4293112.7105 | 4293112.7105 | 0.051699 | 0.050455 | 0.013312 | 0.010327 | 0.013995 | 0.022048 | 0.012664 | 0.020559 | 12.3489 | 12.0519 | 3.1798 | 2.4668 | 3.3429 | 3.0249 | 7.233% | 7.98% | 807.6734 | 891.0982
|  | 0.0041865 | 30.5511 | 11.1749 | 4078457.075 | 293866.7308 | 325473.6187 | 4293112.7105 | 4293112.7105 | 0.051772 | 0.050502 | 0.013312 | 0.010327 | 0.013995 | 0.022048 | 0.01275 | 0.020722 | 12.3665 | 12.063 | 3.1798 | 2.4668 | 3.3429 | 3.0455 | 7.205% | 7.98% | 804.5633 | 891.0982
|  | 0.0041865 | 30.6299 | 11.1749 | 4078457.075 | 294624.6969 | 325473.6187 | 4293112.7105 | 4293112.7105 | 0.051723 | 0.050471 | 0.013312 | 0.010327 | 0.013995 | 0.022048 | 0.012576 | 0.020394 | 12.3547 | 12.0556 | 3.1798 | 2.4668 | 3.3429 | 3.004 | 7.224% | 7.98% | 806.6385 | 891.0982
|  | 0.0041865 | 30.6299 | 11.1749 | 4078457.075 | 294624.6969 | 325473.6187 | 4293112.7105 | 4293112.7105 | 0.051723 | 0.050471 | 0.013312 | 0.010327 | 0.013995 | 0.022048 | 0.012784 | 0.020787 | 12.3547 | 12.0556 | 3.1798 | 2.4668 | 3.3429 | 3.0537 | 7.224% | 7.98% | 806.6385 | 891.0982
|  | 0.0041865 | 30.6299 | 11.1749 | 4078457.075 | 294624.6969 | 325473.6187 | 4293112.7105 | 4293112.7105 | 0.051723 | 0.050471 | 0.013312 | 0.010327 | 0.013995 | 0.022048 | 0.012688 | 0.020604 | 12.3547 | 12.0556 | 3.1798 | 2.4668 | 3.3429 | 3.0306 | 7.224% | 7.98% | 806.6385 | 891.0982
|  | 0.0041865 | 30.6299 | 11.1749 | 4078457.075 | 294624.6969 | 325473.6187 | 4293112.7105 | 4293112.7105 | 0.051723 | 0.050471 | 0.013312 | 0.010327 | 0.013995 | 0.022048 | 0.012633 | 0.020501 | 12.3547 | 12.0556 | 3.1798 | 2.4668 | 3.3429 | 3.0175 | 7.224% | 7.98% | 806.6385 | 891.0982
|  | 0.0041865 | 30.6299 | 11.1749 | 4078457.075 | 294624.6969 | 325473.6187 | 4293112.7105 | 4293112.7105 | 0.051723 | 0.050471 | 0.013312 | 0.010327 | 0.013995 | 0.022048 | 0.012596 | 0.020432 | 12.3547 | 12.0556 | 3.1798 | 2.4668 | 3.3429 | 3.0088 | 7.224% | 7.98% | 806.6385 | 891.0982
|  | 0.0041865 | 31.0237 | 11.1749 | 4078457.075 | 298412.6037 | 325473.6187 | 4293112.7105 | 4293112.7105 | 0.051482 | 0.050318 | 0.013312 | 0.010327 | 0.013995 | 0.022048 | 0.01249 | 0.020232 | 12.297 | 12.0192 | 3.1798 | 2.4668 | 3.3429 | 2.9834 | 7.317% | 7.98% | 817.0092 | 891.0982
|  | 0.0036735 | 30.0394 | 12.5804 | 4078457.075 | 288944.7606 | 366409.3918 | 4293112.7105 | 4293112.7105 | 0.052635 | 0.050597 | 0.013933 | 0.010969 | 0.014816 | 0.022906 | 0.012842 | 0.020737 | 14.3284 | 13.7736 | 3.7929 | 2.9861 | 4.0332 | 3.496 | 7.085% | 8.984% | 791.0876 | 1003.1742
|  | 0.0036735 | 30.0395 | 12.5804 | 4078457.075 | 288945.7224 | 366409.3918 | 4293112.7105 | 4293112.7105 | 0.05262 | 0.050582 | 0.013866 | 0.010889 | 0.014459 | 0.022529 | 0.013188 | 0.021205 | 14.3241 | 13.7693 | 3.7746 | 2.9642 | 3.9361 | 3.5901 | 7.085% | 8.984% | 791.0903 | 1003.1742
|  | 0.0036735 | 30.3544 | 12.5804 | 4078457.075 | 291974.7012 | 366409.3918 | 4293112.7105 | 4293112.7105 | 0.052418 | 0.050455 | 0.013866 | 0.010889 | 0.014459 | 0.022529 | 0.013139 | 0.021112 | 14.2693 | 13.7348 | 3.7746 | 2.9642 | 3.9361 | 3.5767 | 7.159% | 8.984% | 799.3832 | 1003.1742
|  | 0.0036735 | 30.2758 | 12.5804 | 4078457.075 | 291218.6589 | 366409.3918 | 4293112.7105 | 4293112.7105 | 0.052485 | 0.050503 | 0.013937 | 0.010974 | 0.014838 | 0.02293 | 0.012707 | 0.020492 | 14.2874 | 13.7478 | 3.794 | 2.9874 | 4.0391 | 3.459 | 7.14% | 8.984% | 797.3132 | 1003.1742
|  | 0.0037515 | 27.4803 | 13.8492 | 4078457.075 | 264329.1378 | 403363.7205 | 4293112.7105 | 4293112.7105 | 0.054363 | 0.051184 | 0.013845 | 0.01088 | 0.014685 | 0.022773 | 0.012688 | 0.020488 | 14.4909 | 13.6437 | 3.6906 | 2.9001 | 3.9145 | 3.3822 | 6.481% | 9.89% | 723.6937 | 1104.3497
|  | 0.0037515 | 27.2442 | 13.8492 | 4078457.075 | 262058.1252 | 403363.7205 | 4293112.7105 | 4293112.7105 | 0.054546 | 0.0513 | 0.013845 | 0.01088 | 0.014685 | 0.022773 | 0.012862 | 0.020815 | 14.5399 | 13.6746 | 3.6906 | 2.9001 | 3.9145 | 3.4285 | 6.425% | 9.89% | 717.476 | 1104.3497
|  | 0.0037515 | 27.1261 | 13.8492 | 4078457.075 | 260922.1379 | 403363.7205 | 4293112.7105 | 4293112.7105 | 0.05464 | 0.051359 | 0.013845 | 0.01088 | 0.014685 | 0.022773 | 0.012963 | 0.021006 | 14.5647 | 13.6902 | 3.6906 | 2.9001 | 3.9145 | 3.4554 | 6.398% | 9.89% | 714.3659 | 1104.3497
|  | 0.0037515 | 27.5985 | 12.5804 | 4078457.075 | 265466.087 | 366409.3918 | 4293112.7105 | 4293112.7105 | 0.054272 | 0.051599 | 0.013845 | 0.01088 | 0.014685 | 0.022773 | 0.013004 | 0.021083 | 14.4667 | 13.7541 | 3.6906 | 2.9001 | 3.9145 | 3.4663 | 6.509% | 8.984% | 726.8065 | 1003.1742
|  | 0.0037515 | 26.9291 | 12.5804 | 4078457.075 | 259027.2226 | 366409.3918 | 4293112.7105 | 4293112.7105 | 0.054797 | 0.05193 | 0.013845 | 0.01088 | 0.014685 | 0.022773 | 0.012653 | 0.020421 | 14.6066 | 13.8423 | 3.6906 | 2.9001 | 3.9145 | 3.3728 | 6.351% | 8.984% | 709.1779 | 1003.1742
|  | 0.0037515 | 27.2835 | 12.5804 | 4078457.075 | 262436.1463 | 366409.3918 | 4293112.7105 | 4293112.7105 | 0.054516 | 0.051752 | 0.013845 | 0.01088 | 0.014685 | 0.022773 | 0.013011 | 0.021095 | 14.5317 | 13.7951 | 3.6906 | 2.9001 | 3.9145 | 3.4681 | 6.435% | 8.984% | 718.511 | 1003.1742
|  | 0.0037515 | 26.9684 | 13.8492 | 4078457.075 | 259405.2438 | 403363.7205 | 4293112.7105 | 4293112.7105 | 0.054765 | 0.051438 | 0.013845 | 0.01088 | 0.014685 | 0.022773 | 0.012558 | 0.020242 | 14.5982 | 13.7113 | 3.6906 | 2.9001 | 3.9145 | 3.3475 | 6.36% | 9.89% | 710.2129 | 1104.3497
|  | 0.0037515 | 27.126 | 13.8492 | 4078457.075 | 260921.176 | 403363.7205 | 4293112.7105 | 4293112.7105 | 0.05464 | 0.051359 | 0.013845 | 0.01088 | 0.014685 | 0.022773 | 0.013037 | 0.021146 | 14.5648 | 13.6902 | 3.6906 | 2.9001 | 3.9145 | 3.4752 | 6.398% | 9.89% | 714.3632 | 1104.3497
|  | 0.0037515 | 26.8505 | 12.5804 | 4078457.075 | 258271.1803 | 366409.3918 | 4293112.7105 | 4293112.7105 | 0.05486 | 0.051969 | 0.013845 | 0.01088 | 0.014685 | 0.022773 | 0.012845 | 0.020783 | 14.6235 | 13.853 | 3.6906 | 2.9001 | 3.9145 | 3.424 | 6.333% | 8.984% | 707.108 | 1003.1742
|  | 0.0037515 | 27.5591 | 13.8492 | 4078457.075 | 265087.104 | 403363.7205 | 4293112.7105 | 4293112.7105 | 0.054302 | 0.051146 | 0.013845 | 0.01088 | 0.014685 | 0.022773 | 0.012585 | 0.020292 | 14.4747 | 13.6335 | 3.6906 | 2.9001 | 3.9145 | 3.3546 | 6.5% | 9.89% | 725.7689 | 1104.3497
|  | 0.0037515 | 29.1732 | 13.8492 | 4078457.075 | 280612.9047 | 403363.7205 | 4293112.7105 | 4293112.7105 | 0.053131 | 0.050408 | 0.013845 | 0.01088 | 0.014685 | 0.022773 | 0.012904 | 0.020895 | 14.1627 | 13.4369 | 3.6906 | 2.9001 | 3.9145 | 3.4398 | 6.88% | 9.89% | 768.2763 | 1104.3497
|  | 0.0037515 | 29.1338 | 13.8492 | 4078457.075 | 280233.9216 | 403363.7205 | 4293112.7105 | 4293112.7105 | 0.053158 | 0.050425 | 0.013845 | 0.01088 | 0.014685 | 0.022773 | 0.012956 | 0.020993 | 14.1699 | 13.4414 | 3.6906 | 2.9001 | 3.9145 | 3.4536 | 6.871% | 9.89% | 767.2387 | 1104.3497
|  | 0.0037515 | 27.1653 | 12.5804 | 4078457.075 | 261299.1972 | 366409.3918 | 4293112.7105 | 4293112.7105 | 0.054609 | 0.051811 | 0.013845 | 0.01088 | 0.014685 | 0.022773 | 0.012853 | 0.020798 | 14.5565 | 13.8107 | 3.6906 | 2.9001 | 3.9145 | 3.426 | 6.407% | 8.984% | 715.3982 | 1003.1742
|  | 0.0037515 | 27.3623 | 13.8492 | 4078457.075 | 263194.1125 | 403363.7205 | 4293112.7105 | 4293112.7105 | 0.054454 | 0.051242 | 0.013845 | 0.01088 | 0.014685 | 0.022773 | 0.012661 | 0.020436 | 14.5153 | 13.659 | 3.6906 | 2.9001 | 3.9145 | 3.3749 | 6.453% | 9.89% | 720.5862 | 1104.3497
|  | 0.0037515 | 27.3622 | 13.8492 | 4078457.075 | 263193.1506 | 403363.7205 | 4293112.7105 | 4293112.7105 | 0.054454 | 0.051242 | 0.013845 | 0.01088 | 0.014685 | 0.022773 | 0.012982 | 0.021041 | 14.5153 | 13.6591 | 3.6906 | 2.9001 | 3.9145 | 3.4604 | 6.453% | 9.89% | 720.5836 | 1104.3497
|  | 0.0037515 | 27.756 | 13.4656 | 4078457.075 | 266981.0573 | 392191.2107 | 4293112.7105 | 4293112.7105 | 0.054152 | 0.051185 | 0.013845 | 0.01088 | 0.014685 | 0.022773 | 0.012958 | 0.020997 | 14.4347 | 13.6438 | 3.6906 | 2.9001 | 3.9145 | 3.4542 | 6.546% | 9.616% | 730.9543 | 1073.761
|  | 0.0037515 | 27.2835 | 13.1031 | 4078457.075 | 262436.1463 | 381633.2471 | 4293112.7105 | 4293112.7105 | 0.054501 | 0.051532 | 0.013781 | 0.010803 | 0.014344 | 0.022411 | 0.012627 | 0.020196 | 14.5277 | 13.7364 | 3.6735 | 2.8796 | 3.8235 | 3.3659 | 6.435% | 9.357% | 718.511 | 1044.8549
|  | 0.0037515 | 27.5197 | 12.5804 | 4078457.075 | 264708.1209 | 366409.3918 | 4293112.7105 | 4293112.7105 | 0.054332 | 0.051637 | 0.013845 | 0.01088 | 0.014685 | 0.022773 | 0.012878 | 0.020846 | 14.4828 | 13.7643 | 3.6906 | 2.9001 | 3.9145 | 3.4328 | 6.49% | 8.984% | 724.7313 | 1003.1742
|  | 0.0037515 | 26.4173 | 12.5804 | 4078457.075 | 254104.2905 | 366409.3918 | 4293112.7105 | 4293112.7105 | 0.055216 | 0.052194 | 0.013845 | 0.01088 | 0.014685 | 0.022773 | 0.012746 | 0.020597 | 14.7185 | 13.9128 | 3.6906 | 2.9001 | 3.9145 | 3.3976 | 6.23% | 8.984% | 695.6996 | 1003.1742
|  | 0.0037515 | 27.4803 | 13.8492 | 4078457.075 | 264329.1378 | 403363.7205 | 4293112.7105 | 4293112.7105 | 0.054366 | 0.051187 | 0.013859 | 0.010896 | 0.01476 | 0.022852 | 0.012788 | 0.020714 | 14.4918 | 13.6445 | 3.6943 | 2.9045 | 3.9344 | 3.4087 | 6.481% | 9.89% | 723.6937 | 1104.3497
|  | 0.0037515 | 27.1654 | 13.8492 | 4078457.075 | 261300.1591 | 403363.7205 | 4293112.7105 | 4293112.7105 | 0.054612 | 0.051342 | 0.013859 | 0.010896 | 0.01476 | 0.022852 | 0.012938 | 0.020997 | 14.5573 | 13.6858 | 3.6943 | 2.9045 | 3.9344 | 3.4487 | 6.407% | 9.89% | 715.4008 | 1104.3497
|  | 0.0037515 | 27.7559 | 13.8492 | 4078457.075 | 266980.0955 | 403363.7205 | 4293112.7105 | 4293112.7105 | 0.054152 | 0.051051 | 0.013845 | 0.01088 | 0.014685 | 0.022773 | 0.012781 | 0.020663 | 14.4347 | 13.6083 | 3.6906 | 2.9001 | 3.9145 | 3.407 | 6.546% | 9.89% | 730.9517 | 1104.3497
|  | 0.0037515 | 27.0866 | 13.8492 | 4078457.075 | 260542.193 | 403363.7205 | 4293112.7105 | 4293112.7105 | 0.054671 | 0.051379 | 0.013845 | 0.01088 | 0.014685 | 0.022773 | 0.012992 | 0.02106 | 14.5731 | 13.6955 | 3.6906 | 2.9001 | 3.9145 | 3.4631 | 6.388% | 9.89% | 713.3256 | 1104.3497
|  | 0.0037515 | 27.2835 | 12.5804 | 4078457.075 | 262436.1463 | 366409.3918 | 4293112.7105 | 4293112.7105 | 0.054516 | 0.051752 | 0.013845 | 0.01088 | 0.014685 | 0.022773 | 0.012972 | 0.021023 | 14.5317 | 13.7951 | 3.6906 | 2.9001 | 3.9145 | 3.4579 | 6.435% | 8.984% | 718.511 | 1003.1742
|  | 0.0037515 | 27.5591 | 13.8492 | 4078457.075 | 265087.104 | 403363.7205 | 4293112.7105 | 4293112.7105 | 0.054302 | 0.051146 | 0.013845 | 0.01088 | 0.014685 | 0.022773 | 0.012942 | 0.020966 | 14.4747 | 13.6335 | 3.6906 | 2.9001 | 3.9145 | 3.4498 | 6.5% | 9.89% | 725.7689 | 1104.3497
|  | 0.0037515 | 28.071 | 13.4656 | 4078457.075 | 270010.998 | 392191.2107 | 4293112.7105 | 4293112.7105 | 0.053916 | 0.051036 | 0.013845 | 0.01088 | 0.014685 | 0.022773 | 0.01244 | 0.02002 | 14.3719 | 13.6042 | 3.6906 | 2.9001 | 3.9145 | 3.3161 | 6.62% | 9.616% | 739.2498 | 1073.761
|  | 0.0037515 | 28.2284 | 13.1031 | 4078457.075 | 271525.0065 | 381633.2471 | 4293112.7105 | 4293112.7105 | 0.053785 | 0.051081 | 0.013781 | 0.010803 | 0.014344 | 0.022411 | 0.0131 | 0.021089 | 14.3371 | 13.6163 | 3.6735 | 2.8796 | 3.8235 | 3.492 | 6.658% | 9.357% | 743.395 | 1044.8549
|  | 0.0037515 | 26.6141 | 12.5804 | 4078457.075 | 255997.282 | 366409.3918 | 4293112.7105 | 4293112.7105 | 0.055053 | 0.052091 | 0.013845 | 0.01088 | 0.014685 | 0.022773 | 0.012867 | 0.020826 | 14.675 | 13.8854 | 3.6906 | 2.9001 | 3.9145 | 3.4299 | 6.277% | 8.984% | 700.8824 | 1003.1742
|  | 0.0037515 | 27.4408 | 12.5804 | 4078457.075 | 263949.1929 | 366409.3918 | 4293112.7105 | 4293112.7105 | 0.054393 | 0.051675 | 0.013845 | 0.01088 | 0.014685 | 0.022773 | 0.012763 | 0.020628 | 14.499 | 13.7745 | 3.6906 | 2.9001 | 3.9145 | 3.402 | 6.472% | 8.984% | 722.6535 | 1003.1742
|  | 0.0037515 | 27.3228 | 12.5804 | 4078457.075 | 262814.1675 | 366409.3918 | 4293112.7105 | 4293112.7105 | 0.054485 | 0.051733 | 0.013845 | 0.01088 | 0.014685 | 0.022773 | 0.012752 | 0.020608 | 14.5235 | 13.7899 | 3.6906 | 2.9001 | 3.9145 | 3.3991 | 6.444% | 8.984% | 719.546 | 1003.1742
|  | 0.0037515 | 27.1259 | 13.8492 | 4078457.075 | 260920.2141 | 403363.7205 | 4293112.7105 | 4293112.7105 | 0.05464 | 0.051359 | 0.013845 | 0.01088 | 0.014685 | 0.022773 | 0.013004 | 0.021083 | 14.5648 | 13.6902 | 3.6906 | 2.9001 | 3.9145 | 3.4663 | 6.398% | 9.89% | 714.3606 | 1104.3497
|  | 0.0037515 | 29.0157 | 13.8492 | 4078457.075 | 279097.9343 | 403363.7205 | 4293112.7105 | 4293112.7105 | 0.05324 | 0.050477 | 0.013845 | 0.01088 | 0.014685 | 0.022773 | 0.012685 | 0.020482 | 14.1916 | 13.4551 | 3.6906 | 2.9001 | 3.9145 | 3.3813 | 6.843% | 9.89% | 764.1285 | 1104.3497
|  | 0.0037515 | 29.6851 | 12.5804 | 4078457.075 | 285536.7987 | 366409.3918 | 4293112.7105 | 4293112.7105 | 0.052787 | 0.050663 | 0.013845 | 0.01088 | 0.014685 | 0.022773 | 0.012619 | 0.020356 | 14.0708 | 13.5047 | 3.6906 | 2.9001 | 3.9145 | 3.3636 | 7.001% | 8.984% | 781.7571 | 1003.1742
|  | 0.0037515 | 27.0866 | 12.5804 | 4078457.075 | 260542.193 | 366409.3918 | 4293112.7105 | 4293112.7105 | 0.054671 | 0.05185 | 0.013845 | 0.01088 | 0.014685 | 0.022773 | 0.01287 | 0.020831 | 14.5731 | 13.8212 | 3.6906 | 2.9001 | 3.9145 | 3.4307 | 6.388% | 8.984% | 713.3256 | 1003.1742
|  | 0.0037515 | 29.1731 | 13.8492 | 4078457.075 | 280611.9428 | 403363.7205 | 4293112.7105 | 4293112.7105 | 0.053131 | 0.050408 | 0.013845 | 0.01088 | 0.014685 | 0.022773 | 0.012779 | 0.020658 | 14.1627 | 13.4369 | 3.6906 | 2.9001 | 3.9145 | 3.4063 | 6.88% | 9.89% | 768.2736 | 1104.3497
|  | 0.0037515 | 27.0077 | 13.8492 | 4078457.075 | 259783.265 | 403363.7205 | 4293112.7105 | 4293112.7105 | 0.054734 | 0.051418 | 0.013845 | 0.01088 | 0.014685 | 0.022773 | 0.012907 | 0.0209 | 14.5899 | 13.706 | 3.6906 | 2.9001 | 3.9145 | 3.4404 | 6.37% | 9.89% | 711.2478 | 1104.3497
|  | 0.0037515 | 27.7165 | 13.1031 | 4078457.075 | 266601.1124 | 381633.2471 | 4293112.7105 | 4293112.7105 | 0.054167 | 0.051322 | 0.013781 | 0.010803 | 0.014344 | 0.022411 | 0.012723 | 0.020378 | 14.4387 | 13.6803 | 3.6735 | 2.8796 | 3.8235 | 3.3915 | 6.537% | 9.357% | 729.9141 | 1044.8549
|  | 0.0037515 | 27.559 | 12.5804 | 4078457.075 | 265086.1421 | 366409.3918 | 4293112.7105 | 4293112.7105 | 0.054302 | 0.051618 | 0.013845 | 0.01088 | 0.014685 | 0.022773 | 0.012739 | 0.020584 | 14.4747 | 13.7592 | 3.6906 | 2.9001 | 3.9145 | 3.3958 | 6.5% | 8.984% | 725.7663 | 1003.1742
|  | 0.0037515 | 27.2441 | 13.8492 | 4078457.075 | 262057.1633 | 403363.7205 | 4293112.7105 | 4293112.7105 | 0.054547 | 0.0513 | 0.013845 | 0.01088 | 0.014685 | 0.022773 | 0.012748 | 0.0206 | 14.5399 | 13.6746 | 3.6906 | 2.9001 | 3.9145 | 3.398 | 6.425% | 9.89% | 717.4734 | 1104.3497
|  | 0.0037515 | 27.2442 | 13.8492 | 4078457.075 | 262058.1252 | 403363.7205 | 4293112.7105 | 4293112.7105 | 0.054546 | 0.0513 | 0.013845 | 0.01088 | 0.014685 | 0.022773 | 0.01299 | 0.021057 | 14.5399 | 13.6746 | 3.6906 | 2.9001 | 3.9145 | 3.4627 | 6.425% | 9.89% | 717.476 | 1104.3497
|  | 0.0037515 | 27.8741 | 12.5804 | 4078457.075 | 268117.0446 | 366409.3918 | 4293112.7105 | 4293112.7105 | 0.054048 | 0.051452 | 0.013781 | 0.010803 | 0.014344 | 0.022411 | 0.013201 | 0.02128 | 14.407 | 13.7151 | 3.6735 | 2.8796 | 3.8235 | 3.519 | 6.574% | 8.984% | 734.0645 | 1003.1742
|  | 0.0037515 | 27.323 | 12.5804 | 4078457.075 | 262816.0913 | 366409.3918 | 4293112.7105 | 4293112.7105 | 0.054485 | 0.051733 | 0.013845 | 0.01088 | 0.014685 | 0.022773 | 0.01301 | 0.021095 | 14.5235 | 13.7899 | 3.6906 | 2.9001 | 3.9145 | 3.468 | 6.444% | 8.984% | 719.5512 | 1003.1742
|  | 0.0037515 | 27.6379 | 13.8492 | 4078457.075 | 265845.0701 | 403363.7205 | 4293112.7105 | 4293112.7105 | 0.054242 | 0.051108 | 0.013845 | 0.01088 | 0.014685 | 0.022773 | 0.012977 | 0.021032 | 14.4586 | 13.6234 | 3.6906 | 2.9001 | 3.9145 | 3.4591 | 6.518% | 9.89% | 727.8441 | 1104.3497
|  | 0.0037515 | 28.8976 | 12.5804 | 4078457.075 | 277961.9471 | 366409.3918 | 4293112.7105 | 4293112.7105 | 0.053322 | 0.051 | 0.013845 | 0.01088 | 0.014685 | 0.022773 | 0.012843 | 0.02078 | 14.2135 | 13.5946 | 3.6906 | 2.9001 | 3.9145 | 3.4235 | 6.815% | 8.984% | 761.0183 | 1003.1742
|  | 0.0037515 | 27.9133 | 12.5804 | 4078457.075 | 268494.1039 | 366409.3918 | 4293112.7105 | 4293112.7105 | 0.054051 | 0.051466 | 0.013922 | 0.010972 | 0.015094 | 0.023206 | 0.012767 | 0.020846 | 14.4079 | 13.7189 | 3.7111 | 2.9246 | 4.0236 | 3.4032 | 6.583% | 8.984% | 735.0968 | 1003.1742
|  | 0.0037515 | 28.5827 | 13.5235 | 4078457.075 | 274932.9683 | 393877.5723 | 4293112.7105 | 4293112.7105 | 0.053544 | 0.050781 | 0.013845 | 0.01088 | 0.014685 | 0.022773 | 0.012874 | 0.020839 | 14.2728 | 13.5363 | 3.6906 | 2.9001 | 3.9145 | 3.4318 | 6.741% | 9.658% | 752.7254 | 1078.378
|  | 0.0037515 | 27.4803 | 13.8492 | 4078457.075 | 264329.1378 | 403363.7205 | 4293112.7105 | 4293112.7105 | 0.054366 | 0.051187 | 0.013859 | 0.010896 | 0.01476 | 0.022852 | 0.012834 | 0.020802 | 14.4918 | 13.6445 | 3.6943 | 2.9045 | 3.9344 | 3.4211 | 6.481% | 9.89% | 723.6937 | 1104.3497
|  | 0.0037515 | 27.5984 | 12.5804 | 4078457.075 | 265465.1251 | 366409.3918 | 4293112.7105 | 4293112.7105 | 0.054272 | 0.051599 | 0.013845 | 0.01088 | 0.014685 | 0.022773 | 0.012959 | 0.020999 | 14.4667 | 13.7541 | 3.6906 | 2.9001 | 3.9145 | 3.4544 | 6.509% | 8.984% | 726.8039 | 1003.1742
|  | 0.0037515 | 28.1495 | 12.5804 | 4078457.075 | 270766.0785 | 366409.3918 | 4293112.7105 | 4293112.7105 | 0.053876 | 0.051356 | 0.013922 | 0.010972 | 0.015094 | 0.023206 | 0.012764 | 0.02084 | 14.3612 | 13.6894 | 3.7111 | 2.9246 | 4.0236 | 3.4023 | 6.639% | 8.984% | 741.3171 | 1003.1742
|  | 0.0037515 | 27.0079 | 13.4656 | 4078457.075 | 259785.1887 | 392191.2107 | 4293112.7105 | 4293112.7105 | 0.054734 | 0.051551 | 0.013845 | 0.01088 | 0.014685 | 0.022773 | 0.012968 | 0.021014 | 14.5898 | 13.7415 | 3.6906 | 2.9001 | 3.9145 | 3.4566 | 6.37% | 9.616% | 711.2531 | 1073.761
|  | 0.0037515 | 27.5984 | 12.5804 | 4078457.075 | 265465.1251 | 366409.3918 | 4293112.7105 | 4293112.7105 | 0.054272 | 0.051599 | 0.013845 | 0.01088 | 0.014685 | 0.022773 | 0.012905 | 0.020897 | 14.4667 | 13.7541 | 3.6906 | 2.9001 | 3.9145 | 3.44 | 6.509% | 8.984% | 726.8039 | 1003.1742
|  | 0.0037515 | 26.9291 | 13.8492 | 4078457.075 | 259027.2226 | 403363.7205 | 4293112.7105 | 4293112.7105 | 0.0548 | 0.051461 | 0.013859 | 0.010896 | 0.01476 | 0.022852 | 0.012976 | 0.021068 | 14.6075 | 13.7175 | 3.6943 | 2.9045 | 3.9344 | 3.4589 | 6.351% | 9.89% | 709.1779 | 1104.3497
|  | 0.0037515 | 28.5038 | 13.5851 | 4078457.075 | 274174.0403 | 395671.698 | 4293112.7105 | 4293112.7105 | 0.053604 | 0.050798 | 0.013859 | 0.010896 | 0.01476 | 0.022852 | 0.01298 | 0.021075 | 14.2887 | 13.5408 | 3.6943 | 2.9045 | 3.9344 | 3.4598 | 6.722% | 9.702% | 750.6476 | 1083.2901
|  | 0.0037515 | 27.1654 | 13.8492 | 4078457.075 | 261300.1591 | 403363.7205 | 4293112.7105 | 4293112.7105 | 0.054612 | 0.051342 | 0.013859 | 0.010896 | 0.01476 | 0.022852 | 0.012899 | 0.020924 | 14.5573 | 13.6858 | 3.6943 | 2.9045 | 3.9344 | 3.4384 | 6.407% | 9.89% | 715.4008 | 1104.3497
|  | 0.0037515 | 27.1654 | 13.8492 | 4078457.075 | 261300.1591 | 403363.7205 | 4293112.7105 | 4293112.7105 | 0.054612 | 0.051342 | 0.013859 | 0.010896 | 0.01476 | 0.022852 | 0.012776 | 0.020692 | 14.5573 | 13.6858 | 3.6943 | 2.9045 | 3.9344 | 3.4056 | 6.407% | 9.89% | 715.4008 | 1104.3497
|  | 0.0037515 | 27.1654 | 13.8492 | 4078457.075 | 261300.1591 | 403363.7205 | 4293112.7105 | 4293112.7105 | 0.054612 | 0.051342 | 0.013859 | 0.010896 | 0.01476 | 0.022852 | 0.012971 | 0.02106 | 14.5573 | 13.6858 | 3.6943 | 2.9045 | 3.9344 | 3.4577 | 6.407% | 9.89% | 715.4008 | 1104.3497
|  | 0.0037515 | 27.1654 | 13.8492 | 4078457.075 | 261300.1591 | 403363.7205 | 4293112.7105 | 4293112.7105 | 0.054612 | 0.051342 | 0.013859 | 0.010896 | 0.01476 | 0.022852 | 0.012944 | 0.021008 | 14.5573 | 13.6858 | 3.6943 | 2.9045 | 3.9344 | 3.4504 | 6.407% | 9.89% | 715.4008 | 1104.3497
|  | 0.0037515 | 26.9291 | 13.8492 | 4078457.075 | 259027.2226 | 403363.7205 | 4293112.7105 | 4293112.7105 | 0.0548 | 0.051461 | 0.013859 | 0.010896 | 0.01476 | 0.022852 | 0.012995 | 0.021105 | 14.6075 | 13.7175 | 3.6943 | 2.9045 | 3.9344 | 3.464 | 6.351% | 9.89% | 709.1779 | 1104.3497
|  | 0.0037515 | 26.9291 | 13.8492 | 4078457.075 | 259027.2226 | 403363.7205 | 4293112.7105 | 4293112.7105 | 0.0548 | 0.051461 | 0.013859 | 0.010896 | 0.01476 | 0.022852 | 0.012755 | 0.020652 | 14.6075 | 13.7175 | 3.6943 | 2.9045 | 3.9344 | 3.3999 | 6.351% | 9.89% | 709.1779 | 1104.3497
|  | 0.0037515 | 27.4409 | 13.8492 | 4078457.075 | 263950.1548 | 403363.7205 | 4293112.7105 | 4293112.7105 | 0.054393 | 0.051203 | 0.013845 | 0.01088 | 0.014685 | 0.022773 | 0.012997 | 0.02107 | 14.499 | 13.6488 | 3.6906 | 2.9001 | 3.9145 | 3.4645 | 6.472% | 9.89% | 722.6561 | 1104.3497
|  | 0.0037515 | 27.126 | 12.5804 | 4078457.075 | 260921.176 | 366409.3918 | 4293112.7105 | 4293112.7105 | 0.05464 | 0.051831 | 0.013845 | 0.01088 | 0.014685 | 0.022773 | 0.012961 | 0.021002 | 14.5648 | 13.8159 | 3.6906 | 2.9001 | 3.9145 | 3.4548 | 6.398% | 8.984% | 714.3632 | 1003.1742
|  | 0.0037515 | 27.3622 | 13.8492 | 4078457.075 | 263193.1506 | 403363.7205 | 4293112.7105 | 4293112.7105 | 0.054457 | 0.051245 | 0.013859 | 0.010896 | 0.01476 | 0.022852 | 0.012883 | 0.020894 | 14.5162 | 13.6599 | 3.6943 | 2.9045 | 3.9344 | 3.4342 | 6.453% | 9.89% | 720.5836 | 1104.3497
|  | 0.0037515 | 26.9291 | 13.8492 | 4078457.075 | 259027.2226 | 403363.7205 | 4293112.7105 | 4293112.7105 | 0.0548 | 0.051461 | 0.013859 | 0.010896 | 0.01476 | 0.022852 | 0.012694 | 0.020536 | 14.6075 | 13.7175 | 3.6943 | 2.9045 | 3.9344 | 3.3836 | 6.351% | 9.89% | 709.1779 | 1104.3497
|  | 0.0037515 | 26.9291 | 13.8492 | 4078457.075 | 259027.2226 | 403363.7205 | 4293112.7105 | 4293112.7105 | 0.0548 | 0.051461 | 0.013859 | 0.010896 | 0.01476 | 0.022852 | 0.012849 | 0.02083 | 14.6075 | 13.7175 | 3.6943 | 2.9045 | 3.9344 | 3.4251 | 6.351% | 9.89% | 709.1779 | 1104.3497
|  | 0.0037515 | 26.9291 | 13.8492 | 4078457.075 | 259027.2226 | 403363.7205 | 4293112.7105 | 4293112.7105 | 0.0548 | 0.051461 | 0.013859 | 0.010896 | 0.01476 | 0.022852 | 0.012814 | 0.020763 | 14.6075 | 13.7175 | 3.6943 | 2.9045 | 3.9344 | 3.4157 | 6.351% | 9.89% | 709.1779 | 1104.3497
|  | 0.0037515 | 27.7558 | 12.5804 | 4078457.075 | 266979.1336 | 366409.3918 | 4293112.7105 | 4293112.7105 | 0.054154 | 0.051525 | 0.013855 | 0.010891 | 0.014738 | 0.022828 | 0.012939 | 0.020987 | 14.4354 | 13.7346 | 3.6932 | 2.9032 | 3.9285 | 3.449 | 6.546% | 8.984% | 730.949 | 1003.1742
|  | 0.0037515 | 29.2125 | 13.8492 | 4078457.075 | 280990.9258 | 403363.7205 | 4293112.7105 | 4293112.7105 | 0.053108 | 0.050395 | 0.013859 | 0.010896 | 0.01476 | 0.022852 | 0.012695 | 0.020539 | 14.1564 | 13.4332 | 3.6943 | 2.9045 | 3.9344 | 3.384 | 6.89% | 9.89% | 769.3112 | 1104.3497
|  | 0.0037515 | 27.8346 | 13.4656 | 4078457.075 | 267737.0997 | 392191.2107 | 4293112.7105 | 4293112.7105 | 0.054096 | 0.051151 | 0.013859 | 0.010896 | 0.01476 | 0.022852 | 0.01286 | 0.020851 | 14.4198 | 13.6347 | 3.6943 | 2.9045 | 3.9344 | 3.4281 | 6.565% | 9.616% | 733.0242 | 1073.761
|  | 0.0037515 | 26.9291 | 13.8492 | 4078457.075 | 259027.2226 | 403363.7205 | 4293112.7105 | 4293112.7105 | 0.0548 | 0.051461 | 0.013859 | 0.010896 | 0.01476 | 0.022852 | 0.012828 | 0.02079 | 14.6075 | 13.7175 | 3.6943 | 2.9045 | 3.9344 | 3.4194 | 6.351% | 9.89% | 709.1779 | 1104.3497
|  | 0.0037515 | 27.4803 | 13.8492 | 4078457.075 | 264329.1378 | 403363.7205 | 4293112.7105 | 4293112.7105 | 0.054366 | 0.051187 | 0.013859 | 0.010896 | 0.01476 | 0.022852 | 0.012836 | 0.020804 | 14.4918 | 13.6445 | 3.6943 | 2.9045 | 3.9344 | 3.4215 | 6.481% | 9.89% | 723.6937 | 1104.3497
|  | 0.0037515 | 27.5198 | 13.8492 | 4078457.075 | 264709.0828 | 403363.7205 | 4293112.7105 | 4293112.7105 | 0.054335 | 0.051168 | 0.013859 | 0.010896 | 0.01476 | 0.022852 | 0.012773 | 0.020687 | 14.4836 | 13.6394 | 3.6943 | 2.9045 | 3.9344 | 3.4048 | 6.49% | 9.89% | 724.734 | 1104.3497
|  | 0.0037515 | 26.9291 | 13.8492 | 4078457.075 | 259027.2226 | 403363.7205 | 4293112.7105 | 4293112.7105 | 0.0548 | 0.051461 | 0.013859 | 0.010896 | 0.01476 | 0.022852 | 0.012899 | 0.020924 | 14.6075 | 13.7175 | 3.6943 | 2.9045 | 3.9344 | 3.4384 | 6.351% | 9.89% | 709.1779 | 1104.3497
|  | 0.0037515 | 26.9291 | 13.8492 | 4078457.075 | 259027.2226 | 403363.7205 | 4293112.7105 | 4293112.7105 | 0.0548 | 0.051461 | 0.013859 | 0.010896 | 0.01476 | 0.022852 | 0.012855 | 0.02084 | 14.6075 | 13.7175 | 3.6943 | 2.9045 | 3.9344 | 3.4266 | 6.351% | 9.89% | 709.1779 | 1104.3497
|  | 0.0037515 | 27.2045 | 13.4656 | 4078457.075 | 261676.2565 | 392191.2107 | 4293112.7105 | 4293112.7105 | 0.054581 | 0.051456 | 0.013859 | 0.010896 | 0.01476 | 0.022852 | 0.012917 | 0.020958 | 14.5491 | 13.7162 | 3.6943 | 2.9045 | 3.9344 | 3.4433 | 6.416% | 9.616% | 716.4305 | 1073.761
|  | 0.0037515 | 27.3228 | 13.8492 | 4078457.075 | 262814.1675 | 403363.7205 | 4293112.7105 | 4293112.7105 | 0.054488 | 0.051265 | 0.013859 | 0.010896 | 0.01476 | 0.022852 | 0.012739 | 0.020623 | 14.5244 | 13.6651 | 3.6943 | 2.9045 | 3.9344 | 3.3958 | 6.444% | 9.89% | 719.546 | 1104.3497
|  | 0.0037515 | 28.7401 | 12.5804 | 4078457.075 | 276446.9767 | 366409.3918 | 4293112.7105 | 4293112.7105 | 0.053436 | 0.051073 | 0.013859 | 0.010896 | 0.01476 | 0.022852 | 0.012776 | 0.020692 | 14.2439 | 13.614 | 3.6943 | 2.9045 | 3.9344 | 3.4056 | 6.778% | 8.984% | 756.8706 | 1003.1742
|  | 0.0037515 | 29.1338 | 12.5804 | 4078457.075 | 280233.9216 | 366409.3918 | 4293112.7105 | 4293112.7105 | 0.053162 | 0.0509 | 0.013859 | 0.010896 | 0.01476 | 0.022852 | 0.01289 | 0.020907 | 14.1708 | 13.568 | 3.6943 | 2.9045 | 3.9344 | 3.436 | 6.871% | 8.984% | 767.2387 | 1003.1742
|  | 0.0037515 | 27.7953 | 13.1031 | 4078457.075 | 267359.0785 | 381633.2471 | 4293112.7105 | 4293112.7105 | 0.054125 | 0.051302 | 0.013859 | 0.010896 | 0.01476 | 0.022852 | 0.012986 | 0.021088 | 14.4277 | 13.6751 | 3.6943 | 2.9045 | 3.9344 | 3.4616 | 6.555% | 9.357% | 731.9893 | 1044.8549
|  | 0.0037515 | 28.7401 | 12.5804 | 4078457.075 | 276446.9767 | 366409.3918 | 4293112.7105 | 4293112.7105 | 0.053436 | 0.051073 | 0.013859 | 0.010896 | 0.01476 | 0.022852 | 0.012744 | 0.020632 | 14.2439 | 13.614 | 3.6943 | 2.9045 | 3.9344 | 3.3971 | 6.778% | 8.984% | 756.8706 | 1003.1742
|  | 0.0037515 | 27.9922 | 13.1031 | 4078457.075 | 269253.0319 | 381633.2471 | 4293112.7105 | 4293112.7105 | 0.053978 | 0.051209 | 0.013859 | 0.010896 | 0.01476 | 0.022852 | 0.012679 | 0.020509 | 14.3883 | 13.6504 | 3.6943 | 2.9045 | 3.9344 | 3.3797 | 6.602% | 9.357% | 737.1746 | 1044.8549
|  | 0.0037515 | 26.1417 | 12.5804 | 4078457.075 | 251453.3329 | 366409.3918 | 4293112.7105 | 4293112.7105 | 0.055452 | 0.052344 | 0.013859 | 0.010896 | 0.01476 | 0.022852 | 0.012982 | 0.02108 | 14.7813 | 13.9527 | 3.6943 | 2.9045 | 3.9344 | 3.4606 | 6.165% | 8.984% | 688.4417 | 1003.1742
|  | 0.0037515 | 27.992 | 12.5804 | 4078457.075 | 269251.1081 | 366409.3918 | 4293112.7105 | 4293112.7105 | 0.053978 | 0.051415 | 0.013859 | 0.010896 | 0.01476 | 0.022852 | 0.012589 | 0.020338 | 14.3884 | 13.7051 | 3.6943 | 2.9045 | 3.9344 | 3.3556 | 6.602% | 8.984% | 737.1694 | 1003.1742
|  | 0.0037515 | 27.3228 | 12.5804 | 4078457.075 | 262814.1675 | 366409.3918 | 4293112.7105 | 4293112.7105 | 0.054488 | 0.051736 | 0.013859 | 0.010896 | 0.01476 | 0.022852 | 0.012696 | 0.020541 | 14.5244 | 13.7908 | 3.6943 | 2.9045 | 3.9344 | 3.3842 | 6.444% | 8.984% | 719.546 | 1003.1742
|  | 0.0037515 | 27.3622 | 12.5804 | 4078457.075 | 263193.1506 | 366409.3918 | 4293112.7105 | 4293112.7105 | 0.054457 | 0.051717 | 0.013859 | 0.010896 | 0.01476 | 0.022852 | 0.012805 | 0.020747 | 14.5162 | 13.7856 | 3.6943 | 2.9045 | 3.9344 | 3.4134 | 6.453% | 8.984% | 720.5836 | 1003.1742
|  | 0.0037515 | 28.8583 | 13.5851 | 4078457.075 | 277583.9259 | 395671.698 | 4293112.7105 | 4293112.7105 | 0.053353 | 0.05064 | 0.013859 | 0.010896 | 0.01476 | 0.022852 | 0.012924 | 0.02097 | 14.2217 | 13.4986 | 3.6943 | 2.9045 | 3.9344 | 3.445 | 6.806% | 9.702% | 759.9834 | 1083.2901
|  | 0.0037515 | 27.7952 | 12.5804 | 4078457.075 | 267358.1166 | 366409.3918 | 4293112.7105 | 4293112.7105 | 0.05414 | 0.051522 | 0.013922 | 0.010972 | 0.015094 | 0.023206 | 0.01282 | 0.020945 | 14.4316 | 13.7338 | 3.7111 | 2.9246 | 4.0236 | 3.4172 | 6.555% | 8.984% | 731.9866 | 1003.1742
|  | 0.0037515 | 27.5198 | 13.8492 | 4078457.075 | 264709.0828 | 403363.7205 | 4293112.7105 | 4293112.7105 | 0.054335 | 0.051168 | 0.013859 | 0.010896 | 0.01476 | 0.022852 | 0.0128 | 0.020736 | 14.4836 | 13.6394 | 3.6943 | 2.9045 | 3.9344 | 3.4119 | 6.49% | 9.89% | 724.734 | 1104.3497
|  | 0.0037515 | 27.3228 | 12.5804 | 4078457.075 | 262814.1675 | 366409.3918 | 4293112.7105 | 4293112.7105 | 0.054488 | 0.051736 | 0.013859 | 0.010896 | 0.01476 | 0.022852 | 0.012954 | 0.021028 | 14.5244 | 13.7908 | 3.6943 | 2.9045 | 3.9344 | 3.4531 | 6.444% | 8.984% | 719.546 | 1003.1742
|  | 0.0037515 | 26.9291 | 13.8492 | 4078457.075 | 259027.2226 | 403363.7205 | 4293112.7105 | 4293112.7105 | 0.0548 | 0.051461 | 0.013859 | 0.010896 | 0.01476 | 0.022852 | 0.012714 | 0.020574 | 14.6075 | 13.7175 | 3.6943 | 2.9045 | 3.9344 | 3.389 | 6.351% | 9.89% | 709.1779 | 1104.3497
|  | 0.0037515 | 27.7953 | 12.5804 | 4078457.075 | 267359.0785 | 366409.3918 | 4293112.7105 | 4293112.7105 | 0.054125 | 0.051508 | 0.013859 | 0.010896 | 0.01476 | 0.022852 | 0.012833 | 0.020798 | 14.4277 | 13.7299 | 3.6943 | 2.9045 | 3.9344 | 3.4207 | 6.555% | 8.984% | 731.9893 | 1003.1742
|  | 0.0037515 | 27.0866 | 13.8492 | 4078457.075 | 260542.193 | 403363.7205 | 4293112.7105 | 4293112.7105 | 0.054674 | 0.051382 | 0.013859 | 0.010896 | 0.01476 | 0.022852 | 0.012926 | 0.020974 | 14.574 | 13.6963 | 3.6943 | 2.9045 | 3.9344 | 3.4455 | 6.388% | 9.89% | 713.3256 | 1104.3497
|  | 0.0037515 | 29.1338 | 12.5804 | 4078457.075 | 280233.9216 | 366409.3918 | 4293112.7105 | 4293112.7105 | 0.053162 | 0.0509 | 0.013859 | 0.010896 | 0.01476 | 0.022852 | 0.012927 | 0.020976 | 14.1708 | 13.568 | 3.6943 | 2.9045 | 3.9344 | 3.4458 | 6.871% | 8.984% | 767.2387 | 1003.1742
|  | 0.0037515 | 27.874 | 12.5804 | 4078457.075 | 268116.0827 | 366409.3918 | 4293112.7105 | 4293112.7105 | 0.054081 | 0.051485 | 0.013922 | 0.010972 | 0.015094 | 0.023206 | 0.012343 | 0.020047 | 14.4158 | 13.7238 | 3.7111 | 2.9246 | 4.0236 | 3.2902 | 6.574% | 8.984% | 734.0618 | 1003.1742
|  | 0.0037515 | 27.5591 | 12.5804 | 4078457.075 | 265087.104 | 366409.3918 | 4293112.7105 | 4293112.7105 | 0.054305 | 0.051621 | 0.013859 | 0.010896 | 0.01476 | 0.022852 | 0.012836 | 0.020805 | 14.4756 | 13.7601 | 3.6943 | 2.9045 | 3.9344 | 3.4215 | 6.5% | 8.984% | 725.7689 | 1003.1742
|  | 0.0037515 | 29.7244 | 12.5804 | 4078457.075 | 285914.8199 | 366409.3918 | 4293112.7105 | 4293112.7105 | 0.052764 | 0.05065 | 0.013859 | 0.010896 | 0.01476 | 0.022852 | 0.012759 | 0.02066 | 14.0648 | 13.5012 | 3.6943 | 2.9045 | 3.9344 | 3.4011 | 7.01% | 8.984% | 782.7921 | 1003.1742
|  | 0.0037515 | 27.2834 | 12.5804 | 4078457.075 | 262435.1845 | 366409.3918 | 4293112.7105 | 4293112.7105 | 0.054519 | 0.051756 | 0.013859 | 0.010896 | 0.01476 | 0.022852 | 0.01286 | 0.02085 | 14.5326 | 13.796 | 3.6943 | 2.9045 | 3.9344 | 3.428 | 6.435% | 8.984% | 718.5084 | 1003.1742
|  | 0.0037515 | 28.0314 | 13.1031 | 4078457.075 | 269630.0912 | 381633.2471 | 4293112.7105 | 4293112.7105 | 0.053949 | 0.051191 | 0.013859 | 0.010896 | 0.01476 | 0.022852 | 0.012713 | 0.020573 | 14.3806 | 13.6455 | 3.6943 | 2.9045 | 3.9344 | 3.3888 | 6.611% | 9.357% | 738.207 | 1044.8549
|  | 0.0037515 | 27.0866 | 12.5804 | 4078457.075 | 260542.193 | 366409.3918 | 4293112.7105 | 4293112.7105 | 0.054674 | 0.051853 | 0.013859 | 0.010896 | 0.01476 | 0.022852 | 0.01292 | 0.020963 | 14.574 | 13.8221 | 3.6943 | 2.9045 | 3.9344 | 3.444 | 6.388% | 8.984% | 713.3256 | 1003.1742
|  | 0.0037515 | 27.5591 | 12.5804 | 4078457.075 | 265087.104 | 366409.3918 | 4293112.7105 | 4293112.7105 | 0.054305 | 0.051621 | 0.013859 | 0.010896 | 0.01476 | 0.022852 | 0.012632 | 0.02042 | 14.4756 | 13.7601 | 3.6943 | 2.9045 | 3.9344 | 3.3671 | 6.5% | 8.984% | 725.7689 | 1003.1742
|  | 0.0037515 | 26.9291 | 13.8492 | 4078457.075 | 259027.2226 | 403363.7205 | 4293112.7105 | 4293112.7105 | 0.0548 | 0.051461 | 0.013859 | 0.010896 | 0.01476 | 0.022852 | 0.012895 | 0.020916 | 14.6075 | 13.7175 | 3.6943 | 2.9045 | 3.9344 | 3.4373 | 6.351% | 9.89% | 709.1779 | 1104.3497
|  | 0.0037515 | 27.2835 | 13.1031 | 4078457.075 | 262436.1463 | 381633.2471 | 4293112.7105 | 4293112.7105 | 0.054519 | 0.05155 | 0.013859 | 0.010896 | 0.01476 | 0.022852 | 0.012968 | 0.021054 | 14.5326 | 13.7412 | 3.6943 | 2.9045 | 3.9344 | 3.4568 | 6.435% | 9.357% | 718.511 | 1044.8549
|  | 0.0037515 | 27.2048 | 13.1031 | 4078457.075 | 261679.1421 | 381633.2471 | 4293112.7105 | 4293112.7105 | 0.054581 | 0.051589 | 0.013859 | 0.010896 | 0.01476 | 0.022852 | 0.012811 | 0.020758 | 14.549 | 13.7516 | 3.6943 | 2.9045 | 3.9344 | 3.415 | 6.416% | 9.357% | 716.4384 | 1044.8549
|  | 0.0037515 | 27.4803 | 13.8492 | 4078457.075 | 264329.1378 | 403363.7205 | 4293112.7105 | 4293112.7105 | 0.054366 | 0.051187 | 0.013859 | 0.010896 | 0.01476 | 0.022852 | 0.012796 | 0.020729 | 14.4918 | 13.6445 | 3.6943 | 2.9045 | 3.9344 | 3.4109 | 6.481% | 9.89% | 723.6937 | 1104.3497
|  | 0.0037515 | 26.9291 | 13.8492 | 4078457.075 | 259027.2226 | 403363.7205 | 4293112.7105 | 4293112.7105 | 0.0548 | 0.051461 | 0.013859 | 0.010896 | 0.01476 | 0.022852 | 0.012876 | 0.020881 | 14.6075 | 13.7175 | 3.6943 | 2.9045 | 3.9344 | 3.4323 | 6.351% | 9.89% | 709.1779 | 1104.3497
|  | 0.0037515 | 27.0866 | 13.8492 | 4078457.075 | 260542.193 | 403363.7205 | 4293112.7105 | 4293112.7105 | 0.054674 | 0.051382 | 0.013859 | 0.010896 | 0.01476 | 0.022852 | 0.012901 | 0.020927 | 14.574 | 13.6963 | 3.6943 | 2.9045 | 3.9344 | 3.4388 | 6.388% | 9.89% | 713.3256 | 1104.3497
|  | 0.0033025 | 29.2519 | 13.2461 | 4078457.075 | 281369.9089 | 385798.1817 | 4293112.7105 | 4293112.7105 | 0.05353 | 0.05104 | 0.014308 | 0.011345 | 0.015209 | 0.023301 | 0.013374 | 0.02142 | 16.2089 | 15.4549 | 4.3326 | 3.4354 | 4.6052 | 4.0495 | 6.899% | 9.459% | 770.3488 | 1056.2579
|  | 0.0033025 | 29.2912 | 13.2461 | 4078457.075 | 281747.9301 | 385798.1817 | 4293112.7105 | 4293112.7105 | 0.0535 | 0.05102 | 0.014294 | 0.011329 | 0.015134 | 0.023222 | 0.013094 | 0.020855 | 16.1998 | 15.4488 | 4.3283 | 3.4303 | 4.5827 | 3.9648 | 6.908% | 9.459% | 771.3838 | 1056.2579
|  | 0.0033025 | 27.5195 | 13.2461 | 4078457.075 | 264706.1971 | 385798.1817 | 4293112.7105 | 4293112.7105 | 0.054781 | 0.051827 | 0.014294 | 0.011329 | 0.015134 | 0.023222 | 0.0134 | 0.021433 | 16.5878 | 15.6933 | 4.3283 | 3.4303 | 4.5827 | 4.0577 | 6.49% | 9.459% | 724.7261 | 1056.2579
|  | 0.0033025 | 29.3701 | 13.2461 | 4078457.075 | 282506.8581 | 385798.1817 | 4293112.7105 | 4293112.7105 | 0.053446 | 0.050986 | 0.014294 | 0.011329 | 0.015134 | 0.023222 | 0.013258 | 0.021164 | 16.1836 | 15.4386 | 4.3283 | 3.4303 | 4.5827 | 4.0144 | 6.927% | 9.459% | 773.4616 | 1056.2579
|  | 0.0033025 | 27.6771 | 13.2461 | 4078457.075 | 266222.1293 | 385798.1817 | 4293112.7105 | 4293112.7105 | 0.054661 | 0.051751 | 0.014294 | 0.011329 | 0.015134 | 0.023222 | 0.013247 | 0.021143 | 16.5513 | 15.6703 | 4.3283 | 3.4303 | 4.5827 | 4.0111 | 6.528% | 9.459% | 728.8765 | 1056.2579
|  | 0.0033025 | 29.3306 | 13.507 | 4078457.075 | 282126.9131 | 393397.0029 | 4293112.7105 | 4293112.7105 | 0.053473 | 0.050908 | 0.014294 | 0.011329 | 0.015134 | 0.023222 | 0.013362 | 0.021361 | 16.1917 | 15.4151 | 4.3283 | 3.4303 | 4.5827 | 4.0461 | 6.917% | 9.646% | 772.4214 | 1077.0623
|  | 0.0033025 | 28.9763 | 13.2461 | 4078457.075 | 278718.9513 | 385798.1817 | 4293112.7105 | 4293112.7105 | 0.053716 | 0.051156 | 0.014294 | 0.011329 | 0.015134 | 0.023222 | 0.013398 | 0.021428 | 16.2653 | 15.4901 | 4.3283 | 3.4303 | 4.5827 | 4.0568 | 6.834% | 9.459% | 763.0909 | 1056.2579
|  | 0.0033025 | 28.8583 | 12.8606 | 4078457.075 | 277583.9259 | 374570.3336 | 4293112.7105 | 4293112.7105 | 0.053798 | 0.051354 | 0.014294 | 0.011329 | 0.015134 | 0.023222 | 0.013094 | 0.020855 | 16.2902 | 15.5501 | 4.3283 | 3.4303 | 4.5827 | 3.9649 | 6.806% | 9.184% | 759.9834 | 1025.5177
|  | 0.0033025 | 28.937 | 13.2461 | 4078457.075 | 278340.9301 | 385798.1817 | 4293112.7105 | 4293112.7105 | 0.053744 | 0.051173 | 0.014294 | 0.011329 | 0.015134 | 0.023222 | 0.013345 | 0.021329 | 16.2736 | 15.4953 | 4.3283 | 3.4303 | 4.5827 | 4.041 | 6.825% | 9.459% | 762.0559 | 1056.2579
|  | 0.0033025 | 29.4883 | 13.2461 | 4078457.075 | 283643.8072 | 385798.1817 | 4293112.7105 | 4293112.7105 | 0.053367 | 0.050936 | 0.014294 | 0.011329 | 0.015134 | 0.023222 | 0.012956 | 0.020595 | 16.1595 | 15.4234 | 4.3283 | 3.4303 | 4.5827 | 3.9232 | 6.955% | 9.459% | 776.5744 | 1056.2579
|  | 0.0033025 | 29.5276 | 13.2461 | 4078457.075 | 284021.8284 | 385798.1817 | 4293112.7105 | 4293112.7105 | 0.05334 | 0.050919 | 0.014294 | 0.011329 | 0.015134 | 0.023222 | 0.013468 | 0.021559 | 16.1516 | 15.4184 | 4.3283 | 3.4303 | 4.5827 | 4.078 | 6.964% | 9.459% | 777.6094 | 1056.2579
|  | 0.0033025 | 27.9133 | 13.2461 | 4078457.075 | 268494.1039 | 385798.1817 | 4293112.7105 | 4293112.7105 | 0.054482 | 0.051639 | 0.014294 | 0.011329 | 0.015134 | 0.023222 | 0.01347 | 0.021565 | 16.4973 | 15.6363 | 4.3283 | 3.4303 | 4.5827 | 4.0788 | 6.583% | 9.459% | 735.0968 | 1056.2579
|  | 0.0033025 | 29.2519 | 13.2461 | 4078457.075 | 281369.9089 | 385798.1817 | 4293112.7105 | 4293112.7105 | 0.05353 | 0.05104 | 0.014308 | 0.011345 | 0.015209 | 0.023301 | 0.013412 | 0.021493 | 16.2089 | 15.4549 | 4.3326 | 3.4354 | 4.6052 | 4.0612 | 6.899% | 9.459% | 770.3488 | 1056.2579
|  | 0.0033025 | 28.7401 | 13.2461 | 4078457.075 | 276446.9767 | 385798.1817 | 4293112.7105 | 4293112.7105 | 0.053882 | 0.05126 | 0.014294 | 0.011329 | 0.015134 | 0.023222 | 0.013247 | 0.021144 | 16.3154 | 15.5216 | 4.3283 | 3.4303 | 4.5827 | 4.0113 | 6.778% | 9.459% | 756.8706 | 1056.2579
|  | 0.0033025 | 29.4488 | 13.2461 | 4078457.075 | 283263.8623 | 385798.1817 | 4293112.7105 | 4293112.7105 | 0.053393 | 0.050953 | 0.014294 | 0.011329 | 0.015134 | 0.023222 | 0.013469 | 0.021561 | 16.1675 | 15.4285 | 4.3283 | 3.4303 | 4.5827 | 4.0783 | 6.945% | 9.459% | 775.5342 | 1056.2579
|  | 0.0033025 | 28.9371 | 12.8606 | 4078457.075 | 278341.892 | 374570.3336 | 4293112.7105 | 4293112.7105 | 0.053743 | 0.05132 | 0.014294 | 0.011329 | 0.015134 | 0.023222 | 0.013404 | 0.021441 | 16.2736 | 15.5396 | 4.3283 | 3.4303 | 4.5827 | 4.0589 | 6.825% | 9.184% | 762.0586 | 1025.5177
|  | 0.0033025 | 27.7165 | 13.507 | 4078457.075 | 266601.1124 | 393397.0029 | 4293112.7105 | 4293112.7105 | 0.054631 | 0.051638 | 0.014294 | 0.011329 | 0.015134 | 0.023222 | 0.01313 | 0.020923 | 16.5422 | 15.636 | 4.3283 | 3.4303 | 4.5827 | 3.9757 | 6.537% | 9.646% | 729.9141 | 1077.0623
|  | 0.0033025 | 27.5983 | 13.2461 | 4078457.075 | 265464.1632 | 385798.1817 | 4293112.7105 | 4293112.7105 | 0.054721 | 0.051789 | 0.014294 | 0.011329 | 0.015134 | 0.023222 | 0.013262 | 0.021173 | 16.5695 | 15.6818 | 4.3283 | 3.4303 | 4.5827 | 4.0159 | 6.509% | 9.459% | 726.8013 | 1056.2579
|  | 0.0033025 | 28.0314 | 13.5235 | 4078457.075 | 269630.0912 | 393877.5723 | 4293112.7105 | 4293112.7105 | 0.054394 | 0.051483 | 0.014294 | 0.011329 | 0.015134 | 0.023222 | 0.013414 | 0.021459 | 16.4707 | 15.5891 | 4.3283 | 3.4303 | 4.5827 | 4.0618 | 6.611% | 9.658% | 738.207 | 1078.378
|  | 0.0033025 | 28.9371 | 12.8606 | 4078457.075 | 278341.892 | 374570.3336 | 4293112.7105 | 4293112.7105 | 0.053747 | 0.051323 | 0.014308 | 0.011345 | 0.015209 | 0.023301 | 0.013383 | 0.021438 | 16.2745 | 15.5406 | 4.3326 | 3.4354 | 4.6052 | 4.0524 | 6.825% | 9.184% | 762.0586 | 1025.5177
|  | 0.0033025 | 29.6063 | 13.2461 | 4078457.075 | 284778.8326 | 385798.1817 | 4293112.7105 | 4293112.7105 | 0.053291 | 0.050889 | 0.014308 | 0.011345 | 0.015209 | 0.023301 | 0.013074 | 0.020856 | 16.1366 | 15.4094 | 4.3326 | 3.4354 | 4.6052 | 3.9589 | 6.983% | 9.459% | 779.682 | 1056.2579
|  | 0.0033025 | 29.7246 | 13.2461 | 4078457.075 | 285916.7437 | 385798.1817 | 4293112.7105 | 4293112.7105 | 0.05321 | 0.050837 | 0.014294 | 0.011329 | 0.015134 | 0.023222 | 0.013367 | 0.021369 | 16.1119 | 15.3934 | 4.3283 | 3.4303 | 4.5827 | 4.0474 | 7.01% | 9.459% | 782.7974 | 1056.2579
|  | 0.0033025 | 28.0314 | 13.2461 | 4078457.075 | 269630.0912 | 385798.1817 | 4293112.7105 | 4293112.7105 | 0.054398 | 0.051587 | 0.014308 | 0.011345 | 0.015209 | 0.023301 | 0.012953 | 0.020628 | 16.4717 | 15.6205 | 4.3326 | 3.4354 | 4.6052 | 3.9223 | 6.611% | 9.459% | 738.207 | 1056.2579
|  | 0.0033025 | 29.1339 | 12.8606 | 4078457.075 | 280234.8835 | 374570.3336 | 4293112.7105 | 4293112.7105 | 0.053607 | 0.051234 | 0.014294 | 0.011329 | 0.015134 | 0.023222 | 0.013078 | 0.020825 | 16.2324 | 15.5137 | 4.3283 | 3.4303 | 4.5827 | 3.96 | 6.871% | 9.184% | 767.2413 | 1025.5177
|  | 0.0033025 | 29.1338 | 13.2461 | 4078457.075 | 280233.9216 | 385798.1817 | 4293112.7105 | 4293112.7105 | 0.053607 | 0.051087 | 0.014294 | 0.011329 | 0.015134 | 0.023222 | 0.013415 | 0.02146 | 16.2324 | 15.4693 | 4.3283 | 3.4303 | 4.5827 | 4.062 | 6.871% | 9.459% | 767.2387 | 1056.2579
|  | 0.0033025 | 29.1338 | 13.2461 | 4078457.075 | 280233.9216 | 385798.1817 | 4293112.7105 | 4293112.7105 | 0.053611 | 0.051091 | 0.014308 | 0.011345 | 0.015209 | 0.023301 | 0.01342 | 0.021508 | 16.2334 | 15.4703 | 4.3326 | 3.4354 | 4.6052 | 4.0636 | 6.871% | 9.459% | 767.2387 | 1056.2579
|  | 0.0033025 | 25.0787 | 13.507 | 4078457.075 | 241228.4855 | 393397.0029 | 4293112.7105 | 4293112.7105 | 0.056843 | 0.053032 | 0.014294 | 0.011329 | 0.015134 | 0.023222 | 0.013411 | 0.021453 | 17.2122 | 16.0581 | 4.3283 | 3.4303 | 4.5827 | 4.0608 | 5.915% | 9.646% | 660.4476 | 1077.0623
|  | 0.0033025 | 29.0946 | 13.2461 | 4078457.075 | 279856.8623 | 385798.1817 | 4293112.7105 | 4293112.7105 | 0.053634 | 0.051104 | 0.014294 | 0.011329 | 0.015134 | 0.023222 | 0.013039 | 0.020751 | 16.2405 | 15.4745 | 4.3283 | 3.4303 | 4.5827 | 3.9481 | 6.862% | 9.459% | 766.2063 | 1056.2579
|  | 0.0033025 | 29.4882 | 13.2461 | 4078457.075 | 283642.8453 | 385798.1817 | 4293112.7105 | 4293112.7105 | 0.053367 | 0.050936 | 0.014294 | 0.011329 | 0.015134 | 0.023222 | 0.013152 | 0.020965 | 16.1595 | 15.4234 | 4.3283 | 3.4303 | 4.5827 | 3.9824 | 6.955% | 9.459% | 776.5718 | 1056.2579
|  | 0.0033025 | 29.4882 | 13.2461 | 4078457.075 | 283642.8453 | 385798.1817 | 4293112.7105 | 4293112.7105 | 0.053367 | 0.050936 | 0.014294 | 0.011329 | 0.015134 | 0.023222 | 0.013388 | 0.021409 | 16.1595 | 15.4234 | 4.3283 | 3.4303 | 4.5827 | 4.0539 | 6.955% | 9.459% | 776.5718 | 1056.2579
|  | 0.0033025 | 24.2519 | 13.1166 | 4078457.075 | 233275.6126 | 382026.4402 | 4293112.7105 | 4293112.7105 | 0.057636 | 0.053674 | 0.014294 | 0.011329 | 0.015134 | 0.023222 | 0.013355 | 0.021347 | 17.4521 | 16.2526 | 4.3283 | 3.4303 | 4.5827 | 4.0438 | 5.72% | 9.367% | 638.6738 | 1045.9314
|  | 0.0033025 | 28.9764 | 13.1166 | 4078457.075 | 278719.9132 | 382026.4402 | 4293112.7105 | 4293112.7105 | 0.053719 | 0.051207 | 0.014308 | 0.011345 | 0.015209 | 0.023301 | 0.013386 | 0.021444 | 16.2663 | 15.5057 | 4.3326 | 3.4354 | 4.6052 | 4.0533 | 6.834% | 9.367% | 763.0935 | 1045.9314
|  | 0.0033025 | 25.1181 | 13.507 | 4078457.075 | 241607.4685 | 393397.0029 | 4293112.7105 | 4293112.7105 | 0.056807 | 0.053009 | 0.014294 | 0.011329 | 0.015134 | 0.023222 | 0.01346 | 0.021545 | 17.2011 | 16.0512 | 4.3283 | 3.4303 | 4.5827 | 4.0756 | 5.924% | 9.646% | 661.4852 | 1077.0623
|  | 0.0033025 | 27.6378 | 13.2461 | 4078457.075 | 265844.1082 | 385798.1817 | 4293112.7105 | 4293112.7105 | 0.054691 | 0.05177 | 0.014294 | 0.011329 | 0.015134 | 0.023222 | 0.012883 | 0.020457 | 16.5604 | 15.676 | 4.3283 | 3.4303 | 4.5827 | 3.901 | 6.518% | 9.459% | 727.8415 | 1056.2579
|  | 0.0033025 | 28.9764 | 13.2461 | 4078457.075 | 278719.9132 | 385798.1817 | 4293112.7105 | 4293112.7105 | 0.053719 | 0.051159 | 0.014308 | 0.011345 | 0.015209 | 0.023301 | 0.013257 | 0.021201 | 16.2663 | 15.491 | 4.3326 | 3.4354 | 4.6052 | 4.0142 | 6.834% | 9.459% | 763.0935 | 1056.2579
|  | 0.0033025 | 28.0708 | 13.507 | 4078457.075 | 270009.0742 | 393397.0029 | 4293112.7105 | 4293112.7105 | 0.054365 | 0.05147 | 0.014294 | 0.011329 | 0.015134 | 0.023222 | 0.013247 | 0.021144 | 16.4619 | 15.5853 | 4.3283 | 3.4303 | 4.5827 | 4.0113 | 6.62% | 9.646% | 739.2446 | 1077.0623
|  | 0.0033025 | 29.2519 | 13.2461 | 4078457.075 | 281369.9089 | 385798.1817 | 4293112.7105 | 4293112.7105 | 0.05353 | 0.05104 | 0.014308 | 0.011345 | 0.015209 | 0.023301 | 0.013434 | 0.021534 | 16.2089 | 15.4549 | 4.3326 | 3.4354 | 4.6052 | 4.0678 | 6.899% | 9.459% | 770.3488 | 1056.2579
|  | 0.0033025 | 28.2677 | 13.5851 | 4078457.075 | 271903.0276 | 395671.698 | 4293112.7105 | 4293112.7105 | 0.054221 | 0.051352 | 0.014294 | 0.011329 | 0.015134 | 0.023222 | 0.013348 | 0.021334 | 16.418 | 15.5494 | 4.3283 | 3.4303 | 4.5827 | 4.0418 | 6.667% | 9.702% | 744.4299 | 1083.2901
|  | 0.0033025 | 24.8031 | 13.507 | 4078457.075 | 238577.5279 | 393397.0029 | 4293112.7105 | 4293112.7105 | 0.057105 | 0.053198 | 0.014308 | 0.011345 | 0.015209 | 0.023301 | 0.013391 | 0.021453 | 17.2914 | 16.1084 | 4.3326 | 3.4354 | 4.6052 | 4.0547 | 5.85% | 9.646% | 653.1897 | 1077.0623
|  | 0.0033025 | 29.2128 | 12.8606 | 4078457.075 | 280993.8115 | 374570.3336 | 4293112.7105 | 4293112.7105 | 0.053557 | 0.051203 | 0.014308 | 0.011345 | 0.015209 | 0.023301 | 0.013355 | 0.021386 | 16.217 | 15.5043 | 4.3326 | 3.4354 | 4.6052 | 4.0439 | 6.89% | 9.184% | 769.3191 | 1025.5177
|  | 0.0033025 | 29.4882 | 13.2461 | 4078457.075 | 283642.8453 | 385798.1817 | 4293112.7105 | 4293112.7105 | 0.05337 | 0.050939 | 0.014308 | 0.011345 | 0.015209 | 0.023301 | 0.013241 | 0.021171 | 16.1605 | 15.4244 | 4.3326 | 3.4354 | 4.6052 | 4.0094 | 6.955% | 9.459% | 776.5718 | 1056.2579
|  | 0.0033025 | 29.0944 | 13.2461 | 4078457.075 | 279854.9386 | 385798.1817 | 4293112.7105 | 4293112.7105 | 0.053635 | 0.051104 | 0.014294 | 0.011329 | 0.015134 | 0.023222 | 0.013351 | 0.02134 | 16.2406 | 15.4745 | 4.3283 | 3.4303 | 4.5827 | 4.0427 | 6.862% | 9.459% | 766.2011 | 1056.2579
|  | 0.0033025 | 29.2519 | 13.2461 | 4078457.075 | 281369.9089 | 385798.1817 | 4293112.7105 | 4293112.7105 | 0.05353 | 0.05104 | 0.014308 | 0.011345 | 0.015209 | 0.023301 | 0.013411 | 0.021492 | 16.2089 | 15.4549 | 4.3326 | 3.4354 | 4.6052 | 4.061 | 6.899% | 9.459% | 770.3488 | 1056.2579
|  | 0.0033025 | 25.8662 | 13.507 | 4078457.075 | 248803.3371 | 393397.0029 | 4293112.7105 | 4293112.7105 | 0.056116 | 0.052566 | 0.01421 | 0.011227 | 0.014684 | 0.022745 | 0.013546 | 0.021475 | 16.9919 | 15.9172 | 4.3027 | 3.3996 | 4.4463 | 4.1016 | 6.1% | 9.646% | 681.1864 | 1077.0623
|  | 0.0033025 | 25.2363 | 13.507 | 4078457.075 | 242744.4177 | 393397.0029 | 4293112.7105 | 4293112.7105 | 0.056698 | 0.052941 | 0.014294 | 0.011329 | 0.015134 | 0.023222 | 0.013178 | 0.021013 | 17.1682 | 16.0304 | 4.3283 | 3.4303 | 4.5827 | 3.9902 | 5.952% | 9.646% | 664.598 | 1077.0623
|  | 0.009685 | 27.9526 | 13.507 | 4078457.075 | 268872.1251 | 393397.0029 | 4293112.7105 | 4293112.7105 | 0.048071 | 0.045143 | 0.0079118 | 0.004946 | 0.0087517 | 0.016839 | 0.007085 | 0.015177 | 4.9634 | 4.6612 | 0.81691 | 0.51069 | 0.90364 | 0.73154 | 6.592% | 9.646% | 736.1318 | 1077.0623 | 0.009685 | 0.009685
|  | 0.0033025 | 28.2284 | 13.507 | 4078457.075 | 271525.0065 | 393397.0029 | 4293112.7105 | 4293112.7105 | 0.054253 | 0.051401 | 0.014308 | 0.011345 | 0.015209 | 0.023301 | 0.013438 | 0.021543 | 16.4277 | 15.5642 | 4.3326 | 3.4354 | 4.6052 | 4.0692 | 6.658% | 9.646% | 743.395 | 1077.0623
|  | 0.009685 | 28.3858 | 13.507 | 4078457.075 | 273039.0149 | 393397.0029 | 4293112.7105 | 4293112.7105 | 0.047752 | 0.044943 | 0.0079118 | 0.004946 | 0.0087517 | 0.016839 | 0.0069723 | 0.014964 | 4.9305 | 4.6404 | 0.81691 | 0.51069 | 0.90364 | 0.7199 | 6.695% | 9.646% | 747.5401 | 1077.0623 | 0.009685 | 0.009685
|  | 0.0033025 | 28.7796 | 13.2461 | 4078457.075 | 276826.9217 | 385798.1817 | 4293112.7105 | 4293112.7105 | 0.053857 | 0.051246 | 0.014308 | 0.011345 | 0.015209 | 0.023301 | 0.013223 | 0.021137 | 16.3079 | 15.5173 | 4.3326 | 3.4354 | 4.6052 | 4.0039 | 6.788% | 9.459% | 757.9108 | 1056.2579
|  | 0.0033025 | 24.9605 | 13.507 | 4078457.075 | 240091.5363 | 393397.0029 | 4293112.7105 | 4293112.7105 | 0.056953 | 0.053101 | 0.014294 | 0.011329 | 0.015134 | 0.023222 | 0.013405 | 0.021442 | 17.2455 | 16.0791 | 4.3283 | 3.4303 | 4.5827 | 4.0591 | 5.887% | 9.646% | 657.3348 | 1077.0623
|  | 0.0033025 | 29.2519 | 13.2461 | 4078457.075 | 281369.9089 | 385798.1817 | 4293112.7105 | 4293112.7105 | 0.05353 | 0.05104 | 0.014308 | 0.011345 | 0.015209 | 0.023301 | 0.013295 | 0.021272 | 16.2089 | 15.4549 | 4.3326 | 3.4354 | 4.6052 | 4.0257 | 6.899% | 9.459% | 770.3488 | 1056.2579
|  | 0.0033025 | 25.5119 | 13.1166 | 4078457.075 | 245395.3753 | 382026.4402 | 4293112.7105 | 4293112.7105 | 0.056452 | 0.052929 | 0.014308 | 0.011345 | 0.015209 | 0.023301 | 0.01343 | 0.021526 | 17.0936 | 16.027 | 4.3326 | 3.4354 | 4.6052 | 4.0665 | 6.017% | 9.367% | 671.8559 | 1045.9314
|  | 0.0033025 | 29.2519 | 13.2461 | 4078457.075 | 281369.9089 | 385798.1817 | 4293112.7105 | 4293112.7105 | 0.05353 | 0.05104 | 0.014308 | 0.011345 | 0.015209 | 0.023301 | 0.013288 | 0.021259 | 16.2089 | 15.4549 | 4.3326 | 3.4354 | 4.6052 | 4.0236 | 6.899% | 9.459% | 770.3488 | 1056.2579
|  | 0.0033025 | 29.2519 | 13.2461 | 4078457.075 | 281369.9089 | 385798.1817 | 4293112.7105 | 4293112.7105 | 0.05353 | 0.05104 | 0.014308 | 0.011345 | 0.015209 | 0.023301 | 0.01327 | 0.021226 | 16.2089 | 15.4549 | 4.3326 | 3.4354 | 4.6052 | 4.0183 | 6.899% | 9.459% | 770.3488 | 1056.2579
|  | 0.0033025 | 29.2912 | 13.2461 | 4078457.075 | 281747.9301 | 385798.1817 | 4293112.7105 | 4293112.7105 | 0.0535 | 0.05102 | 0.014294 | 0.011329 | 0.015134 | 0.023222 | 0.013443 | 0.021514 | 16.1998 | 15.4488 | 4.3283 | 3.4303 | 4.5827 | 4.0707 | 6.908% | 9.459% | 771.3838 | 1056.2579
|  | 0.0033025 | 29.2519 | 13.2461 | 4078457.075 | 281369.9089 | 385798.1817 | 4293112.7105 | 4293112.7105 | 0.053527 | 0.051036 | 0.014294 | 0.011329 | 0.015134 | 0.023222 | 0.013404 | 0.021439 | 16.2079 | 15.4539 | 4.3283 | 3.4303 | 4.5827 | 4.0586 | 6.899% | 9.459% | 770.3488 | 1056.2579
|  | 0.0033025 | 29.2912 | 13.2461 | 4078457.075 | 281747.9301 | 385798.1817 | 4293112.7105 | 4293112.7105 | 0.053503 | 0.051023 | 0.014308 | 0.011345 | 0.015209 | 0.023301 | 0.013339 | 0.021356 | 16.2008 | 15.4498 | 4.3326 | 3.4354 | 4.6052 | 4.0392 | 6.908% | 9.459% | 771.3838 | 1056.2579
|  | 0.0033025 | 29.2519 | 13.2461 | 4078457.075 | 281369.9089 | 385798.1817 | 4293112.7105 | 4293112.7105 | 0.05353 | 0.05104 | 0.014308 | 0.011345 | 0.015209 | 0.023301 | 0.013334 | 0.021346 | 16.2089 | 15.4549 | 4.3326 | 3.4354 | 4.6052 | 4.0375 | 6.899% | 9.459% | 770.3488 | 1056.2579
|  | 0.005054 | 24.1733 | 17.0708 | 4078457.075 | 232519.5703 | 497194.1628 | 4293112.7105 | 4293112.7105 | 0.05595 | 0.050816 | 0.012491 | 0.0095155 | 0.013109 | 0.021181 | 0.011838 | 0.019898 | 11.0705 | 10.0546 | 2.4716 | 1.8828 | 2.5938 | 2.3424 | 5.701% | 12.19% | 636.6039 | 1361.2434
|  | 0.005054 | 22.2441 | 17.0708 | 4078457.075 | 213962.867 | 497194.1628 | 4293112.7105 | 4293112.7105 | 0.058042 | 0.052134 | 0.012491 | 0.0095155 | 0.013109 | 0.021181 | 0.011792 | 0.019811 | 11.4843 | 10.3154 | 2.4716 | 1.8828 | 2.5938 | 2.3333 | 5.246% | 12.19% | 585.7984 | 1361.2434
|  | 0.005054 | 22.126 | 17.0708 | 4078457.075 | 212826.8798 | 497194.1628 | 4293112.7105 | 4293112.7105 | 0.058182 | 0.052222 | 0.012491 | 0.0095155 | 0.013109 | 0.021181 | 0.01166 | 0.019562 | 11.512 | 10.3328 | 2.4716 | 1.8828 | 2.5938 | 2.3071 | 5.218% | 12.19% | 582.6882 | 1361.2434
|  | 0.005054 | 21.6141 | 17.0708 | 4078457.075 | 207902.9857 | 497194.1628 | 4293112.7105 | 4293112.7105 | 0.058806 | 0.052615 | 0.012491 | 0.0095155 | 0.013109 | 0.021181 | 0.011855 | 0.019929 | 11.6355 | 10.4106 | 2.4716 | 1.8828 | 2.5938 | 2.3456 | 5.098% | 12.19% | 569.2074 | 1361.2434
|  | 0.005054 | 22.008 | 17.0708 | 4078457.075 | 211691.8544 | 497194.1628 | 4293112.7105 | 4293112.7105 | 0.058323 | 0.052311 | 0.012491 | 0.0095155 | 0.013109 | 0.021181 | 0.01185 | 0.01992 | 11.54 | 10.3504 | 2.4716 | 1.8828 | 2.5938 | 2.3446 | 5.19% | 12.19% | 579.5807 | 1361.2434
|  | 0.005054 | 21.8898 | 17.0708 | 4078457.075 | 210554.9052 | 497194.1628 | 4293112.7105 | 4293112.7105 | 0.058466 | 0.052401 | 0.012491 | 0.0095155 | 0.013109 | 0.021181 | 0.011524 | 0.019306 | 11.5683 | 10.3683 | 2.4716 | 1.8828 | 2.5938 | 2.2802 | 5.163% | 12.19% | 576.4679 | 1361.2434
|  | 0.005054 | 21.8504 | 17.0708 | 4078457.075 | 210175.9222 | 497194.1628 | 4293112.7105 | 4293112.7105 | 0.058514 | 0.052431 | 0.012491 | 0.0095155 | 0.013109 | 0.021181 | 0.011575 | 0.019401 | 11.5778 | 10.3742 | 2.4716 | 1.8828 | 2.5938 | 2.2902 | 5.153% | 12.19% | 575.4303 | 1361.2434
|  | 0.005054 | 22.4016 | 17.0708 | 4078457.075 | 215477.8374 | 497194.1628 | 4293112.7105 | 4293112.7105 | 0.057858 | 0.052018 | 0.012491 | 0.0095155 | 0.013109 | 0.021181 | 0.011819 | 0.019862 | 11.4479 | 10.2924 | 2.4716 | 1.8828 | 2.5938 | 2.3385 | 5.283% | 12.19% | 589.9462 | 1361.2434
|  | 0.005054 | 23.4644 | 17.0708 | 4078457.075 | 225700.761 | 497194.1628 | 4293112.7105 | 4293112.7105 | 0.056679 | 0.051275 | 0.012491 | 0.0095155 | 0.013109 | 0.021181 | 0.011451 | 0.019168 | 11.2147 | 10.1454 | 2.4716 | 1.8828 | 2.5938 | 2.2658 | 5.534% | 12.19% | 617.935 | 1361.2434
|  | 0.005054 | 21.8505 | 17.0708 | 4078457.075 | 210176.884 | 497194.1628 | 4293112.7105 | 4293112.7105 | 0.058514 | 0.052431 | 0.012491 | 0.0095155 | 0.013109 | 0.021181 | 0.011684 | 0.019606 | 11.5777 | 10.3742 | 2.4716 | 1.8828 | 2.5938 | 2.3117 | 5.153% | 12.19% | 575.4329 | 1361.2434
|  | 0.005054 | 22.7165 | 17.0708 | 4078457.075 | 218506.8162 | 497194.1628 | 4293112.7105 | 4293112.7105 | 0.057497 | 0.05179 | 0.012491 | 0.0095155 | 0.013109 | 0.021181 | 0.011833 | 0.019889 | 11.3765 | 10.2474 | 2.4716 | 1.8828 | 2.5938 | 2.3414 | 5.358% | 12.19% | 598.2391 | 1361.2434
|  | 0.005054 | 22.4408 | 17.0708 | 4078457.075 | 215854.8967 | 497194.1628 | 4293112.7105 | 4293112.7105 | 0.057812 | 0.051989 | 0.012491 | 0.0095155 | 0.013109 | 0.021181 | 0.011728 | 0.019689 | 11.4389 | 10.2867 | 2.4716 | 1.8828 | 2.5938 | 2.3204 | 5.293% | 12.19% | 590.9785 | 1361.2434
|  | 0.005054 | 23.5826 | 17.0708 | 4078457.075 | 226837.7101 | 497194.1628 | 4293112.7105 | 4293112.7105 | 0.056554 | 0.051196 | 0.012491 | 0.0095155 | 0.013109 | 0.021181 | 0.011705 | 0.019646 | 11.19 | 10.1299 | 2.4716 | 1.8828 | 2.5938 | 2.3159 | 5.562% | 12.19% | 621.0478 | 1361.2434
|  | 0.005054 | 21.2597 | 17.0708 | 4078457.075 | 204494.062 | 497194.1628 | 4293112.7105 | 4293112.7105 | 0.059255 | 0.052899 | 0.012491 | 0.0095155 | 0.013109 | 0.021181 | 0.011742 | 0.019717 | 11.7244 | 10.4667 | 2.4716 | 1.8828 | 2.5938 | 2.3233 | 5.014% | 12.19% | 559.8742 | 1361.2434
|  | 0.005054 | 22.0079 | 17.0708 | 4078457.075 | 211690.8925 | 497194.1628 | 4293112.7105 | 4293112.7105 | 0.058323 | 0.052311 | 0.012491 | 0.0095155 | 0.013109 | 0.021181 | 0.011848 | 0.019915 | 11.54 | 10.3504 | 2.4716 | 1.8828 | 2.5938 | 2.3442 | 5.19% | 12.19% | 579.5781 | 1361.2434
|  | 0.005054 | 24.1338 | 17.0708 | 4078457.075 | 232139.6254 | 497194.1628 | 4293112.7105 | 4293112.7105 | 0.05599 | 0.050841 | 0.012491 | 0.0095155 | 0.013109 | 0.021181 | 0.01149 | 0.019241 | 11.0783 | 10.0595 | 2.4716 | 1.8828 | 2.5938 | 2.2735 | 5.692% | 12.19% | 635.5637 | 1361.2434
|  | 0.005054 | 23.6614 | 17.0708 | 4078457.075 | 227595.6763 | 497194.1628 | 4293112.7105 | 4293112.7105 | 0.056472 | 0.051145 | 0.012491 | 0.0095155 | 0.013109 | 0.021181 | 0.01177 | 0.01977 | 11.1738 | 10.1196 | 2.4716 | 1.8828 | 2.5938 | 2.3289 | 5.58% | 12.19% | 623.123 | 1361.2434
|  | 0.005054 | 23.1497 | 17.0708 | 4078457.075 | 222673.706 | 497194.1628 | 4293112.7105 | 4293112.7105 | 0.057017 | 0.051488 | 0.012491 | 0.0095155 | 0.013109 | 0.021181 | 0.011676 | 0.019592 | 11.2815 | 10.1875 | 2.4716 | 1.8828 | 2.5938 | 2.3102 | 5.46% | 12.19% | 609.6474 | 1361.2434
|  | 0.005054 | 22.3229 | 17.0708 | 4078457.075 | 214720.8332 | 497194.1628 | 4293112.7105 | 4293112.7105 | 0.057949 | 0.052076 | 0.012491 | 0.0095155 | 0.013109 | 0.021181 | 0.011588 | 0.019426 | 11.466 | 10.3038 | 2.4716 | 1.8828 | 2.5938 | 2.2928 | 5.265% | 12.19% | 587.8736 | 1361.2434
|  | 0.005054 | 22.126 | 17.0708 | 4078457.075 | 212826.8798 | 497194.1628 | 4293112.7105 | 4293112.7105 | 0.058182 | 0.052222 | 0.012491 | 0.0095155 | 0.013109 | 0.021181 | 0.01184 | 0.019902 | 11.512 | 10.3328 | 2.4716 | 1.8828 | 2.5938 | 2.3428 | 5.218% | 12.19% | 582.6882 | 1361.2434
|  | 0.005054 | 21.3385 | 17.1611 | 4078457.075 | 205252.0281 | 499824.188 | 4293112.7105 | 4293112.7105 | 0.059154 | 0.052815 | 0.012491 | 0.0095155 | 0.013109 | 0.021181 | 0.011409 | 0.019088 | 11.7044 | 10.4501 | 2.4716 | 1.8828 | 2.5938 | 2.2575 | 5.033% | 12.26% | 561.9494 | 1368.444
|  | 0.005054 | 21.7323 | 17.0708 | 4078457.075 | 209039.9349 | 497194.1628 | 4293112.7105 | 4293112.7105 | 0.058659 | 0.052523 | 0.012491 | 0.0095155 | 0.013109 | 0.021181 | 0.011743 | 0.019719 | 11.6064 | 10.3923 | 2.4716 | 1.8828 | 2.5938 | 2.3236 | 5.125% | 12.19% | 572.3202 | 1361.2434
|  | 0.005054 | 21.496 | 17.0708 | 4078457.075 | 206766.9984 | 497194.1628 | 4293112.7105 | 4293112.7105 | 0.058955 | 0.05271 | 0.012496 | 0.0095211 | 0.013134 | 0.021207 | 0.011745 | 0.019735 | 11.665 | 10.4293 | 2.4725 | 1.8839 | 2.5988 | 2.3239 | 5.07% | 12.19% | 566.0972 | 1361.2434
|  | 0.005054 | 22.7166 | 17.0708 | 4078457.075 | 218507.778 | 497194.1628 | 4293112.7105 | 4293112.7105 | 0.057497 | 0.05179 | 0.012491 | 0.0095155 | 0.013109 | 0.021181 | 0.011682 | 0.019603 | 11.3765 | 10.2474 | 2.4716 | 1.8828 | 2.5938 | 2.3114 | 5.358% | 12.19% | 598.2417 | 1361.2434
|  | 0.005054 | 22.874 | 17.0708 | 4078457.075 | 220021.7865 | 497194.1628 | 4293112.7105 | 4293112.7105 | 0.05732 | 0.051679 | 0.012491 | 0.0095155 | 0.013109 | 0.021181 | 0.01176 | 0.019751 | 11.3416 | 10.2254 | 2.4716 | 1.8828 | 2.5938 | 2.3269 | 5.395% | 12.19% | 602.3868 | 1361.2434
|  | 0.005054 | 22.874 | 17.0708 | 4078457.075 | 220021.7865 | 497194.1628 | 4293112.7105 | 4293112.7105 | 0.05732 | 0.051679 | 0.012491 | 0.0095155 | 0.013109 | 0.021181 | 0.011772 | 0.019773 | 11.3416 | 10.2254 | 2.4716 | 1.8828 | 2.5938 | 2.3293 | 5.395% | 12.19% | 602.3868 | 1361.2434
|  | 0.005054 | 23.4252 | 16.7495 | 4078457.075 | 225323.7017 | 487836.1665 | 4293112.7105 | 4293112.7105 | 0.056721 | 0.051374 | 0.012491 | 0.0095155 | 0.013109 | 0.021181 | 0.011779 | 0.019787 | 11.2229 | 10.165 | 2.4716 | 1.8828 | 2.5938 | 2.3307 | 5.525% | 11.96% | 616.9027 | 1335.6226
|  | 0.005054 | 24.1339 | 17.0708 | 4078457.075 | 232140.5873 | 497194.1628 | 4293112.7105 | 4293112.7105 | 0.05599 | 0.050841 | 0.012491 | 0.0095155 | 0.013109 | 0.021181 | 0.011789 | 0.019805 | 11.0783 | 10.0595 | 2.4716 | 1.8828 | 2.5938 | 2.3326 | 5.692% | 12.19% | 635.5663 | 1361.2434
|  | 0.005054 | 25.9054 | 16.7495 | 4078457.075 | 249180.3964 | 487836.1665 | 4293112.7105 | 4293112.7105 | 0.054338 | 0.049872 | 0.012491 | 0.0095155 | 0.013109 | 0.021181 | 0.011758 | 0.019747 | 10.7515 | 9.8679 | 2.4716 | 1.8828 | 2.5938 | 2.3265 | 6.11% | 11.96% | 682.2187 | 1335.6226
|  | 0.005054 | 22.7165 | 17.0708 | 4078457.075 | 218506.8162 | 497194.1628 | 4293112.7105 | 4293112.7105 | 0.057497 | 0.05179 | 0.012491 | 0.0095155 | 0.013109 | 0.021181 | 0.011742 | 0.019717 | 11.3765 | 10.2474 | 2.4716 | 1.8828 | 2.5938 | 2.3233 | 5.358% | 12.19% | 598.2391 | 1361.2434
|  | 0.005054 | 23.1891 | 16.8794 | 4078457.075 | 223052.689 | 491619.5581 | 4293112.7105 | 4293112.7105 | 0.056974 | 0.051504 | 0.012491 | 0.0095155 | 0.013109 | 0.021181 | 0.011605 | 0.019458 | 11.273 | 10.1907 | 2.4716 | 1.8828 | 2.5938 | 2.2962 | 5.469% | 12.05% | 610.685 | 1345.981
|  | 0.005054 | 24.7245 | 16.8794 | 4078457.075 | 237821.4855 | 491619.5581 | 4293112.7105 | 4293112.7105 | 0.055413 | 0.05052 | 0.012491 | 0.0095155 | 0.013109 | 0.021181 | 0.011555 | 0.019364 | 10.9641 | 9.996 | 2.4716 | 1.8828 | 2.5938 | 2.2864 | 5.831% | 12.05% | 651.1197 | 1345.981
|  | 0.005054 | 24.0946 | 17.0708 | 4078457.075 | 231762.5661 | 497194.1628 | 4293112.7105 | 4293112.7105 | 0.056029 | 0.050865 | 0.012491 | 0.0095155 | 0.013109 | 0.021181 | 0.011357 | 0.018991 | 11.0861 | 10.0644 | 2.4716 | 1.8828 | 2.5938 | 2.2472 | 5.683% | 12.19% | 634.5313 | 1361.2434
|  | 0.005054 | 21.3779 | 17.0708 | 4078457.075 | 205631.0112 | 497194.1628 | 4293112.7105 | 4293112.7105 | 0.059104 | 0.052803 | 0.012491 | 0.0095155 | 0.013109 | 0.021181 | 0.011516 | 0.01929 | 11.6944 | 10.4478 | 2.4716 | 1.8828 | 2.5938 | 2.2785 | 5.042% | 12.19% | 562.987 | 1361.2434
|  | 0.005054 | 23.1496 | 17.0708 | 4078457.075 | 222672.7441 | 497194.1628 | 4293112.7105 | 4293112.7105 | 0.057017 | 0.051488 | 0.012491 | 0.0095155 | 0.013109 | 0.021181 | 0.011601 | 0.01945 | 11.2815 | 10.1875 | 2.4716 | 1.8828 | 2.5938 | 2.2953 | 5.46% | 12.19% | 609.6447 | 1361.2434
|  | 0.005054 | 25 | 16.7495 | 4078457.075 | 240471.4813 | 487836.1665 | 4293112.7105 | 4293112.7105 | 0.055153 | 0.050386 | 0.012491 | 0.0095155 | 0.013109 | 0.021181 | 0.011542 | 0.019339 | 10.9127 | 9.9695 | 2.4716 | 1.8828 | 2.5938 | 2.2837 | 5.896% | 11.96% | 658.375 | 1335.6226
|  | 0.005054 | 23.5828 | 17.0708 | 4078457.075 | 226839.6339 | 497194.1628 | 4293112.7105 | 4293112.7105 | 0.056554 | 0.051196 | 0.012491 | 0.0095155 | 0.013109 | 0.021181 | 0.011727 | 0.019688 | 11.19 | 10.1299 | 2.4716 | 1.8828 | 2.5938 | 2.3204 | 5.562% | 12.19% | 621.0531 | 1361.2434
|  | 0.005054 | 22.2441 | 16.7495 | 4078457.075 | 213962.867 | 487836.1665 | 4293112.7105 | 4293112.7105 | 0.058042 | 0.052207 | 0.012491 | 0.0095155 | 0.013109 | 0.021181 | 0.011725 | 0.019685 | 11.4843 | 10.3298 | 2.4716 | 1.8828 | 2.5938 | 2.32 | 5.246% | 11.96% | 585.7984 | 1335.6226
|  | 0.005054 | 23.0708 | 16.7495 | 4078457.075 | 221914.778 | 487836.1665 | 4293112.7105 | 4293112.7105 | 0.057103 | 0.051615 | 0.012491 | 0.0095155 | 0.013109 | 0.021181 | 0.011711 | 0.019658 | 11.2985 | 10.2127 | 2.4716 | 1.8828 | 2.5938 | 2.3171 | 5.441% | 11.96% | 607.5695 | 1335.6226
|  | 0.005054 | 23.1888 | 16.7495 | 4078457.075 | 223049.8034 | 487836.1665 | 4293112.7105 | 4293112.7105 | 0.056974 | 0.051534 | 0.012491 | 0.0095155 | 0.013109 | 0.021181 | 0.011429 | 0.019126 | 11.2731 | 10.1966 | 2.4716 | 1.8828 | 2.5938 | 2.2614 | 5.469% | 11.96% | 610.6771 | 1335.6226
|  | 0.005054 | 22.9133 | 16.7495 | 4078457.075 | 220399.8077 | 487836.1665 | 4293112.7105 | 4293112.7105 | 0.057277 | 0.051724 | 0.012491 | 0.0095155 | 0.013109 | 0.021181 | 0.011805 | 0.019835 | 11.3329 | 10.2343 | 2.4716 | 1.8828 | 2.5938 | 2.3357 | 5.404% | 11.96% | 603.4218 | 1335.6226
|  | 0.005054 | 22.8346 | 17.0708 | 4078457.075 | 219642.8034 | 497194.1628 | 4293112.7105 | 4293112.7105 | 0.057364 | 0.051707 | 0.012491 | 0.0095155 | 0.013109 | 0.021181 | 0.011811 | 0.019846 | 11.3503 | 10.2309 | 2.4716 | 1.8828 | 2.5938 | 2.3369 | 5.385% | 12.19% | 601.3492 | 1361.2434
|  | 0.005054 | 24.2127 | 16.7495 | 4078457.075 | 232898.5534 | 487836.1665 | 4293112.7105 | 4293112.7105 | 0.055911 | 0.050864 | 0.012491 | 0.0095155 | 0.013109 | 0.021181 | 0.011523 | 0.019304 | 11.0628 | 10.0641 | 2.4716 | 1.8828 | 2.5938 | 2.28 | 5.71% | 11.96% | 637.6415 | 1335.6226
|  | 0.005054 | 24.0158 | 17.0708 | 4078457.075 | 231004.6 | 497194.1628 | 4293112.7105 | 4293112.7105 | 0.056109 | 0.050915 | 0.012491 | 0.0095155 | 0.013109 | 0.021181 | 0.011603 | 0.019455 | 11.1018 | 10.0743 | 2.4716 | 1.8828 | 2.5938 | 2.2959 | 5.664% | 12.19% | 632.4561 | 1361.2434
|  | 0.005054 | 24.8425 | 16.8794 | 4078457.075 | 238956.5109 | 491619.5581 | 4293112.7105 | 4293112.7105 | 0.055301 | 0.050449 | 0.012491 | 0.0095155 | 0.013109 | 0.021181 | 0.011837 | 0.019895 | 10.942 | 9.9821 | 2.4716 | 1.8828 | 2.5938 | 2.3421 | 5.859% | 12.05% | 654.2273 | 1345.981
|  | 0.005054 | 23.3071 | 16.8794 | 4078457.075 | 224187.7144 | 491619.5581 | 4293112.7105 | 4293112.7105 | 0.056847 | 0.051424 | 0.012491 | 0.0095155 | 0.013109 | 0.021181 | 0.01184 | 0.019902 | 11.2479 | 10.1748 | 2.4716 | 1.8828 | 2.5938 | 2.3428 | 5.497% | 12.05% | 613.7925 | 1345.981
|  | 0.005054 | 22.9134 | 16.786 | 4078457.075 | 220400.7695 | 488899.2442 | 4293112.7105 | 4293112.7105 | 0.057276 | 0.051716 | 0.012491 | 0.0095155 | 0.013109 | 0.021181 | 0.011565 | 0.019382 | 11.3329 | 10.2327 | 2.4716 | 1.8828 | 2.5938 | 2.2882 | 5.404% | 11.99% | 603.4244 | 1338.5332
|  | 0.005054 | 25.2361 | 16.7495 | 4078457.075 | 242742.4939 | 487836.1665 | 4293112.7105 | 4293112.7105 | 0.054935 | 0.050249 | 0.012491 | 0.0095155 | 0.013109 | 0.021181 | 0.011394 | 0.01906 | 10.8696 | 9.9423 | 2.4716 | 1.8828 | 2.5938 | 2.2545 | 5.952% | 11.96% | 664.5927 | 1335.6226
|  | 0.005054 | 24.6062 | 16.7495 | 4078457.075 | 236683.5745 | 487836.1665 | 4293112.7105 | 4293112.7105 | 0.055526 | 0.050621 | 0.012491 | 0.0095155 | 0.013109 | 0.021181 | 0.011694 | 0.019627 | 10.9866 | 10.0161 | 2.4716 | 1.8828 | 2.5938 | 2.3139 | 5.803% | 11.96% | 648.0043 | 1335.6226
|  | 0.005054 | 23.3857 | 16.9821 | 4078457.075 | 224943.7568 | 494610.7384 | 4293112.7105 | 4293112.7105 | 0.056763 | 0.051347 | 0.012491 | 0.0095155 | 0.013109 | 0.021181 | 0.011757 | 0.019746 | 11.2312 | 10.1598 | 2.4716 | 1.8828 | 2.5938 | 2.3264 | 5.515% | 12.13% | 615.8624 | 1354.1704
|  | 0.005054 | 25.3938 | 16.7495 | 4078457.075 | 244259.388 | 487836.1665 | 4293112.7105 | 4293112.7105 | 0.05479 | 0.050157 | 0.012487 | 0.0095097 | 0.013083 | 0.021154 | 0.011637 | 0.019506 | 10.841 | 9.9242 | 2.4706 | 1.8816 | 2.5887 | 2.3026 | 5.989% | 11.96% | 668.7458 | 1335.6226
|  | 0.005054 | 22.4804 | 16.7495 | 4078457.075 | 216235.8035 | 487836.1665 | 4293112.7105 | 4293112.7105 | 0.057766 | 0.052033 | 0.012491 | 0.0095155 | 0.013109 | 0.021181 | 0.011814 | 0.019853 | 11.4298 | 10.2954 | 2.4716 | 1.8828 | 2.5938 | 2.3376 | 5.302% | 11.96% | 592.0214 | 1335.6226
|  | 0.005054 | 24.449 | 16.786 | 4078457.075 | 235171.4898 | 488899.2442 | 4293112.7105 | 4293112.7105 | 0.055679 | 0.050709 | 0.012491 | 0.0095155 | 0.013109 | 0.021181 | 0.011685 | 0.01961 | 11.0167 | 10.0334 | 2.4716 | 1.8828 | 2.5938 | 2.3121 | 5.766% | 11.99% | 643.8644 | 1338.5332
|  | 0.005054 | 23.7401 | 16.786 | 4078457.075 | 228352.6805 | 488899.2442 | 4293112.7105 | 4293112.7105 | 0.05639 | 0.051157 | 0.012491 | 0.0095155 | 0.013109 | 0.021181 | 0.011611 | 0.01947 | 11.1576 | 10.1222 | 2.4716 | 1.8828 | 2.5938 | 2.2975 | 5.599% | 11.99% | 625.1956 | 1338.5332
|  | 0.005054 | 24.1732 | 16.786 | 4078457.075 | 232518.6084 | 488899.2442 | 4293112.7105 | 4293112.7105 | 0.055951 | 0.05088 | 0.012491 | 0.0095155 | 0.013109 | 0.021181 | 0.011778 | 0.019785 | 11.0705 | 10.0673 | 2.4716 | 1.8828 | 2.5938 | 2.3305 | 5.701% | 11.99% | 636.6013 | 1338.5332
|  | 0.005054 | 25.8268 | 16.8794 | 4078457.075 | 248424.3541 | 491619.5581 | 4293112.7105 | 4293112.7105 | 0.054406 | 0.049886 | 0.012491 | 0.0095155 | 0.013109 | 0.021181 | 0.011822 | 0.019867 | 10.765 | 9.8706 | 2.4716 | 1.8828 | 2.5938 | 2.3391 | 6.091% | 12.05% | 680.1488 | 1345.981
|  | 0.005054 | 25.4329 | 16.8794 | 4078457.075 | 244635.4854 | 491619.5581 | 4293112.7105 | 4293112.7105 | 0.054756 | 0.050106 | 0.012491 | 0.0095155 | 0.013109 | 0.021181 | 0.01178 | 0.019787 | 10.8342 | 9.9141 | 2.4716 | 1.8828 | 2.5938 | 2.3308 | 5.998% | 12.05% | 669.7755 | 1345.981
|  | 0.005054 | 26.811 | 16.8794 | 4078457.075 | 257891.2354 | 491619.5581 | 4293112.7105 | 4293112.7105 | 0.053578 | 0.049364 | 0.012491 | 0.0095155 | 0.013109 | 0.021181 | 0.011773 | 0.019775 | 10.6011 | 9.7672 | 2.4716 | 1.8828 | 2.5938 | 2.3294 | 6.323% | 12.05% | 706.0677 | 1345.981
|  | 0.005054 | 26.811 | 16.8794 | 4078457.075 | 257891.2354 | 491619.5581 | 4293112.7105 | 4293112.7105 | 0.053578 | 0.049364 | 0.012491 | 0.0095155 | 0.013109 | 0.021181 | 0.011797 | 0.01982 | 10.6011 | 9.7672 | 2.4716 | 1.8828 | 2.5938 | 2.3342 | 6.323% | 12.05% | 706.0677 | 1345.981
|  | 0.005054 | 20.7481 | 16.4902 | 4078457.075 | 199573.0536 | 480283.9459 | 4293112.7105 | 4293112.7105 | 0.059931 | 0.053458 | 0.012491 | 0.0095155 | 0.013109 | 0.021181 | 0.011563 | 0.019378 | 11.8582 | 10.5775 | 2.4716 | 1.8828 | 2.5938 | 2.2878 | 4.893% | 11.78% | 546.4012 | 1314.9458
|  | 0.005054 | 22.5591 | 17.1611 | 4078457.075 | 216992.8077 | 499824.188 | 4293112.7105 | 4293112.7105 | 0.057674 | 0.051881 | 0.012482 | 0.0095046 | 0.01306 | 0.021129 | 0.011732 | 0.019672 | 11.4115 | 10.2654 | 2.4698 | 1.8806 | 2.5842 | 2.3213 | 5.32% | 12.26% | 594.0939 | 1368.444
|  | 0.005054 | 24.0549 | 17.0708 | 4078457.075 | 231380.6974 | 497194.1628 | 4293112.7105 | 4293112.7105 | 0.056069 | 0.050891 | 0.012491 | 0.0095155 | 0.013109 | 0.021181 | 0.01157 | 0.019393 | 11.094 | 10.0694 | 2.4716 | 1.8828 | 2.5938 | 2.2894 | 5.673% | 12.19% | 633.4858 | 1361.2434
|  | 0.005054 | 25.748 | 16.4708 | 4078457.075 | 247666.388 | 479718.9128 | 4293112.7105 | 4293112.7105 | 0.054476 | 0.050025 | 0.012491 | 0.0095155 | 0.013109 | 0.021181 | 0.011362 | 0.019 | 10.7787 | 9.898 | 2.4716 | 1.8828 | 2.5938 | 2.2482 | 6.073% | 11.76% | 678.0736 | 1313.3988
|  | 0.005054 | 24.8423 | 16.7495 | 4078457.075 | 238954.5871 | 487836.1665 | 4293112.7105 | 4293112.7105 | 0.055301 | 0.050479 | 0.012491 | 0.0095155 | 0.013109 | 0.021181 | 0.011818 | 0.01986 | 10.942 | 9.988 | 2.4716 | 1.8828 | 2.5938 | 2.3384 | 5.859% | 11.96% | 654.222 | 1335.6226
|  | 0.005054 | 22.9528 | 16.786 | 4078457.075 | 220779.7526 | 488899.2442 | 4293112.7105 | 4293112.7105 | 0.057233 | 0.051688 | 0.012491 | 0.0095155 | 0.013109 | 0.021181 | 0.011676 | 0.019591 | 11.3242 | 10.2272 | 2.4716 | 1.8828 | 2.5938 | 2.3102 | 5.413% | 11.99% | 604.462 | 1338.5332
|  | 0.005054 | 24.6064 | 16.8794 | 4078457.075 | 236685.4982 | 491619.5581 | 4293112.7105 | 4293112.7105 | 0.055526 | 0.050591 | 0.012491 | 0.0095155 | 0.013109 | 0.021181 | 0.011731 | 0.019695 | 10.9865 | 10.0101 | 2.4716 | 1.8828 | 2.5938 | 2.321 | 5.803% | 12.05% | 648.0096 | 1345.981
|  | 0.005054 | 23.0315 | 16.8794 | 4078457.075 | 221536.7568 | 491619.5581 | 4293112.7105 | 4293112.7105 | 0.057146 | 0.051612 | 0.012491 | 0.0095155 | 0.013109 | 0.021181 | 0.011786 | 0.019799 | 11.3071 | 10.2122 | 2.4716 | 1.8828 | 2.5938 | 2.332 | 5.432% | 12.05% | 606.5346 | 1345.981
|  | 0.005054 | 24.0158 | 17.0708 | 4078457.075 | 231004.6 | 497194.1628 | 4293112.7105 | 4293112.7105 | 0.056109 | 0.050915 | 0.012491 | 0.0095155 | 0.013109 | 0.021181 | 0.011646 | 0.019536 | 11.1018 | 10.0743 | 2.4716 | 1.8828 | 2.5938 | 2.3044 | 5.664% | 12.19% | 632.4561 | 1361.2434
|  | 0.005054 | 23.0315 | 16.8794 | 4078457.075 | 221536.7568 | 491619.5581 | 4293112.7105 | 4293112.7105 | 0.057146 | 0.051612 | 0.012491 | 0.0095155 | 0.013109 | 0.021181 | 0.011627 | 0.0195 | 11.3071 | 10.2122 | 2.4716 | 1.8828 | 2.5938 | 2.3006 | 5.432% | 12.05% | 606.5346 | 1345.981
|  | 0.005054 | 21.811 | 17.0708 | 4078457.075 | 209796.9391 | 497194.1628 | 4293112.7105 | 4293112.7105 | 0.058562 | 0.052462 | 0.012491 | 0.0095155 | 0.013109 | 0.021181 | 0.011822 | 0.019867 | 11.5873 | 10.3803 | 2.4716 | 1.8828 | 2.5938 | 2.3392 | 5.144% | 12.19% | 574.3927 | 1361.2434
|  | 0.005054 | 24.0549 | 17.0708 | 4078457.075 | 231380.6974 | 497194.1628 | 4293112.7105 | 4293112.7105 | 0.056069 | 0.050891 | 0.012491 | 0.0095155 | 0.013109 | 0.021181 | 0.011679 | 0.019598 | 11.094 | 10.0694 | 2.4716 | 1.8828 | 2.5938 | 2.3109 | 5.673% | 12.19% | 633.4858 | 1361.2434
|  | 0.005054 | 24.0549 | 17.0708 | 4078457.075 | 231380.6974 | 497194.1628 | 4293112.7105 | 4293112.7105 | 0.056069 | 0.050891 | 0.012491 | 0.0095155 | 0.013109 | 0.021181 | 0.011784 | 0.019796 | 11.094 | 10.0694 | 2.4716 | 1.8828 | 2.5938 | 2.3316 | 5.673% | 12.19% | 633.4858 | 1361.2434
|  | 0.005054 | 22.7165 | 16.7495 | 4078457.075 | 218506.8162 | 487836.1665 | 4293112.7105 | 4293112.7105 | 0.057497 | 0.051863 | 0.012491 | 0.0095155 | 0.013109 | 0.021181 | 0.011789 | 0.019805 | 11.3765 | 10.2618 | 2.4716 | 1.8828 | 2.5938 | 2.3326 | 5.358% | 11.96% | 598.2391 | 1335.6226
|  | 0.005054 | 24.0549 | 17.0708 | 4078457.075 | 231380.6974 | 497194.1628 | 4293112.7105 | 4293112.7105 | 0.056069 | 0.050891 | 0.012491 | 0.0095155 | 0.013109 | 0.021181 | 0.011816 | 0.019857 | 11.094 | 10.0694 | 2.4716 | 1.8828 | 2.5938 | 2.338 | 5.673% | 12.19% | 633.4858 | 1361.2434
|  | 0.005054 | 22.008 | 17.0708 | 4078457.075 | 211691.8544 | 497194.1628 | 4293112.7105 | 4293112.7105 | 0.058323 | 0.052311 | 0.012491 | 0.0095155 | 0.013109 | 0.021181 | 0.011784 | 0.019795 | 11.54 | 10.3504 | 2.4716 | 1.8828 | 2.5938 | 2.3315 | 5.19% | 12.19% | 579.5807 | 1361.2434
|  | 0.005054 | 22.008 | 17.0708 | 4078457.075 | 211691.8544 | 497194.1628 | 4293112.7105 | 4293112.7105 | 0.058323 | 0.052311 | 0.012491 | 0.0095155 | 0.013109 | 0.021181 | 0.011701 | 0.019639 | 11.54 | 10.3504 | 2.4716 | 1.8828 | 2.5938 | 2.3151 | 5.19% | 12.19% | 579.5807 | 1361.2434
|  | 0.005054 | 22.008 | 17.0708 | 4078457.075 | 211691.8544 | 497194.1628 | 4293112.7105 | 4293112.7105 | 0.058323 | 0.052311 | 0.012491 | 0.0095155 | 0.013109 | 0.021181 | 0.011738 | 0.019709 | 11.54 | 10.3504 | 2.4716 | 1.8828 | 2.5938 | 2.3226 | 5.19% | 12.19% | 579.5807 | 1361.2434
|  | 0.005054 | 22.008 | 17.0708 | 4078457.075 | 211691.8544 | 497194.1628 | 4293112.7105 | 4293112.7105 | 0.058323 | 0.052311 | 0.012491 | 0.0095155 | 0.013109 | 0.021181 | 0.011595 | 0.019439 | 11.54 | 10.3504 | 2.4716 | 1.8828 | 2.5938 | 2.2942 | 5.19% | 12.19% | 579.5807 | 1361.2434
|  | 0.005054 | 22.008 | 17.0708 | 4078457.075 | 211691.8544 | 497194.1628 | 4293112.7105 | 4293112.7105 | 0.058323 | 0.052311 | 0.012491 | 0.0095155 | 0.013109 | 0.021181 | 0.011617 | 0.01948 | 11.54 | 10.3504 | 2.4716 | 1.8828 | 2.5938 | 2.2985 | 5.19% | 12.19% | 579.5807 | 1361.2434
|  | 0.005054 | 22.008 | 17.0708 | 4078457.075 | 211691.8544 | 497194.1628 | 4293112.7105 | 4293112.7105 | 0.058323 | 0.052311 | 0.012491 | 0.0095155 | 0.013109 | 0.021181 | 0.011799 | 0.019824 | 11.54 | 10.3504 | 2.4716 | 1.8828 | 2.5938 | 2.3346 | 5.19% | 12.19% | 579.5807 | 1361.2434
|  | 0.005054 | 22.008 | 17.0708 | 4078457.075 | 211691.8544 | 497194.1628 | 4293112.7105 | 4293112.7105 | 0.058323 | 0.052311 | 0.012491 | 0.0095155 | 0.013109 | 0.021181 | 0.011731 | 0.019695 | 11.54 | 10.3504 | 2.4716 | 1.8828 | 2.5938 | 2.321 | 5.19% | 12.19% | 579.5807 | 1361.2434
|  | 0.005054 | 22.008 | 17.0708 | 4078457.075 | 211691.8544 | 497194.1628 | 4293112.7105 | 4293112.7105 | 0.058323 | 0.052311 | 0.012491 | 0.0095155 | 0.013109 | 0.021181 | 0.011797 | 0.01982 | 11.54 | 10.3504 | 2.4716 | 1.8828 | 2.5938 | 2.3342 | 5.19% | 12.19% | 579.5807 | 1361.2434
|  | 0.005054 | 22.008 | 17.0708 | 4078457.075 | 211691.8544 | 497194.1628 | 4293112.7105 | 4293112.7105 | 0.058323 | 0.052311 | 0.012491 | 0.0095155 | 0.013109 | 0.021181 | 0.011573 | 0.019398 | 11.54 | 10.3504 | 2.4716 | 1.8828 | 2.5938 | 2.2899 | 5.19% | 12.19% | 579.5807 | 1361.2434
|  | 0.007758 | 31.2992 | 28.999 | 4078457.075 | 301062.5994 | 844607.9579 | 4293112.7105 | 4293112.7105 | 0.047767 | 0.043099 | 0.0098388 | 0.006873 | 0.010679 | 0.018766 | 0.008861 | 0.016819 | 6.1572 | 5.5555 | 1.2682 | 0.88593 | 1.3765 | 1.1422 | 7.382% | 20.71% | 824.2645 | 2312.4106 |  | 0.007758
|  | 0.007758 | 30.4356 | 28.999 | 4078457.075 | 292755.7526 | 844607.9579 | 4293112.7105 | 4293112.7105 | 0.048296 | 0.043432 | 0.0098388 | 0.006873 | 0.010679 | 0.018766 | 0.0086411 | 0.016405 | 6.2253 | 5.5984 | 1.2682 | 0.88593 | 1.3765 | 1.1138 | 7.178% | 20.71% | 801.5216 | 2312.4106 |  | 0.007758
|  | 0.007758 | 31.2992 | 28.999 | 4078457.075 | 301062.5994 | 844607.9579 | 4293112.7105 | 4293112.7105 | 0.047767 | 0.043099 | 0.0098388 | 0.006873 | 0.010679 | 0.018766 | 0.0085523 | 0.016237 | 6.1572 | 5.5555 | 1.2682 | 0.88593 | 1.3765 | 1.1024 | 7.382% | 20.71% | 824.2645 | 2312.4106 |  | 0.007758
|  | 0.007758 | 30.9843 | 28.999 | 4078457.075 | 298033.6207 | 844607.9579 | 4293112.7105 | 4293112.7105 | 0.047957 | 0.043219 | 0.0098388 | 0.006873 | 0.010679 | 0.018766 | 0.0088715 | 0.016839 | 6.1816 | 5.5708 | 1.2682 | 0.88593 | 1.3765 | 1.1435 | 7.308% | 20.71% | 815.9716 | 2312.4106 |  | 0.007758
|  | 0.007758 | 30.945 | 26.0224 | 4078457.075 | 297655.5995 | 757913.2427 | 4293112.7105 | 4293112.7105 | 0.04798 | 0.04349 | 0.0098388 | 0.006873 | 0.010679 | 0.018766 | 0.008935 | 0.016959 | 6.1846 | 5.6058 | 1.2682 | 0.88593 | 1.3765 | 1.1517 | 7.298% | 18.58% | 814.9366 | 2075.0534 |  | 0.007758
|  | 0.007758 | 30.748 | 26.0224 | 4078457.075 | 295760.6842 | 757913.2427 | 4293112.7105 | 4293112.7105 | 0.048101 | 0.043566 | 0.0098388 | 0.006873 | 0.010679 | 0.018766 | 0.0089792 | 0.017042 | 6.2002 | 5.6156 | 1.2682 | 0.88593 | 1.3765 | 1.1574 | 7.252% | 18.58% | 809.7486 | 2075.0534 |  | 0.007758
|  | 0.007758 | 31.2993 | 26.0224 | 4078457.075 | 301063.5613 | 757913.2427 | 4293112.7105 | 4293112.7105 | 0.04777 | 0.043358 | 0.0098496 | 0.006886 | 0.010736 | 0.018827 | 0.0087844 | 0.016704 | 6.1575 | 5.5888 | 1.2696 | 0.88759 | 1.3839 | 1.1323 | 7.382% | 18.58% | 824.2671 | 2075.0534 |  | 0.007758
|  | 0.007758 | 31.1023 | 26.0224 | 4078457.075 | 299168.6461 | 757913.2427 | 4293112.7105 | 4293112.7105 | 0.047885 | 0.04343 | 0.0098388 | 0.006873 | 0.010679 | 0.018766 | 0.008878 | 0.016851 | 6.1724 | 5.5981 | 1.2682 | 0.88593 | 1.3765 | 1.1444 | 7.335% | 18.58% | 819.0791 | 2075.0534 |  | 0.007758
|  | 0.007758 | 31.1811 | 26.0224 | 4078457.075 | 299926.6122 | 757913.2427 | 4293112.7105 | 4293112.7105 | 0.04784 | 0.043403 | 0.0098496 | 0.006886 | 0.010736 | 0.018827 | 0.0089677 | 0.01705 | 6.1666 | 5.5946 | 1.2696 | 0.88759 | 1.3839 | 1.1559 | 7.354% | 18.58% | 821.1543 | 2075.0534 |  | 0.007758
|  | 0.007758 | 31.496 | 26.0224 | 4078457.075 | 302955.5909 | 757913.2427 | 4293112.7105 | 4293112.7105 | 0.047653 | 0.043285 | 0.0098496 | 0.006886 | 0.010736 | 0.018827 | 0.0089608 | 0.017037 | 6.1425 | 5.5794 | 1.2696 | 0.88759 | 1.3839 | 1.155 | 7.428% | 18.58% | 829.4472 | 2075.0534 |  | 0.007758
|  | 0.007758 | 30.5512 | 28.999 | 4078457.075 | 293867.6927 | 844607.9579 | 4293112.7105 | 4293112.7105 | 0.048223 | 0.043387 | 0.0098388 | 0.006873 | 0.010679 | 0.018766 | 0.0088943 | 0.016882 | 6.216 | 5.5925 | 1.2682 | 0.88593 | 1.3765 | 1.1465 | 7.205% | 20.71% | 804.5659 | 2312.4106 |  | 0.007758
|  | 0.007758 | 30.3543 | 29.7068 | 4078457.075 | 291973.7393 | 865222.9278 | 4293112.7105 | 4293112.7105 | 0.048347 | 0.043411 | 0.0098388 | 0.006873 | 0.010679 | 0.018766 | 0.0087934 | 0.016692 | 6.2319 | 5.5957 | 1.2682 | 0.88593 | 1.3765 | 1.1335 | 7.159% | 21.21% | 799.3805 | 2368.8513 |  | 0.007758
|  | 0.007758 | 30.2758 | 29.7068 | 4078457.075 | 291218.6589 | 865222.9278 | 4293112.7105 | 4293112.7105 | 0.048397 | 0.043443 | 0.0098388 | 0.006873 | 0.010679 | 0.018766 | 0.0088125 | 0.016728 | 6.2383 | 5.5997 | 1.2682 | 0.88593 | 1.3765 | 1.1359 | 7.14% | 21.21% | 797.3132 | 2368.8513 |  | 0.007758
|  | 0.007758 | 30.1574 | 29.7068 | 4078457.075 | 290079.7859 | 865222.9278 | 4293112.7105 | 4293112.7105 | 0.048473 | 0.04349 | 0.0098388 | 0.006873 | 0.010679 | 0.018766 | 0.0089891 | 0.017061 | 6.2481 | 5.6059 | 1.2682 | 0.88593 | 1.3765 | 1.1587 | 7.112% | 21.21% | 794.1952 | 2368.8513 |  | 0.007758
|  | 0.007758 | 30.5511 | 26.0224 | 4078457.075 | 293866.7308 | 757913.2427 | 4293112.7105 | 4293112.7105 | 0.048223 | 0.043643 | 0.0098388 | 0.006873 | 0.010679 | 0.018766 | 0.0087383 | 0.016588 | 6.216 | 5.6256 | 1.2682 | 0.88593 | 1.3765 | 1.1264 | 7.205% | 18.58% | 804.5633 | 2075.0534 |  | 0.007758
|  | 0.007758 | 30.7874 | 26.0224 | 4078457.075 | 296139.6673 | 757913.2427 | 4293112.7105 | 4293112.7105 | 0.048077 | 0.043551 | 0.0098388 | 0.006873 | 0.010679 | 0.018766 | 0.0089429 | 0.016974 | 6.1971 | 5.6137 | 1.2682 | 0.88593 | 1.3765 | 1.1527 | 7.261% | 18.58% | 810.7862 | 2075.0534 |  | 0.007758
|  | 0.007758 | 30.4722 | 26.0224 | 4078457.075 | 293107.8028 | 757913.2427 | 4293112.7105 | 4293112.7105 | 0.048273 | 0.043674 | 0.0098388 | 0.006873 | 0.010679 | 0.018766 | 0.0089673 | 0.01702 | 6.2223 | 5.6296 | 1.2682 | 0.88593 | 1.3765 | 1.1559 | 7.187% | 18.58% | 802.4854 | 2075.0534 |  | 0.007758
|  | 0.007758 | 30.0395 | 29.7068 | 4078457.075 | 288945.7224 | 865222.9278 | 4293112.7105 | 4293112.7105 | 0.048548 | 0.043538 | 0.0098388 | 0.006873 | 0.010679 | 0.018766 | 0.0088826 | 0.01686 | 6.2579 | 5.612 | 1.2682 | 0.88593 | 1.3765 | 1.145 | 7.085% | 21.21% | 791.0903 | 2368.8513 |  | 0.007758
|  | 0.007758 | 30.4331 | 29.7068 | 4078457.075 | 292731.7054 | 865222.9278 | 4293112.7105 | 4293112.7105 | 0.048297 | 0.04338 | 0.0098388 | 0.006873 | 0.010679 | 0.018766 | 0.0089029 | 0.016898 | 6.2255 | 5.5916 | 1.2682 | 0.88593 | 1.3765 | 1.1476 | 7.178% | 21.21% | 801.4557 | 2368.8513 |  | 0.007758
|  | 0.007758 | 31.2994 | 26.0224 | 4078457.075 | 301064.5232 | 757913.2427 | 4293112.7105 | 4293112.7105 | 0.047767 | 0.043356 | 0.0098388 | 0.006873 | 0.010679 | 0.018766 | 0.0089147 | 0.016921 | 6.1571 | 5.5885 | 1.2682 | 0.88593 | 1.3765 | 1.1491 | 7.382% | 18.58% | 824.2697 | 2075.0534 |  | 0.007758
|  | 0.007758 | 30.2757 | 26.6349 | 4078457.075 | 291217.697 | 775752.5604 | 4293112.7105 | 4293112.7105 | 0.048397 | 0.043695 | 0.0098388 | 0.006873 | 0.010679 | 0.018766 | 0.008707 | 0.016529 | 6.2383 | 5.6323 | 1.2682 | 0.88593 | 1.3765 | 1.1223 | 7.14% | 19.02% | 797.3106 | 2123.8948 |  | 0.007758
|  | 0.007758 | 31.2994 | 26.0224 | 4078457.075 | 301064.5232 | 757913.2427 | 4293112.7105 | 4293112.7105 | 0.047767 | 0.043356 | 0.0098388 | 0.006873 | 0.010679 | 0.018766 | 0.008949 | 0.016985 | 6.1571 | 5.5885 | 1.2682 | 0.88593 | 1.3765 | 1.1535 | 7.382% | 18.58% | 824.2697 | 2075.0534 |  | 0.007758
|  | 0.007758 | 30.4356 | 28.999 | 4078457.075 | 292755.7526 | 844607.9579 | 4293112.7105 | 4293112.7105 | 0.048296 | 0.043432 | 0.0098388 | 0.006873 | 0.010679 | 0.018766 | 0.0088542 | 0.016807 | 6.2253 | 5.5984 | 1.2682 | 0.88593 | 1.3765 | 1.1413 | 7.178% | 20.71% | 801.5216 | 2312.4106 |  | 0.007758
|  | 0.007758 | 30.9844 | 26.0224 | 4078457.075 | 298034.5825 | 757913.2427 | 4293112.7105 | 4293112.7105 | 0.047957 | 0.043475 | 0.0098388 | 0.006873 | 0.010679 | 0.018766 | 0.0088184 | 0.016739 | 6.1816 | 5.6039 | 1.2682 | 0.88593 | 1.3765 | 1.1367 | 7.308% | 18.58% | 815.9742 | 2075.0534 |  | 0.007758
|  | 0.007758 | 30.4332 | 28.999 | 4078457.075 | 292732.6673 | 844607.9579 | 4293112.7105 | 4293112.7105 | 0.048297 | 0.043433 | 0.0098388 | 0.006873 | 0.010679 | 0.018766 | 0.0087891 | 0.016684 | 6.2255 | 5.5985 | 1.2682 | 0.88593 | 1.3765 | 1.1329 | 7.178% | 20.71% | 801.4584 | 2312.4106 |  | 0.007758
|  | 0.007758 | 30.7875 | 26.0224 | 4078457.075 | 296140.6292 | 757913.2427 | 4293112.7105 | 4293112.7105 | 0.048077 | 0.043551 | 0.0098388 | 0.006873 | 0.010679 | 0.018766 | 0.0089899 | 0.017062 | 6.1971 | 5.6137 | 1.2682 | 0.88593 | 1.3765 | 1.1588 | 7.261% | 18.58% | 810.7889 | 2075.0534 |  | 0.007758
|  | 0.007758 | 30.3543 | 29.7068 | 4078457.075 | 291973.7393 | 865222.9278 | 4293112.7105 | 4293112.7105 | 0.048347 | 0.043411 | 0.0098388 | 0.006873 | 0.010679 | 0.018766 | 0.0089812 | 0.017046 | 6.2319 | 5.5957 | 1.2682 | 0.88593 | 1.3765 | 1.1577 | 7.159% | 21.21% | 799.3805 | 2368.8513 |  | 0.007758
|  | 0.007758 | 31.2994 | 26.0224 | 4078457.075 | 301064.5232 | 757913.2427 | 4293112.7105 | 4293112.7105 | 0.047767 | 0.043356 | 0.0098388 | 0.006873 | 0.010679 | 0.018766 | 0.0089825 | 0.017048 | 6.1571 | 5.5885 | 1.2682 | 0.88593 | 1.3765 | 1.1578 | 7.382% | 18.58% | 824.2697 | 2075.0534 |  | 0.007758
|  | 0.007758 | 30.4725 | 28.999 | 4078457.075 | 293110.6885 | 844607.9579 | 4293112.7105 | 4293112.7105 | 0.048273 | 0.043418 | 0.0098388 | 0.006873 | 0.010679 | 0.018766 | 0.0086985 | 0.016513 | 6.2223 | 5.5965 | 1.2682 | 0.88593 | 1.3765 | 1.1212 | 7.187% | 20.71% | 802.4933 | 2312.4106 |  | 0.007758
|  | 0.007758 | 30.1969 | 29.7068 | 4078457.075 | 290459.7309 | 865222.9278 | 4293112.7105 | 4293112.7105 | 0.048447 | 0.043474 | 0.0098388 | 0.006873 | 0.010679 | 0.018766 | 0.0089828 | 0.017049 | 6.2448 | 5.6038 | 1.2682 | 0.88593 | 1.3765 | 1.1579 | 7.122% | 21.21% | 795.2354 | 2368.8513 |  | 0.007758
|  | 0.004138 | 24.4488 | 12.4775 | 4078457.075 | 235169.566 | 363412.3865 | 4293112.7105 | 4293112.7105 | 0.056598 | 0.052961 | 0.013422 | 0.01045 | 0.014106 | 0.022182 | 0.012236 | 0.019878 | 13.6777 | 12.7987 | 3.2437 | 2.5253 | 3.4088 | 2.957 | 5.766% | 8.911% | 643.8592 | 994.9689
|  | 0.004138 | 24.3701 | 12.4775 | 4078457.075 | 234412.5618 | 363412.3865 | 4293112.7105 | 4293112.7105 | 0.056675 | 0.053009 | 0.013422 | 0.010449 | 0.014102 | 0.022178 | 0.012696 | 0.020742 | 13.6962 | 12.8104 | 3.2435 | 2.5251 | 3.4079 | 3.068 | 5.748% | 8.911% | 641.7866 | 994.9689
|  | 0.004138 | 24.3307 | 12.4775 | 4078457.075 | 234033.5788 | 363412.3865 | 4293112.7105 | 4293112.7105 | 0.056711 | 0.053031 | 0.013411 | 0.010436 | 0.014044 | 0.022117 | 0.012446 | 0.020242 | 13.705 | 12.8157 | 3.2409 | 2.522 | 3.394 | 3.0076 | 5.738% | 8.911% | 640.749 | 994.9689
|  | 0.004138 | 24.3307 | 12.4775 | 4078457.075 | 234033.5788 | 363412.3865 | 4293112.7105 | 4293112.7105 | 0.056711 | 0.053031 | 0.013411 | 0.010436 | 0.014044 | 0.022117 | 0.01266 | 0.020646 | 13.705 | 12.8157 | 3.2409 | 2.522 | 3.394 | 3.0594 | 5.738% | 8.911% | 640.749 | 994.9689
|  | 0.0073615 | 26.6141 | 16.0416 | 4078457.075 | 255997.282 | 467218.284 | 4293112.7105 | 4293112.7105 | 0.051433 | 0.04736 | 0.010191 | 0.0072162 | 0.010838 | 0.018912 | 0.0094294 | 0.017418 | 6.9867 | 6.4334 | 1.3843 | 0.98026 | 1.4723 | 1.2809 | 6.277% | 11.46% | 700.8824 | 1279.1739 |  | 0.0073615
|  | 0.004891 | 26.496 | 12.4775 | 4078457.075 | 254861.2947 | 363412.3865 | 4293112.7105 | 4293112.7105 | 0.054003 | 0.051047 | 0.012669 | 0.0096957 | 0.013349 | 0.021425 | 0.011857 | 0.019829 | 11.0412 | 10.4369 | 2.5902 | 1.9824 | 2.7292 | 2.4243 | 6.249% | 8.911% | 697.7722 | 994.9689
|  | 0.004891 | 26.4173 | 12.4775 | 4078457.075 | 254104.2905 | 363412.3865 | 4293112.7105 | 4293112.7105 | 0.054068 | 0.051088 | 0.012669 | 0.0096957 | 0.013349 | 0.021425 | 0.01185 | 0.019815 | 11.0546 | 10.4454 | 2.5902 | 1.9824 | 2.7292 | 2.4228 | 6.23% | 8.911% | 695.6996 | 994.9689
|  | 0.0089755 | 25.5119 | 16.3765 | 4078457.075 | 245395.3753 | 476972.386 | 4293112.7105 | 4293112.7105 | 0.050767 | 0.046261 | 0.0085853 | 0.0056125 | 0.00927 | 0.017346 | 0.0078337 | 0.015862 | 5.6562 | 5.1542 | 0.95653 | 0.62532 | 1.0328 | 0.87279 | 6.017% | 11.69% | 671.8559 | 1305.8792 | 0.0089755 | 0.0089755
|  | 0.0089755 | 25.5119 | 16.3765 | 4078457.075 | 245395.3753 | 476972.386 | 4293112.7105 | 4293112.7105 | 0.050773 | 0.046267 | 0.0086112 | 0.0056435 | 0.0094077 | 0.017492 | 0.0076207 | 0.015531 | 5.6569 | 5.1549 | 0.95941 | 0.62877 | 1.0482 | 0.84906 | 6.017% | 11.69% | 671.8559 | 1305.8792 | 0.0089755 | 0.0089755
|  | 0.004891 | 26.4172 | 12.4775 | 4078457.075 | 254103.3286 | 363412.3865 | 4293112.7105 | 4293112.7105 | 0.054068 | 0.051088 | 0.012669 | 0.0096957 | 0.013349 | 0.021425 | 0.011852 | 0.019818 | 11.0546 | 10.4454 | 2.5902 | 1.9824 | 2.7292 | 2.4232 | 6.23% | 8.911% | 695.697 | 994.9689
|  | 0.004891 | 26.4172 | 12.4775 | 4078457.075 | 254103.3286 | 363412.3865 | 4293112.7105 | 4293112.7105 | 0.054065 | 0.051085 | 0.012657 | 0.0096813 | 0.013285 | 0.021357 | 0.011794 | 0.019677 | 11.0541 | 10.4448 | 2.5878 | 1.9794 | 2.7161 | 2.4115 | 6.23% | 8.911% | 695.697 | 994.9689
|  | 0.004891 | 26.5748 | 17.2231 | 4078457.075 | 255619.2608 | 501629.9638 | 4293112.7105 | 4293112.7105 | 0.053937 | 0.049575 | 0.012669 | 0.0096957 | 0.013349 | 0.021425 | 0.01196 | 0.020023 | 11.0279 | 10.136 | 2.5902 | 1.9824 | 2.7292 | 2.4454 | 6.268% | 12.3% | 699.8474 | 1373.388
|  | 0.004891 | 26.8111 | 12.4775 | 4078457.075 | 257892.1972 | 363412.3865 | 4293112.7105 | 4293112.7105 | 0.053744 | 0.050884 | 0.012669 | 0.0096957 | 0.013349 | 0.021425 | 0.011931 | 0.019968 | 10.9884 | 10.4036 | 2.5902 | 1.9824 | 2.7292 | 2.4394 | 6.323% | 8.911% | 706.0704 | 994.9689
|  | 0.0073615 | 26.6535 | 16.0416 | 4078457.075 | 256376.265 | 467218.284 | 4293112.7105 | 4293112.7105 | 0.051414 | 0.047353 | 0.010249 | 0.0072863 | 0.01115 | 0.019242 | 0.0093259 | 0.017383 | 6.9842 | 6.4325 | 1.3923 | 0.98979 | 1.5146 | 1.2669 | 6.286% | 11.46% | 701.92 | 1279.1739 |  | 0.0073615
|  | 0.006356 | 28.0709 | 17.2231 | 4078457.075 | 270010.0361 | 501629.9638 | 4293112.7105 | 4293112.7105 | 0.0513 | 0.04737 | 0.011189 | 0.0082131 | 0.011805 | 0.019877 | 0.010298 | 0.018147 | 8.0711 | 7.4528 | 1.7604 | 1.2922 | 1.8574 | 1.6203 | 6.62% | 12.3% | 739.2472 | 1373.388
|  | 0.006356 | 27.9922 | 17.2231 | 4078457.075 | 269253.0319 | 501629.9638 | 4293112.7105 | 4293112.7105 | 0.051358 | 0.047407 | 0.011189 | 0.0082131 | 0.011805 | 0.019877 | 0.010456 | 0.018443 | 8.0803 | 7.4586 | 1.7604 | 1.2922 | 1.8574 | 1.645 | 6.602% | 12.3% | 737.1746 | 1373.388
|  | 0.006356 | 28.189 | 17.2231 | 4078457.075 | 271146.0234 | 501629.9638 | 4293112.7105 | 4293112.7105 | 0.051213 | 0.047315 | 0.011189 | 0.0082131 | 0.011805 | 0.019877 | 0.01038 | 0.018301 | 8.0574 | 7.4441 | 1.7604 | 1.2922 | 1.8574 | 1.6331 | 6.648% | 12.3% | 742.3574 | 1373.388
|  | 0.006356 | 28.2678 | 17.3876 | 4078457.075 | 271903.9895 | 506421.0948 | 4293112.7105 | 4293112.7105 | 0.051155 | 0.047243 | 0.011189 | 0.0082131 | 0.011805 | 0.019877 | 0.010496 | 0.018519 | 8.0483 | 7.4328 | 1.7604 | 1.2922 | 1.8574 | 1.6514 | 6.667% | 12.42% | 744.4326 | 1386.5054
|  | 0.006356 | 28.2677 | 17.2231 | 4078457.075 | 271903.0276 | 501629.9638 | 4293112.7105 | 4293112.7105 | 0.051155 | 0.047279 | 0.011189 | 0.0082131 | 0.011805 | 0.019877 | 0.010361 | 0.018265 | 8.0483 | 7.4384 | 1.7604 | 1.2922 | 1.8574 | 1.6301 | 6.667% | 12.3% | 744.4299 | 1373.388
|  | 0.006356 | 26.496 | 17.2231 | 4078457.075 | 254861.2947 | 501629.9638 | 4293112.7105 | 4293112.7105 | 0.052534 | 0.048148 | 0.011189 | 0.0082131 | 0.011805 | 0.019877 | 0.010466 | 0.018463 | 8.2653 | 7.5752 | 1.7604 | 1.2922 | 1.8574 | 1.6466 | 6.249% | 12.3% | 697.7722 | 1373.388
|  | 0.006356 | 28.8974 | 17.3876 | 4078457.075 | 277960.0233 | 506421.0948 | 4293112.7105 | 4293112.7105 | 0.050706 | 0.04696 | 0.011189 | 0.0082131 | 0.011805 | 0.019877 | 0.01022 | 0.017998 | 7.9776 | 7.3883 | 1.7604 | 1.2922 | 1.8574 | 1.6079 | 6.815% | 12.42% | 761.0131 | 1386.5054
|  | 0.006356 | 28.5826 | 17.2231 | 4078457.075 | 274932.0064 | 501629.9638 | 4293112.7105 | 4293112.7105 | 0.050928 | 0.047135 | 0.011189 | 0.0082131 | 0.011805 | 0.019877 | 0.010443 | 0.018419 | 8.0126 | 7.4159 | 1.7604 | 1.2922 | 1.8574 | 1.643 | 6.741% | 12.3% | 752.7228 | 1373.388
|  | 0.006356 | 28.2283 | 17.2231 | 4078457.075 | 271524.0446 | 501629.9638 | 4293112.7105 | 4293112.7105 | 0.051184 | 0.047297 | 0.011189 | 0.0082131 | 0.011805 | 0.019877 | 0.010044 | 0.017665 | 8.0528 | 7.4413 | 1.7604 | 1.2922 | 1.8574 | 1.5802 | 6.658% | 12.3% | 743.3923 | 1373.388
|  | 0.006356 | 28.3464 | 17.2231 | 4078457.075 | 272660.0318 | 501629.9638 | 4293112.7105 | 4293112.7105 | 0.051098 | 0.047243 | 0.011189 | 0.0082131 | 0.011805 | 0.019877 | 0.010511 | 0.018547 | 8.0393 | 7.4328 | 1.7604 | 1.2922 | 1.8574 | 1.6537 | 6.685% | 12.3% | 746.5025 | 1373.388
|  | 0.006356 | 28.3464 | 17.2231 | 4078457.075 | 272660.0318 | 501629.9638 | 4293112.7105 | 4293112.7105 | 0.051098 | 0.047243 | 0.011189 | 0.0082131 | 0.011805 | 0.019877 | 0.010487 | 0.018502 | 8.0393 | 7.4328 | 1.7604 | 1.2922 | 1.8574 | 1.6499 | 6.685% | 12.3% | 746.5025 | 1373.388
|  | 0.006356 | 28.5826 | 17.2231 | 4078457.075 | 274932.0064 | 501629.9638 | 4293112.7105 | 4293112.7105 | 0.050928 | 0.047135 | 0.011189 | 0.0082131 | 0.011805 | 0.019877 | 0.010406 | 0.018349 | 8.0126 | 7.4159 | 1.7604 | 1.2922 | 1.8574 | 1.6371 | 6.741% | 12.3% | 752.7228 | 1373.388
|  | 0.006356 | 28.7794 | 17.3876 | 4078457.075 | 276824.9979 | 506421.0948 | 4293112.7105 | 4293112.7105 | 0.050788 | 0.047012 | 0.011189 | 0.0082131 | 0.011805 | 0.019877 | 0.0099885 | 0.017561 | 7.9906 | 7.3965 | 1.7604 | 1.2922 | 1.8574 | 1.5715 | 6.787% | 12.42% | 757.9055 | 1386.5054
|  | 0.006356 | 28.4645 | 17.2231 | 4078457.075 | 273796.0191 | 501629.9638 | 4293112.7105 | 4293112.7105 | 0.051012 | 0.047189 | 0.011189 | 0.0082131 | 0.011805 | 0.019877 | 0.010528 | 0.01858 | 8.0259 | 7.4243 | 1.7604 | 1.2922 | 1.8574 | 1.6565 | 6.713% | 12.3% | 749.6126 | 1373.388
|  | 0.006356 | 26.5747 | 17.2231 | 4078457.075 | 255618.2989 | 501629.9638 | 4293112.7105 | 4293112.7105 | 0.052471 | 0.048108 | 0.011196 | 0.0082217 | 0.011844 | 0.019917 | 0.010458 | 0.018467 | 8.2553 | 7.569 | 1.7615 | 1.2935 | 1.8634 | 1.6454 | 6.268% | 12.3% | 699.8448 | 1373.388
|  | 0.006356 | 26.3384 | 17.2231 | 4078457.075 | 253345.3625 | 501629.9638 | 4293112.7105 | 4293112.7105 | 0.052666 | 0.048231 | 0.011189 | 0.0082131 | 0.011805 | 0.019877 | 0.010563 | 0.018645 | 8.286 | 7.5882 | 1.7604 | 1.2922 | 1.8574 | 1.6618 | 6.212% | 12.3% | 693.6218 | 1373.388
|  | 0.006356 | 25.8662 | 17.3876 | 4078457.075 | 248803.3371 | 506421.0948 | 4293112.7105 | 4293112.7105 | 0.053071 | 0.048451 | 0.011195 | 0.0082206 | 0.011839 | 0.019912 | 0.010543 | 0.018625 | 8.3498 | 7.6229 | 1.7614 | 1.2934 | 1.8626 | 1.6587 | 6.1% | 12.42% | 681.1864 | 1386.5054
|  | 0.006356 | 26.6141 | 17.2231 | 4078457.075 | 255997.282 | 501629.9638 | 4293112.7105 | 4293112.7105 | 0.052437 | 0.048086 | 0.011189 | 0.0082131 | 0.011805 | 0.019877 | 0.010559 | 0.018638 | 8.2499 | 7.5655 | 1.7604 | 1.2922 | 1.8574 | 1.6613 | 6.277% | 12.3% | 700.8824 | 1373.388
|  | 0.006356 | 27.9922 | 17.2231 | 4078457.075 | 269253.0319 | 501629.9638 | 4293112.7105 | 4293112.7105 | 0.051358 | 0.047407 | 0.011189 | 0.0082131 | 0.011805 | 0.019877 | 0.010563 | 0.018645 | 8.0803 | 7.4586 | 1.7604 | 1.2922 | 1.8574 | 1.6619 | 6.602% | 12.3% | 737.1746 | 1373.388
|  | 0.006356 | 28.4645 | 17.2231 | 4078457.075 | 273796.0191 | 501629.9638 | 4293112.7105 | 4293112.7105 | 0.051012 | 0.047189 | 0.011189 | 0.0082131 | 0.011805 | 0.019877 | 0.010438 | 0.018409 | 8.0259 | 7.4243 | 1.7604 | 1.2922 | 1.8574 | 1.6422 | 6.713% | 12.3% | 749.6126 | 1373.388
|  | 0.006356 | 28.3858 | 17.2231 | 4078457.075 | 273039.0149 | 501629.9638 | 4293112.7105 | 4293112.7105 | 0.051069 | 0.047225 | 0.011189 | 0.0082131 | 0.011805 | 0.019877 | 0.010394 | 0.018327 | 8.0348 | 7.4299 | 1.7604 | 1.2922 | 1.8574 | 1.6353 | 6.695% | 12.3% | 747.5401 | 1373.388
|  | 0.006356 | 28.5432 | 16.0416 | 4078457.075 | 274553.0233 | 467218.284 | 4293112.7105 | 4293112.7105 | 0.050956 | 0.04743 | 0.011189 | 0.0082131 | 0.011805 | 0.019877 | 0.010247 | 0.018049 | 8.017 | 7.4623 | 1.7604 | 1.2922 | 1.8574 | 1.6121 | 6.732% | 11.46% | 751.6852 | 1279.1739
|  | 0.006356 | 28.1891 | 16.7013 | 4078457.075 | 271146.9853 | 486432.3214 | 4293112.7105 | 4293112.7105 | 0.051213 | 0.047433 | 0.011189 | 0.0082131 | 0.011805 | 0.019877 | 0.010468 | 0.018466 | 8.0574 | 7.4626 | 1.7604 | 1.2922 | 1.8574 | 1.6469 | 6.648% | 11.93% | 742.36 | 1331.7791
|  | 0.006356 | 26.7323 | 17.2231 | 4078457.075 | 257134.2311 | 501629.9638 | 4293112.7105 | 4293112.7105 | 0.05234 | 0.048026 | 0.011192 | 0.0082163 | 0.01182 | 0.019892 | 0.010347 | 0.018245 | 8.2348 | 7.556 | 1.7608 | 1.2927 | 1.8596 | 1.6279 | 6.305% | 12.3% | 703.9952 | 1373.388
|  | 0.006356 | 26.4173 | 17.2231 | 4078457.075 | 254104.2905 | 501629.9638 | 4293112.7105 | 4293112.7105 | 0.052601 | 0.048191 | 0.011196 | 0.0082217 | 0.011844 | 0.019917 | 0.010412 | 0.018381 | 8.2759 | 7.5819 | 1.7615 | 1.2935 | 1.8634 | 1.6382 | 6.23% | 12.3% | 695.6996 | 1373.388
|  | 0.006356 | 26.6536 | 17.2231 | 4078457.075 | 256377.2269 | 501629.9638 | 4293112.7105 | 4293112.7105 | 0.052406 | 0.048067 | 0.011196 | 0.0082217 | 0.011844 | 0.019917 | 0.010528 | 0.018598 | 8.2451 | 7.5625 | 1.7615 | 1.2935 | 1.8634 | 1.6563 | 6.286% | 12.3% | 701.9226 | 1373.388
|  | 0.006356 | 26.5353 | 17.2231 | 4078457.075 | 255239.3159 | 501629.9638 | 4293112.7105 | 4293112.7105 | 0.052503 | 0.048129 | 0.011196 | 0.0082217 | 0.011844 | 0.019917 | 0.010454 | 0.018459 | 8.2604 | 7.5722 | 1.7615 | 1.2935 | 1.8634 | 1.6447 | 6.258% | 12.3% | 698.8072 | 1373.388
|  | 0.006356 | 26.2597 | 17.2231 | 4078457.075 | 252588.3582 | 501629.9638 | 4293112.7105 | 4293112.7105 | 0.052731 | 0.048272 | 0.011186 | 0.008209 | 0.011787 | 0.019858 | 0.010448 | 0.01842 | 8.2963 | 7.5947 | 1.7599 | 1.2915 | 1.8545 | 1.6439 | 6.193% | 12.3% | 691.5492 | 1373.388
|  | 0.006356 | 28.622 | 17.2231 | 4078457.075 | 275310.9895 | 501629.9638 | 4293112.7105 | 4293112.7105 | 0.0509 | 0.047118 | 0.011189 | 0.0082131 | 0.011805 | 0.019877 | 0.010466 | 0.018462 | 8.0081 | 7.4131 | 1.7604 | 1.2922 | 1.8574 | 1.6466 | 6.75% | 12.3% | 753.7604 | 1373.388
|  | 0.006356 | 26.0628 | 16.1655 | 4078457.075 | 250694.4049 | 470826.9231 | 4293112.7105 | 4293112.7105 | 0.052899 | 0.048624 | 0.011186 | 0.008209 | 0.011787 | 0.019858 | 0.010448 | 0.018419 | 8.3227 | 7.65 | 1.7599 | 1.2915 | 1.8545 | 1.6438 | 6.147% | 11.54% | 686.3639 | 1289.0539
|  | 0.006356 | 28.5825 | 17.2231 | 4078457.075 | 274931.0445 | 501629.9638 | 4293112.7105 | 4293112.7105 | 0.050928 | 0.047136 | 0.011189 | 0.0082131 | 0.011805 | 0.019877 | 0.010437 | 0.018407 | 8.0126 | 7.4159 | 1.7604 | 1.2922 | 1.8574 | 1.642 | 6.741% | 12.3% | 752.7202 | 1373.388
|  | 0.006356 | 26.1022 | 16.1655 | 4078457.075 | 251073.3879 | 470826.9231 | 4293112.7105 | 4293112.7105 | 0.052865 | 0.048602 | 0.011186 | 0.008209 | 0.011787 | 0.019858 | 0.010548 | 0.018608 | 8.3174 | 7.6467 | 1.7599 | 1.2915 | 1.8545 | 1.6596 | 6.156% | 11.54% | 687.4015 | 1289.0539
|  | 0.006356 | 29.055 | 17.3876 | 4078457.075 | 279475.9555 | 506421.0948 | 4293112.7105 | 4293112.7105 | 0.050595 | 0.04689 | 0.011186 | 0.008209 | 0.011787 | 0.019858 | 0.010273 | 0.018089 | 7.9603 | 7.3773 | 1.7599 | 1.2915 | 1.8545 | 1.6162 | 6.852% | 12.42% | 765.1635 | 1386.5054
|  | 0.006356 | 27.0473 | 16.6018 | 4078457.075 | 260164.1718 | 483534.3424 | 4293112.7105 | 4293112.7105 | 0.052085 | 0.048005 | 0.011186 | 0.008209 | 0.011787 | 0.019858 | 0.01037 | 0.018271 | 8.1946 | 7.5527 | 1.7599 | 1.2915 | 1.8545 | 1.6315 | 6.379% | 11.86% | 712.2907 | 1323.8449
|  | 0.006356 | 27.126 | 16.6018 | 4078457.075 | 260921.176 | 483534.3424 | 4293112.7105 | 4293112.7105 | 0.052022 | 0.047965 | 0.011182 | 0.0082052 | 0.01177 | 0.019839 | 0.010414 | 0.018346 | 8.1847 | 7.5464 | 1.7593 | 1.2909 | 1.8518 | 1.6385 | 6.398% | 11.86% | 714.3632 | 1323.8449
|  | 0.006356 | 26.7323 | 16.1655 | 4078457.075 | 257134.2311 | 470826.9231 | 4293112.7105 | 4293112.7105 | 0.052339 | 0.048271 | 0.011186 | 0.008209 | 0.011787 | 0.019858 | 0.01036 | 0.018253 | 8.2346 | 7.5945 | 1.7599 | 1.2915 | 1.8545 | 1.6299 | 6.305% | 11.54% | 703.9952 | 1289.0539
|  | 0.006356 | 29.1338 | 16.6018 | 4078457.075 | 280233.9216 | 483534.3424 | 4293112.7105 | 4293112.7105 | 0.050541 | 0.047032 | 0.011186 | 0.008209 | 0.011787 | 0.019858 | 0.010308 | 0.018155 | 7.9517 | 7.3997 | 1.7599 | 1.2915 | 1.8545 | 1.6218 | 6.871% | 11.86% | 767.2387 | 1323.8449
|  | 0.006356 | 28.2678 | 17.3876 | 4078457.075 | 271903.9895 | 506421.0948 | 4293112.7105 | 4293112.7105 | 0.051155 | 0.047243 | 0.011189 | 0.0082131 | 0.011805 | 0.019877 | 0.010459 | 0.018449 | 8.0483 | 7.4328 | 1.7604 | 1.2922 | 1.8574 | 1.6455 | 6.667% | 12.42% | 744.4326 | 1386.5054
|  | 0.006356 | 27.9134 | 17.3876 | 4078457.075 | 268495.0658 | 506421.0948 | 4293112.7105 | 4293112.7105 | 0.051417 | 0.047408 | 0.011189 | 0.0082131 | 0.011805 | 0.019877 | 0.010241 | 0.018039 | 8.0895 | 7.4588 | 1.7604 | 1.2922 | 1.8574 | 1.6113 | 6.583% | 12.42% | 735.0994 | 1386.5054
|  | 0.006356 | 28.1496 | 17.3876 | 4078457.075 | 270767.0403 | 506421.0948 | 4293112.7105 | 4293112.7105 | 0.051243 | 0.047299 | 0.011195 | 0.0082206 | 0.011839 | 0.019912 | 0.010314 | 0.018194 | 8.0622 | 7.4416 | 1.7614 | 1.2934 | 1.8626 | 1.6228 | 6.639% | 12.42% | 741.3198 | 1386.5054
|  | 0.006356 | 28.4646 | 17.3876 | 4078457.075 | 273796.981 | 506421.0948 | 4293112.7105 | 4293112.7105 | 0.051012 | 0.047153 | 0.011189 | 0.0082131 | 0.011805 | 0.019877 | 0.010438 | 0.018411 | 8.0259 | 7.4187 | 1.7604 | 1.2922 | 1.8574 | 1.6423 | 6.713% | 12.42% | 749.6153 | 1386.5054
|  | 0.006356 | 28.9368 | 17.2231 | 4078457.075 | 278339.0063 | 501629.9638 | 4293112.7105 | 4293112.7105 | 0.050678 | 0.046978 | 0.011189 | 0.0082131 | 0.011805 | 0.019877 | 0.010489 | 0.018506 | 7.9733 | 7.3912 | 1.7604 | 1.2922 | 1.8574 | 1.6502 | 6.825% | 12.3% | 762.0507 | 1373.388
|  | 0.006356 | 28.5039 | 17.3876 | 4078457.075 | 274175.0022 | 506421.0948 | 4293112.7105 | 4293112.7105 | 0.050985 | 0.047136 | 0.011191 | 0.0082155 | 0.011816 | 0.019888 | 0.010492 | 0.018517 | 8.0215 | 7.416 | 1.7607 | 1.2926 | 1.859 | 1.6507 | 6.723% | 12.42% | 750.6502 | 1386.5054
|  | 0.006356 | 28.8582 | 17.3876 | 4078457.075 | 277582.964 | 506421.0948 | 4293112.7105 | 4293112.7105 | 0.050732 | 0.046976 | 0.011186 | 0.008209 | 0.011787 | 0.019858 | 0.010332 | 0.018201 | 7.9818 | 7.3909 | 1.7599 | 1.2915 | 1.8545 | 1.6256 | 6.806% | 12.42% | 759.9807 | 1386.5054
|  | 0.006356 | 28.9368 | 17.3876 | 4078457.075 | 278339.0063 | 506421.0948 | 4293112.7105 | 4293112.7105 | 0.050677 | 0.046942 | 0.011186 | 0.008209 | 0.011787 | 0.019858 | 0.010459 | 0.01844 | 7.9732 | 7.3854 | 1.7599 | 1.2915 | 1.8545 | 1.6455 | 6.825% | 12.42% | 762.0507 | 1386.5054
|  | 0.006356 | 26.4566 | 17.2231 | 4078457.075 | 254482.3116 | 501629.9638 | 4293112.7105 | 4293112.7105 | 0.052568 | 0.048169 | 0.011192 | 0.0082163 | 0.01182 | 0.019892 | 0.010501 | 0.018536 | 8.2706 | 7.5785 | 1.7608 | 1.2927 | 1.8596 | 1.6522 | 6.24% | 12.3% | 696.7346 | 1373.388
|  | 0.006356 | 28.4251 | 17.2231 | 4078457.075 | 273417.0361 | 501629.9638 | 4293112.7105 | 4293112.7105 | 0.051041 | 0.047207 | 0.011189 | 0.0082131 | 0.011805 | 0.019877 | 0.010493 | 0.018514 | 8.0303 | 7.4271 | 1.7604 | 1.2922 | 1.8574 | 1.651 | 6.704% | 12.3% | 748.575 | 1373.388
|  | 0.006356 | 28.7794 | 17.2231 | 4078457.075 | 276824.9979 | 501629.9638 | 4293112.7105 | 4293112.7105 | 0.050788 | 0.047048 | 0.011189 | 0.0082131 | 0.011805 | 0.019877 | 0.010286 | 0.018123 | 7.9906 | 7.4021 | 1.7604 | 1.2922 | 1.8574 | 1.6183 | 6.787% | 12.3% | 757.9055 | 1373.388
|  | 0.006356 | 26.4173 | 17.2231 | 4078457.075 | 254104.2905 | 501629.9638 | 4293112.7105 | 4293112.7105 | 0.0526 | 0.048189 | 0.011189 | 0.0082131 | 0.011805 | 0.019877 | 0.010452 | 0.018435 | 8.2756 | 7.5817 | 1.7604 | 1.2922 | 1.8574 | 1.6444 | 6.23% | 12.3% | 695.6996 | 1373.388
|  | 0.006356 | 26.0235 | 17.2231 | 4078457.075 | 250316.3837 | 501629.9638 | 4293112.7105 | 4293112.7105 | 0.052934 | 0.0484 | 0.011189 | 0.0082131 | 0.011805 | 0.019877 | 0.010512 | 0.018549 | 8.3282 | 7.6148 | 1.7604 | 1.2922 | 1.8574 | 1.6539 | 6.138% | 12.3% | 685.3289 | 1373.388
|  | 0.006356 | 26.2204 | 17.2231 | 4078457.075 | 252210.3371 | 501629.9638 | 4293112.7105 | 4293112.7105 | 0.052766 | 0.048293 | 0.011189 | 0.0082131 | 0.011805 | 0.019877 | 0.010393 | 0.018325 | 8.3017 | 7.5981 | 1.7604 | 1.2922 | 1.8574 | 1.6352 | 6.184% | 12.3% | 690.5143 | 1373.388
|  | 0.006356 | 28.5038 | 17.2231 | 4078457.075 | 274174.0403 | 501629.9638 | 4293112.7105 | 4293112.7105 | 0.050984 | 0.047171 | 0.011189 | 0.0082131 | 0.011805 | 0.019877 | 0.010219 | 0.017996 | 8.0214 | 7.4215 | 1.7604 | 1.2922 | 1.8574 | 1.6078 | 6.722% | 12.3% | 750.6476 | 1373.388
|  | 0.006356 | 26.2204 | 17.2231 | 4078457.075 | 252210.3371 | 501629.9638 | 4293112.7105 | 4293112.7105 | 0.052766 | 0.048293 | 0.011189 | 0.0082131 | 0.011805 | 0.019877 | 0.01052 | 0.018565 | 8.3017 | 7.5981 | 1.7604 | 1.2922 | 1.8574 | 1.6552 | 6.184% | 12.3% | 690.5143 | 1373.388
|  | 0.006356 | 26.3384 | 17.2231 | 4078457.075 | 253345.3625 | 501629.9638 | 4293112.7105 | 4293112.7105 | 0.052666 | 0.048231 | 0.011189 | 0.0082131 | 0.011805 | 0.019877 | 0.010093 | 0.017759 | 8.286 | 7.5882 | 1.7604 | 1.2922 | 1.8574 | 1.588 | 6.212% | 12.3% | 693.6218 | 1373.388
|  | 0.006356 | 26.4172 | 17.2231 | 4078457.075 | 254103.3286 | 501629.9638 | 4293112.7105 | 4293112.7105 | 0.052602 | 0.048191 | 0.011196 | 0.0082217 | 0.011844 | 0.019917 | 0.010235 | 0.018046 | 8.2759 | 7.5819 | 1.7615 | 1.2935 | 1.8634 | 1.6102 | 6.23% | 12.3% | 695.697 | 1373.388
|  | 0.006356 | 28.3465 | 17.3876 | 4078457.075 | 272660.9937 | 506421.0948 | 4293112.7105 | 4293112.7105 | 0.051098 | 0.047207 | 0.011189 | 0.0082131 | 0.011805 | 0.019877 | 0.010401 | 0.01834 | 8.0393 | 7.4271 | 1.7604 | 1.2922 | 1.8574 | 1.6364 | 6.685% | 12.42% | 746.5051 | 1386.5054
|  | 0.006356 | 28.7794 | 17.2231 | 4078457.075 | 276824.9979 | 501629.9638 | 4293112.7105 | 4293112.7105 | 0.050788 | 0.047048 | 0.011189 | 0.0082131 | 0.011805 | 0.019877 | 0.010495 | 0.018517 | 7.9906 | 7.4021 | 1.7604 | 1.2922 | 1.8574 | 1.6512 | 6.787% | 12.3% | 757.9055 | 1373.388
|  | 0.006356 | 27.9922 | 17.2231 | 4078457.075 | 269253.0319 | 501629.9638 | 4293112.7105 | 4293112.7105 | 0.051358 | 0.047407 | 0.011189 | 0.0082131 | 0.011805 | 0.019877 | 0.010519 | 0.018562 | 8.0803 | 7.4586 | 1.7604 | 1.2922 | 1.8574 | 1.655 | 6.602% | 12.3% | 737.1746 | 1373.388
|  | 0.006356 | 28.2677 | 17.2231 | 4078457.075 | 271903.0276 | 501629.9638 | 4293112.7105 | 4293112.7105 | 0.051155 | 0.047279 | 0.011189 | 0.0082131 | 0.011805 | 0.019877 | 0.010005 | 0.017592 | 8.0483 | 7.4384 | 1.7604 | 1.2922 | 1.8574 | 1.5741 | 6.667% | 12.3% | 744.4299 | 1373.388
|  | 0.006356 | 28.5039 | 17.3876 | 4078457.075 | 274175.0022 | 506421.0948 | 4293112.7105 | 4293112.7105 | 0.050984 | 0.047135 | 0.011189 | 0.0082131 | 0.011805 | 0.019877 | 0.010209 | 0.017977 | 8.0214 | 7.4159 | 1.7604 | 1.2922 | 1.8574 | 1.6062 | 6.723% | 12.42% | 750.6502 | 1386.5054
|  | 0.006356 | 28.3857 | 17.2231 | 4078457.075 | 273038.053 | 501629.9638 | 4293112.7105 | 4293112.7105 | 0.051069 | 0.047225 | 0.011189 | 0.0082131 | 0.011805 | 0.019877 | 0.010485 | 0.018499 | 8.0348 | 7.4299 | 1.7604 | 1.2922 | 1.8574 | 1.6497 | 6.695% | 12.3% | 747.5374 | 1373.388
|  | 0.006356 | 26.2204 | 17.2231 | 4078457.075 | 252210.3371 | 501629.9638 | 4293112.7105 | 4293112.7105 | 0.052766 | 0.048293 | 0.011189 | 0.0082131 | 0.011805 | 0.019877 | 0.010172 | 0.017909 | 8.3017 | 7.5981 | 1.7604 | 1.2922 | 1.8574 | 1.6004 | 6.184% | 12.3% | 690.5143 | 1373.388
|  | 0.006356 | 28.0709 | 17.2231 | 4078457.075 | 270010.0361 | 501629.9638 | 4293112.7105 | 4293112.7105 | 0.0513 | 0.04737 | 0.011189 | 0.0082131 | 0.011805 | 0.019877 | 0.010151 | 0.017869 | 8.0711 | 7.4528 | 1.7604 | 1.2922 | 1.8574 | 1.5971 | 6.62% | 12.3% | 739.2472 | 1373.388
|  | 0.006356 | 28.0709 | 17.2231 | 4078457.075 | 270010.0361 | 501629.9638 | 4293112.7105 | 4293112.7105 | 0.0513 | 0.04737 | 0.011189 | 0.0082131 | 0.011805 | 0.019877 | 0.010226 | 0.01801 | 8.0711 | 7.4528 | 1.7604 | 1.2922 | 1.8574 | 1.6089 | 6.62% | 12.3% | 739.2472 | 1373.388
|  | 0.006356 | 28.4646 | 17.3876 | 4078457.075 | 273796.981 | 506421.0948 | 4293112.7105 | 4293112.7105 | 0.051012 | 0.047153 | 0.011189 | 0.0082131 | 0.011805 | 0.019877 | 0.010483 | 0.018495 | 8.0259 | 7.4187 | 1.7604 | 1.2922 | 1.8574 | 1.6494 | 6.713% | 12.42% | 749.6153 | 1386.5054
|  | 0.006356 | 28.0709 | 17.2231 | 4078457.075 | 270010.0361 | 501629.9638 | 4293112.7105 | 4293112.7105 | 0.0513 | 0.04737 | 0.011189 | 0.0082131 | 0.011805 | 0.019877 | 0.010495 | 0.018517 | 8.0711 | 7.4528 | 1.7604 | 1.2922 | 1.8574 | 1.6512 | 6.62% | 12.3% | 739.2472 | 1373.388
|  | 0.006356 | 28.2283 | 17.2231 | 4078457.075 | 271524.0446 | 501629.9638 | 4293112.7105 | 4293112.7105 | 0.051184 | 0.047297 | 0.011189 | 0.0082131 | 0.011805 | 0.019877 | 0.01039 | 0.018319 | 8.0528 | 7.4413 | 1.7604 | 1.2922 | 1.8574 | 1.6347 | 6.658% | 12.3% | 743.3923 | 1373.388
|  | 0.006356 | 28.2283 | 17.2231 | 4078457.075 | 271524.0446 | 501629.9638 | 4293112.7105 | 4293112.7105 | 0.051184 | 0.047297 | 0.011189 | 0.0082131 | 0.011805 | 0.019877 | 0.010356 | 0.018255 | 8.0528 | 7.4413 | 1.7604 | 1.2922 | 1.8574 | 1.6293 | 6.658% | 12.3% | 743.3923 | 1373.388
|  | 0.006356 | 28.425 | 17.2231 | 4078457.075 | 273416.0742 | 501629.9638 | 4293112.7105 | 4293112.7105 | 0.051041 | 0.047207 | 0.011189 | 0.0082131 | 0.011805 | 0.019877 | 0.01055 | 0.018621 | 8.0304 | 7.4271 | 1.7604 | 1.2922 | 1.8574 | 1.6599 | 6.704% | 12.3% | 748.5724 | 1373.388
|  | 0.006356 | 28.5432 | 17.2231 | 4078457.075 | 274553.0233 | 501629.9638 | 4293112.7105 | 4293112.7105 | 0.050956 | 0.047153 | 0.011189 | 0.0082131 | 0.011805 | 0.019877 | 0.010388 | 0.018316 | 8.017 | 7.4187 | 1.7604 | 1.2922 | 1.8574 | 1.6344 | 6.732% | 12.3% | 751.6852 | 1373.388
|  | 0.006356 | 27.9133 | 17.3876 | 4078457.075 | 268494.1039 | 506421.0948 | 4293112.7105 | 4293112.7105 | 0.051417 | 0.047408 | 0.011189 | 0.0082131 | 0.011805 | 0.019877 | 0.010202 | 0.017964 | 8.0895 | 7.4588 | 1.7604 | 1.2922 | 1.8574 | 1.605 | 6.583% | 12.42% | 735.0968 | 1386.5054
|  | 0.006023 | 7.2048 | 2.2784 | 4078457.075 | 69301.9571 | 66359.3493 | 4293112.7105 | 4293112.7105 | 0.11176 | 0.11021 | 0.011574 | 0.008608 | 0.012414 | 0.020501 | 0.010748 | 0.018841 | 18.5552 | 18.2986 | 1.9216 | 1.4292 | 2.0611 | 1.7845 | 1.699% | 1.627% | 189.7384 | 181.682
|  | 0.006023 | 7.4016 | 2.2784 | 4078457.075 | 71194.9486 | 66359.3493 | 4293112.7105 | 4293112.7105 | 0.10961 | 0.10886 | 0.011574 | 0.008608 | 0.012414 | 0.020501 | 0.010697 | 0.018745 | 18.1983 | 18.0735 | 1.9216 | 1.4292 | 2.0611 | 1.7761 | 1.746% | 1.627% | 194.9211 | 181.682
|  | 0.006023 | 7.2048 | 2.2784 | 4078457.075 | 69301.9571 | 66359.3493 | 4293112.7105 | 4293112.7105 | 0.11176 | 0.11021 | 0.011574 | 0.008608 | 0.012414 | 0.020501 | 0.010554 | 0.018475 | 18.5552 | 18.2986 | 1.9216 | 1.4292 | 2.0611 | 1.7523 | 1.699% | 1.627% | 189.7384 | 181.682
|  | 0.006023 | 7.2046 | 2.2784 | 4078457.075 | 69300.0334 | 66359.3493 | 4293112.7105 | 4293112.7105 | 0.11176 | 0.11021 | 0.011574 | 0.008608 | 0.012414 | 0.020501 | 0.010644 | 0.018644 | 18.5555 | 18.2989 | 1.9216 | 1.4292 | 2.0611 | 1.7672 | 1.699% | 1.627% | 189.7332 | 181.682
|  | 0.006023 | 7.2442 | 2.1726 | 4078457.075 | 69680.9402 | 63277.8802 | 4293112.7105 | 4293112.7105 | 0.11132 | 0.11131 | 0.011574 | 0.008608 | 0.012414 | 0.020501 | 0.010603 | 0.018568 | 18.4822 | 18.4814 | 1.9216 | 1.4292 | 2.0611 | 1.7604 | 1.709% | 1.552% | 190.776 | 173.2454
|  | 0.006023 | 7.2047 | 2.1726 | 4078457.075 | 69300.9952 | 63277.8802 | 4293112.7105 | 4293112.7105 | 0.11176 | 0.11159 | 0.011574 | 0.008608 | 0.012414 | 0.020501 | 0.010679 | 0.01871 | 18.5554 | 18.5276 | 1.9216 | 1.4292 | 2.0611 | 1.773 | 1.699% | 1.552% | 189.7358 | 173.2454
|  | 0.006023 | 7.3229 | 2.1726 | 4078457.075 | 70437.9444 | 63277.8802 | 4293112.7105 | 4293112.7105 | 0.11045 | 0.11077 | 0.011574 | 0.008608 | 0.012414 | 0.020501 | 0.010642 | 0.018642 | 18.3387 | 18.3909 | 1.9216 | 1.4292 | 2.0611 | 1.767 | 1.727% | 1.552% | 192.8486 | 173.2454
|  | 0.006023 | 7.2834 | 2.1726 | 4078457.075 | 70057.9995 | 63277.8802 | 4293112.7105 | 4293112.7105 | 0.11089 | 0.11104 | 0.011574 | 0.008608 | 0.012414 | 0.020501 | 0.010373 | 0.018133 | 18.4103 | 18.4361 | 1.9216 | 1.4292 | 2.0611 | 1.7221 | 1.718% | 1.552% | 191.8083 | 173.2454
|  | 0.006023 | 7.3622 | 2.1726 | 4078457.075 | 70815.9656 | 63277.8802 | 4293112.7105 | 4293112.7105 | 0.11003 | 0.1105 | 0.011574 | 0.008608 | 0.012414 | 0.020501 | 0.010406 | 0.018197 | 18.2682 | 18.3465 | 1.9216 | 1.4292 | 2.0611 | 1.7278 | 1.736% | 1.552% | 193.8835 | 173.2454
|  | 0.006023 | 7.5984 | 1.9648 | 4078457.075 | 73087.9401 | 57225.6187 | 4293112.7105 | 4293112.7105 | 0.10757 | 0.096518 | 0.011574 | 0.008608 | 0.012414 | 0.020501 | 0.010389 | 0.018165 | 17.8599 | 16.0249 | 1.9216 | 1.4292 | 2.0611 | 1.725 | 1.792% | 1.403% | 200.1039 | 156.6752
|  | 0.006023 | 7.441 | 2.2784 | 4078457.075 | 71573.9317 | 66359.3493 | 4293112.7105 | 4293112.7105 | 0.10919 | 0.10859 | 0.011574 | 0.008608 | 0.012414 | 0.020501 | 0.010397 | 0.01818 | 18.1291 | 18.0299 | 1.9216 | 1.4292 | 2.0611 | 1.7263 | 1.755% | 1.627% | 195.9587 | 181.682
|  | 0.006023 | 7.2835 | 2.2784 | 4078457.075 | 70058.9613 | 66359.3493 | 4293112.7105 | 4293112.7105 | 0.11088 | 0.10966 | 0.011574 | 0.008608 | 0.012414 | 0.020501 | 0.0107 | 0.018751 | 18.4101 | 18.2071 | 1.9216 | 1.4292 | 2.0611 | 1.7766 | 1.718% | 1.627% | 191.811 | 181.682
|  | 0.006023 | 7.2046 | 1.9621 | 4078457.075 | 69300.0334 | 57146.98 | 4293112.7105 | 4293112.7105 | 0.11176 | 0.099206 | 0.011574 | 0.008608 | 0.012414 | 0.020501 | 0.010462 | 0.018302 | 18.5555 | 16.4712 | 1.9216 | 1.4292 | 2.0611 | 1.7371 | 1.699% | 1.401% | 189.7332 | 156.4599
|  | 0.006023 | 7.2835 | 2.1726 | 4078457.075 | 70058.9613 | 63277.8802 | 4293112.7105 | 4293112.7105 | 0.11088 | 0.11104 | 0.011574 | 0.008608 | 0.012414 | 0.020501 | 0.010307 | 0.01801 | 18.4101 | 18.436 | 1.9216 | 1.4292 | 2.0611 | 1.7113 | 1.718% | 1.552% | 191.811 | 173.2454
|  | 0.006023 | 7.3622 | 2.1726 | 4078457.075 | 70815.9656 | 63277.8802 | 4293112.7105 | 4293112.7105 | 0.11003 | 0.1105 | 0.011574 | 0.008608 | 0.012414 | 0.020501 | 0.010468 | 0.018312 | 18.2682 | 18.3465 | 1.9216 | 1.4292 | 2.0611 | 1.7379 | 1.736% | 1.552% | 193.8835 | 173.2454
|  | 0.006023 | 7.6379 | 2.2784 | 4078457.075 | 73467.8851 | 66359.3493 | 4293112.7105 | 4293112.7105 | 0.10717 | 0.10732 | 0.011574 | 0.008608 | 0.012414 | 0.020501 | 0.010653 | 0.018662 | 17.7941 | 17.8186 | 1.9216 | 1.4292 | 2.0611 | 1.7687 | 1.801% | 1.627% | 201.1441 | 181.682
|  | 0.006023 | 7.126 | 2.2784 | 4078457.075 | 68543.991 | 66359.3493 | 4293112.7105 | 4293112.7105 | 0.11265 | 0.11078 | 0.011574 | 0.008608 | 0.012414 | 0.020501 | 0.010718 | 0.018784 | 18.7036 | 18.3923 | 1.9216 | 1.4292 | 2.0611 | 1.7795 | 1.681% | 1.627% | 187.6632 | 181.682
|  | 0.006023 | 7.126 | 2.2784 | 4078457.075 | 68543.991 | 66359.3493 | 4293112.7105 | 4293112.7105 | 0.11265 | 0.11078 | 0.011574 | 0.008608 | 0.012414 | 0.020501 | 0.010728 | 0.018802 | 18.7036 | 18.3923 | 1.9216 | 1.4292 | 2.0611 | 1.7811 | 1.681% | 1.627% | 187.6632 | 181.682
|  | 0.006023 | 7.3228 | 1.9621 | 4078457.075 | 70436.9825 | 57146.98 | 4293112.7105 | 4293112.7105 | 0.11046 | 0.098383 | 0.011574 | 0.008608 | 0.012414 | 0.020501 | 0.010426 | 0.018233 | 18.3389 | 16.3345 | 1.9216 | 1.4292 | 2.0611 | 1.731 | 1.727% | 1.401% | 192.8459 | 156.4599
|  | 0.006023 | 7.3622 | 2.1726 | 4078457.075 | 70815.9656 | 63277.8802 | 4293112.7105 | 4293112.7105 | 0.11003 | 0.1105 | 0.011574 | 0.008608 | 0.012414 | 0.020501 | 0.010631 | 0.018621 | 18.2682 | 18.3465 | 1.9216 | 1.4292 | 2.0611 | 1.7651 | 1.736% | 1.552% | 193.8835 | 173.2454
|  | 0.006023 | 7.3622 | 2.1726 | 4078457.075 | 70815.9656 | 63277.8802 | 4293112.7105 | 4293112.7105 | 0.11003 | 0.1105 | 0.011574 | 0.008608 | 0.012414 | 0.020501 | 0.01035 | 0.018091 | 18.2682 | 18.3465 | 1.9216 | 1.4292 | 2.0611 | 1.7184 | 1.736% | 1.552% | 193.8835 | 173.2454
|  | 0.006023 | 7.2834 | 2.1726 | 4078457.075 | 70057.9995 | 63277.8802 | 4293112.7105 | 4293112.7105 | 0.11089 | 0.11104 | 0.011574 | 0.008608 | 0.012414 | 0.020501 | 0.010481 | 0.018338 | 18.4103 | 18.4361 | 1.9216 | 1.4292 | 2.0611 | 1.7402 | 1.718% | 1.552% | 191.8083 | 173.2454
|  | 0.006023 | 7.5986 | 2.1726 | 4078457.075 | 73089.8639 | 63277.8802 | 4293112.7105 | 4293112.7105 | 0.10757 | 0.10895 | 0.011574 | 0.008608 | 0.012414 | 0.020501 | 0.010432 | 0.018244 | 17.8595 | 18.0887 | 1.9216 | 1.4292 | 2.0611 | 1.732 | 1.792% | 1.552% | 200.1091 | 173.2454
|  | 0.006023 | 7.244 | 2.1726 | 4078457.075 | 69679.0164 | 63277.8802 | 4293112.7105 | 4293112.7105 | 0.11132 | 0.11131 | 0.011574 | 0.008608 | 0.012414 | 0.020501 | 0.01075 | 0.018844 | 18.4825 | 18.4816 | 1.9216 | 1.4292 | 2.0611 | 1.7848 | 1.708% | 1.552% | 190.7707 | 173.2454
|  | 0.006023 | 7.2441 | 2.2784 | 4078457.075 | 69679.9783 | 66359.3493 | 4293112.7105 | 4293112.7105 | 0.11132 | 0.10994 | 0.011574 | 0.008608 | 0.012414 | 0.020501 | 0.010571 | 0.018508 | 18.4823 | 18.2527 | 1.9216 | 1.4292 | 2.0611 | 1.7551 | 1.708% | 1.627% | 190.7734 | 181.682
|  | 0.006023 | 7.2047 | 2.2784 | 4078457.075 | 69300.9952 | 66359.3493 | 4293112.7105 | 4293112.7105 | 0.11176 | 0.11021 | 0.011574 | 0.008608 | 0.012414 | 0.020501 | 0.010677 | 0.018707 | 18.5554 | 18.2987 | 1.9216 | 1.4292 | 2.0611 | 1.7727 | 1.699% | 1.627% | 189.7358 | 181.682
|  | 0.006023 | 7.2047 | 2.2784 | 4078457.075 | 69300.9952 | 66359.3493 | 4293112.7105 | 4293112.7105 | 0.11176 | 0.11021 | 0.011574 | 0.008608 | 0.012414 | 0.020501 | 0.010723 | 0.018793 | 18.5554 | 18.2987 | 1.9216 | 1.4292 | 2.0611 | 1.7803 | 1.699% | 1.627% | 189.7358 | 181.682
|  | 0.006023 | 7.4016 | 1.9621 | 4078457.075 | 71194.9486 | 57146.98 | 4293112.7105 | 4293112.7105 | 0.10961 | 0.097849 | 0.011574 | 0.008608 | 0.012414 | 0.020501 | 0.010413 | 0.018209 | 18.1983 | 16.2459 | 1.9216 | 1.4292 | 2.0611 | 1.7288 | 1.746% | 1.401% | 194.9211 | 156.4599
|  | 0.006023 | 7.5591 | 2.1726 | 4078457.075 | 72709.919 | 63277.8802 | 4293112.7105 | 4293112.7105 | 0.10797 | 0.1092 | 0.011574 | 0.008608 | 0.012414 | 0.020501 | 0.010569 | 0.018504 | 17.926 | 18.1306 | 1.9216 | 1.4292 | 2.0611 | 1.7548 | 1.783% | 1.552% | 199.0689 | 173.2454
|  | 0.006023 | 7.5985 | 2.1726 | 4078457.075 | 73088.902 | 63277.8802 | 4293112.7105 | 4293112.7105 | 0.10757 | 0.10895 | 0.011574 | 0.008608 | 0.012414 | 0.020501 | 0.01016 | 0.017732 | 17.8597 | 18.0888 | 1.9216 | 1.4292 | 2.0611 | 1.6869 | 1.792% | 1.552% | 200.1065 | 173.2454
|  | 0.006023 | 7.4409 | 2.1726 | 4078457.075 | 71572.9698 | 63277.8802 | 4293112.7105 | 4293112.7105 | 0.10919 | 0.10997 | 0.011574 | 0.008608 | 0.012414 | 0.020501 | 0.010753 | 0.01885 | 18.1293 | 18.2588 | 1.9216 | 1.4292 | 2.0611 | 1.7853 | 1.755% | 1.552% | 195.9561 | 173.2454
|  | 0.006023 | 7.7166 | 1.9366 | 4078457.075 | 74224.8893 | 56404.2819 | 4293112.7105 | 4293112.7105 | 0.1064 | 0.096263 | 0.01161 | 0.0086517 | 0.012608 | 0.020707 | 0.010639 | 0.018735 | 17.6663 | 15.9826 | 1.9277 | 1.4364 | 2.0933 | 1.7664 | 1.82% | 1.383% | 203.2167 | 154.4265
|  | 0.006023 | 7.2048 | 2.2784 | 4078457.075 | 69301.9571 | 66359.3493 | 4293112.7105 | 4293112.7105 | 0.11176 | 0.11021 | 0.011574 | 0.008608 | 0.012414 | 0.020501 | 0.01064 | 0.018638 | 18.5552 | 18.2986 | 1.9216 | 1.4292 | 2.0611 | 1.7666 | 1.699% | 1.627% | 189.7384 | 181.682
|  | 0.006023 | 7.2048 | 2.2784 | 4078457.075 | 69301.9571 | 66359.3493 | 4293112.7105 | 4293112.7105 | 0.11176 | 0.11021 | 0.011574 | 0.008608 | 0.012414 | 0.020501 | 0.010603 | 0.018567 | 18.5552 | 18.2986 | 1.9216 | 1.4292 | 2.0611 | 1.7604 | 1.699% | 1.627% | 189.7384 | 181.682
|  | 0.006023 | 7.2048 | 2.2784 | 4078457.075 | 69301.9571 | 66359.3493 | 4293112.7105 | 4293112.7105 | 0.11177 | 0.11023 | 0.011629 | 0.0086741 | 0.012707 | 0.020812 | 0.010442 | 0.018415 | 18.5573 | 18.3008 | 1.9308 | 1.4402 | 2.1098 | 1.7337 | 1.699% | 1.627% | 189.7384 | 181.682
|  | 0.006023 | 7.2048 | 2.2784 | 4078457.075 | 69301.9571 | 66359.3493 | 4293112.7105 | 4293112.7105 | 0.11176 | 0.11021 | 0.011574 | 0.008608 | 0.012414 | 0.020501 | 0.010696 | 0.018743 | 18.5552 | 18.2986 | 1.9216 | 1.4292 | 2.0611 | 1.7759 | 1.699% | 1.627% | 189.7384 | 181.682
|  | 0.006023 | 7.2048 | 2.2784 | 4078457.075 | 69301.9571 | 66359.3493 | 4293112.7105 | 4293112.7105 | 0.11176 | 0.11021 | 0.011574 | 0.008608 | 0.012414 | 0.020501 | 0.010606 | 0.018573 | 18.5552 | 18.2986 | 1.9216 | 1.4292 | 2.0611 | 1.7609 | 1.699% | 1.627% | 189.7384 | 181.682
|  | 0.006023 | 7.2048 | 2.2784 | 4078457.075 | 69301.9571 | 66359.3493 | 4293112.7105 | 4293112.7105 | 0.11176 | 0.11021 | 0.011574 | 0.008608 | 0.012414 | 0.020501 | 0.010497 | 0.018367 | 18.5552 | 18.2986 | 1.9216 | 1.4292 | 2.0611 | 1.7428 | 1.699% | 1.627% | 189.7384 | 181.682
|  | 0.006023 | 7.2048 | 2.2784 | 4078457.075 | 69301.9571 | 66359.3493 | 4293112.7105 | 4293112.7105 | 0.11176 | 0.11021 | 0.011574 | 0.008608 | 0.012414 | 0.020501 | 0.01057 | 0.018505 | 18.5552 | 18.2986 | 1.9216 | 1.4292 | 2.0611 | 1.7549 | 1.699% | 1.627% | 189.7384 | 181.682
|  | 0.006023 | 7.2048 | 2.2784 | 4078457.075 | 69301.9571 | 66359.3493 | 4293112.7105 | 4293112.7105 | 0.11176 | 0.11021 | 0.011574 | 0.008608 | 0.012414 | 0.020501 | 0.010524 | 0.018418 | 18.5552 | 18.2986 | 1.9216 | 1.4292 | 2.0611 | 1.7473 | 1.699% | 1.627% | 189.7384 | 181.682
|  | 0.006023 | 7.2048 | 2.2784 | 4078457.075 | 69301.9571 | 66359.3493 | 4293112.7105 | 4293112.7105 | 0.11176 | 0.11021 | 0.011574 | 0.008608 | 0.012414 | 0.020501 | 0.010662 | 0.018679 | 18.5552 | 18.2986 | 1.9216 | 1.4292 | 2.0611 | 1.7702 | 1.699% | 1.627% | 189.7384 | 181.682
|  | 0.006023 | 7.2048 | 2.2784 | 4078457.075 | 69301.9571 | 66359.3493 | 4293112.7105 | 4293112.7105 | 0.11176 | 0.11021 | 0.011574 | 0.008608 | 0.012414 | 0.020501 | 0.010132 | 0.017679 | 18.5552 | 18.2986 | 1.9216 | 1.4292 | 2.0611 | 1.6822 | 1.699% | 1.627% | 189.7384 | 181.682
|  | 0.006023 | 7.2048 | 2.2784 | 4078457.075 | 69301.9571 | 66359.3493 | 4293112.7105 | 4293112.7105 | 0.11176 | 0.11021 | 0.011574 | 0.008608 | 0.012414 | 0.020501 | 0.010341 | 0.018074 | 18.5552 | 18.2986 | 1.9216 | 1.4292 | 2.0611 | 1.717 | 1.699% | 1.627% | 189.7384 | 181.682
|  | 0.006023 | 7.2048 | 2.2784 | 4078457.075 | 69301.9571 | 66359.3493 | 4293112.7105 | 4293112.7105 | 0.11176 | 0.11021 | 0.011574 | 0.008608 | 0.012414 | 0.020501 | 0.010719 | 0.018785 | 18.5552 | 18.2986 | 1.9216 | 1.4292 | 2.0611 | 1.7796 | 1.699% | 1.627% | 189.7384 | 181.682
|  | 0.006023 | 7.2048 | 2.2784 | 4078457.075 | 69301.9571 | 66359.3493 | 4293112.7105 | 4293112.7105 | 0.11176 | 0.11021 | 0.011574 | 0.008608 | 0.012414 | 0.020501 | 0.010649 | 0.018654 | 18.5552 | 18.2986 | 1.9216 | 1.4292 | 2.0611 | 1.768 | 1.699% | 1.627% | 189.7384 | 181.682
|  | 0.006023 | 7.2048 | 2.2784 | 4078457.075 | 69301.9571 | 66359.3493 | 4293112.7105 | 4293112.7105 | 0.11176 | 0.11021 | 0.011574 | 0.008608 | 0.012414 | 0.020501 | 0.010649 | 0.018654 | 18.5552 | 18.2986 | 1.9216 | 1.4292 | 2.0611 | 1.768 | 1.699% | 1.627% | 189.7384 | 181.682
|  | 0.006023 | 7.2048 | 2.2784 | 4078457.075 | 69301.9571 | 66359.3493 | 4293112.7105 | 4293112.7105 | 0.11176 | 0.11021 | 0.011574 | 0.008608 | 0.012414 | 0.020501 | 0.010557 | 0.01848 | 18.5552 | 18.2986 | 1.9216 | 1.4292 | 2.0611 | 1.7527 | 1.699% | 1.627% | 189.7384 | 181.682
|  | 0.006023 | 7.2048 | 2.2784 | 4078457.075 | 69301.9571 | 66359.3493 | 4293112.7105 | 4293112.7105 | 0.11176 | 0.11021 | 0.011574 | 0.008608 | 0.012414 | 0.020501 | 0.010764 | 0.018871 | 18.5552 | 18.2986 | 1.9216 | 1.4292 | 2.0611 | 1.7871 | 1.699% | 1.627% | 189.7384 | 181.682
|  | 0.006023 | 7.2049 | 2.2784 | 4078457.075 | 69302.919 | 66359.3493 | 4293112.7105 | 4293112.7105 | 0.11176 | 0.11021 | 0.011574 | 0.008608 | 0.012414 | 0.020501 | 0.010661 | 0.018677 | 18.555 | 18.2985 | 1.9216 | 1.4292 | 2.0611 | 1.7701 | 1.699% | 1.627% | 189.7411 | 181.682
|  | 0.006023 | 7.2048 | 2.2784 | 4078457.075 | 69301.9571 | 66359.3493 | 4293112.7105 | 4293112.7105 | 0.11176 | 0.11021 | 0.011574 | 0.008608 | 0.012414 | 0.020501 | 0.010719 | 0.018786 | 18.5552 | 18.2986 | 1.9216 | 1.4292 | 2.0611 | 1.7797 | 1.699% | 1.627% | 189.7384 | 181.682
|  | 0.006023 | 7.3622 | 2.1726 | 4078457.075 | 70815.9656 | 63277.8802 | 4293112.7105 | 4293112.7105 | 0.11003 | 0.1105 | 0.011574 | 0.008608 | 0.012414 | 0.020501 | 0.010732 | 0.018811 | 18.2682 | 18.3465 | 1.9216 | 1.4292 | 2.0611 | 1.7819 | 1.736% | 1.552% | 193.8835 | 173.2454
|  | 0.006023 | 7.3622 | 2.2784 | 4078457.075 | 70815.9656 | 66359.3493 | 4293112.7105 | 4293112.7105 | 0.11003 | 0.10912 | 0.011574 | 0.008608 | 0.012414 | 0.020501 | 0.010745 | 0.018835 | 18.2682 | 18.1176 | 1.9216 | 1.4292 | 2.0611 | 1.784 | 1.736% | 1.627% | 193.8835 | 181.682
|  | 0.006023 | 7.2834 | 2.2784 | 4078457.075 | 70057.9995 | 66359.3493 | 4293112.7105 | 4293112.7105 | 0.11089 | 0.10966 | 0.011574 | 0.008608 | 0.012414 | 0.020501 | 0.010684 | 0.018721 | 18.4103 | 18.2073 | 1.9216 | 1.4292 | 2.0611 | 1.7739 | 1.718% | 1.627% | 191.8083 | 181.682
|  | 0.006023 | 7.2048 | 2.2784 | 4078457.075 | 69301.9571 | 66359.3493 | 4293112.7105 | 4293112.7105 | 0.11176 | 0.11021 | 0.011574 | 0.008608 | 0.012414 | 0.020501 | 0.010561 | 0.018488 | 18.5552 | 18.2986 | 1.9216 | 1.4292 | 2.0611 | 1.7535 | 1.699% | 1.627% | 189.7384 | 181.682
|  | 0.006023 | 7.2049 | 2.2784 | 4078457.075 | 69302.919 | 66359.3493 | 4293112.7105 | 4293112.7105 | 0.11176 | 0.11021 | 0.011574 | 0.008608 | 0.012414 | 0.020501 | 0.010678 | 0.018709 | 18.555 | 18.2985 | 1.9216 | 1.4292 | 2.0611 | 1.7729 | 1.699% | 1.627% | 189.7411 | 181.682
|  | 0.006023 | 7.2442 | 2.2784 | 4078457.075 | 69680.9402 | 66359.3493 | 4293112.7105 | 4293112.7105 | 0.11132 | 0.10994 | 0.011574 | 0.008608 | 0.012414 | 0.020501 | 0.010565 | 0.018496 | 18.4822 | 18.2526 | 1.9216 | 1.4292 | 2.0611 | 1.7541 | 1.709% | 1.627% | 190.776 | 181.682
|  | 0.006023 | 7.5197 | 2.1726 | 4078457.075 | 72330.9359 | 63277.8802 | 4293112.7105 | 4293112.7105 | 0.10837 | 0.10946 | 0.011574 | 0.008608 | 0.012414 | 0.020501 | 0.010199 | 0.017804 | 17.9931 | 18.1729 | 1.9216 | 1.4292 | 2.0611 | 1.6933 | 1.773% | 1.552% | 198.0313 | 173.2454
|  | 0.006023 | 7.3622 | 2.1726 | 4078457.075 | 70815.9656 | 63277.8802 | 4293112.7105 | 4293112.7105 | 0.11003 | 0.1105 | 0.011574 | 0.008608 | 0.012414 | 0.020501 | 0.01062 | 0.0186 | 18.2682 | 18.3465 | 1.9216 | 1.4292 | 2.0611 | 1.7633 | 1.736% | 1.552% | 193.8835 | 173.2454
|  | 0.006023 | 7.2442 | 2.1726 | 4078457.075 | 69680.9402 | 63277.8802 | 4293112.7105 | 4293112.7105 | 0.11132 | 0.11131 | 0.011574 | 0.008608 | 0.012414 | 0.020501 | 0.010651 | 0.018658 | 18.4822 | 18.4814 | 1.9216 | 1.4292 | 2.0611 | 1.7684 | 1.709% | 1.552% | 190.776 | 173.2454
|  | 0.006023 | 7.2442 | 2.1726 | 4078457.075 | 69680.9402 | 63277.8802 | 4293112.7105 | 4293112.7105 | 0.11132 | 0.11131 | 0.011574 | 0.008608 | 0.012414 | 0.020501 | 0.010675 | 0.018703 | 18.4822 | 18.4814 | 1.9216 | 1.4292 | 2.0611 | 1.7723 | 1.709% | 1.552% | 190.776 | 173.2454
|  | 0.0042305 | 10.1968 | 0.3066 | 4078457.075 | 98081.584 | 8929.8527 | 4293112.7105 | 4293112.7105 | 0.089818 | 0.26304 | 0.013326 | 0.010353 | 0.01466 | 0.022725 | 0.012456 | 0.020365 | 21.231 | 62.177 | 3.1501 | 2.4472 | 3.4652 | 2.9443 | 2.405% | 0.219% | 268.5327 | 24.4486
|  | 0.0042305 | 10.2362 | 0.3066 | 4078457.075 | 98460.5671 | 8929.8527 | 4293112.7105 | 4293112.7105 | 0.089598 | 0.2629 | 0.013326 | 0.010353 | 0.01466 | 0.022725 | 0.012639 | 0.020711 | 21.179 | 62.1443 | 3.1501 | 2.4472 | 3.4652 | 2.9877 | 2.414% | 0.219% | 269.5703 | 24.4486
|  | 0.0042305 | 10.2756 | 0.3066 | 4078457.075 | 98839.5501 | 8929.8527 | 4293112.7105 | 4293112.7105 | 0.08938 | 0.26276 | 0.013326 | 0.010353 | 0.01466 | 0.022725 | 0.01229 | 0.020051 | 21.1274 | 62.1117 | 3.1501 | 2.4472 | 3.4652 | 2.905 | 2.423% | 0.219% | 270.6079 | 24.4486
|  | 0.0042305 | 10.2756 | 0.3066 | 4078457.075 | 98839.5501 | 8929.8527 | 4293112.7105 | 4293112.7105 | 0.08938 | 0.26276 | 0.013326 | 0.010353 | 0.01466 | 0.022725 | 0.012603 | 0.020641 | 21.1274 | 62.1117 | 3.1501 | 2.4472 | 3.4652 | 2.979 | 2.423% | 0.219% | 270.6079 | 24.4486
|  | 0.0042305 | 10.5512 | 0.3066 | 4078457.075 | 101490.5077 | 8929.8527 | 4293112.7105 | 4293112.7105 | 0.087899 | 0.26183 | 0.013326 | 0.010353 | 0.01466 | 0.022725 | 0.012377 | 0.020216 | 20.7774 | 61.891 | 3.1501 | 2.4472 | 3.4652 | 2.9256 | 2.488% | 0.219% | 277.8659 | 24.4486
|  | 0.0042305 | 10.3544 | 0.3066 | 4078457.075 | 99597.5162 | 8929.8527 | 4293112.7105 | 4293112.7105 | 0.088948 | 0.26249 | 0.013326 | 0.010353 | 0.01466 | 0.022725 | 0.012552 | 0.020547 | 21.0254 | 62.0474 | 3.1501 | 2.4472 | 3.4652 | 2.9671 | 2.442% | 0.219% | 272.6831 | 24.4486
|  | 0.0042305 | 9.4094 | 0.3066 | 4078457.075 | 90507.6942 | 8929.8527 | 4293112.7105 | 4293112.7105 | 0.094599 | 0.26606 | 0.013326 | 0.010353 | 0.01466 | 0.022725 | 0.012641 | 0.020713 | 22.3611 | 62.8897 | 3.1501 | 2.4472 | 3.4652 | 2.988 | 2.219% | 0.219% | 247.7966 | 24.4486
|  | 0.007331 | 9.6063 | 0.3763 | 4078457.075 | 92401.6476 | 10959.8943 | 4293112.7105 | 4293112.7105 | 0.090229 | 0.22331 | 0.010226 | 0.0072523 | 0.011559 | 0.019624 | 0.0093517 | 0.017257 | 12.3079 | 30.4608 | 1.3949 | 0.98927 | 1.5767 | 1.2756 | 2.266% | 0.2687% | 252.9819 | 30.0066 |  | 0.007331
|  | 0.007331 | 9.8032 | 0.3939 | 4078457.075 | 94295.601 | 11472.5016 | 4293112.7105 | 4293112.7105 | 0.089011 | 0.2149 | 0.010226 | 0.0072523 | 0.011559 | 0.019624 | 0.0095323 | 0.017598 | 12.1417 | 29.3145 | 1.3949 | 0.98927 | 1.5767 | 1.3003 | 2.312% | 0.2813% | 258.1673 | 31.41 |  | 0.007331
|  | 0.007331 | 10 | 0.3763 | 4078457.075 | 96188.5925 | 10959.8943 | 4293112.7105 | 4293112.7105 | 0.087842 | 0.2218 | 0.010226 | 0.0072523 | 0.011559 | 0.019624 | 0.0093297 | 0.017216 | 11.9822 | 30.2554 | 1.3949 | 0.98927 | 1.5767 | 1.2726 | 2.358% | 0.2687% | 263.35 | 30.0066 |  | 0.007331
|  | 0.007331 | 10.2361 | 0.3939 | 4078457.075 | 98459.6052 | 11472.5016 | 4293112.7105 | 4293112.7105 | 0.086498 | 0.21332 | 0.010226 | 0.0072523 | 0.011559 | 0.019624 | 0.0094858 | 0.01751 | 11.7989 | 29.0983 | 1.3949 | 0.98927 | 1.5767 | 1.2939 | 2.414% | 0.2813% | 269.5677 | 31.41 |  | 0.007331
|  | 0.007331 | 10.1968 | 0.3763 | 4078457.075 | 98081.584 | 10959.8943 | 4293112.7105 | 4293112.7105 | 0.086717 | 0.22109 | 0.010226 | 0.0072523 | 0.011559 | 0.019624 | 0.0094648 | 0.01747 | 11.8288 | 30.1587 | 1.3949 | 0.98927 | 1.5767 | 1.2911 | 2.405% | 0.2687% | 268.5327 | 30.0066 |  | 0.007331
|  | 0.007331 | 10.4332 | 0.3939 | 4078457.075 | 100355.4823 | 11472.5016 | 4293112.7105 | 4293112.7105 | 0.08543 | 0.21265 | 0.01026 | 0.0072925 | 0.011738 | 0.019814 | 0.0092277 | 0.017116 | 11.6533 | 29.0069 | 1.3995 | 0.99475 | 1.6011 | 1.2587 | 2.461% | 0.2813% | 274.7583 | 31.41 |  | 0.007331
|  | 0.007331 | 10.4724 | 0.3939 | 4078457.075 | 100732.5416 | 11472.5016 | 4293112.7105 | 4293112.7105 | 0.085221 | 0.21252 | 0.01026 | 0.0072925 | 0.011738 | 0.019814 | 0.0091965 | 0.017057 | 11.6248 | 28.9889 | 1.3995 | 0.99475 | 1.6011 | 1.2545 | 2.47% | 0.2813% | 275.7907 | 31.41 |  | 0.007331
|  | 0.007331 | 10.1968 | 0.3939 | 4078457.075 | 98081.584 | 11472.5016 | 4293112.7105 | 4293112.7105 | 0.086717 | 0.21346 | 0.010226 | 0.0072523 | 0.011559 | 0.019624 | 0.009474 | 0.017488 | 11.8288 | 29.1172 | 1.3949 | 0.98927 | 1.5767 | 1.2923 | 2.405% | 0.2813% | 268.5327 | 31.41 |  | 0.007331
|  | 0.007331 | 10.9449 | 0.3939 | 4078457.075 | 105277.4526 | 11472.5016 | 4293112.7105 | 4293112.7105 | 0.082812 | 0.211 | 0.010226 | 0.0072523 | 0.011559 | 0.019624 | 0.0093144 | 0.017187 | 11.2961 | 28.7812 | 1.3949 | 0.98927 | 1.5767 | 1.2706 | 2.581% | 0.2813% | 288.234 | 31.41 |  | 0.007331
|  | 0.007331 | 10.0001 | 0.4312 | 4078457.075 | 96189.5544 | 12558.8797 | 4293112.7105 | 4293112.7105 | 0.087841 | 0.20004 | 0.010226 | 0.0072523 | 0.011559 | 0.019624 | 0.009358 | 0.017269 | 11.9821 | 27.2875 | 1.3949 | 0.98927 | 1.5767 | 1.2765 | 2.358% | 0.3079% | 263.3526 | 34.3843 |  | 0.007331
|  | 0.0053715 | 9.2914 | 0.3066 | 4078457.075 | 89372.6688 | 8929.8527 | 4293112.7105 | 4293112.7105 | 0.094244 | 0.26541 | 0.012185 | 0.0092118 | 0.013519 | 0.021584 | 0.011356 | 0.019301 | 17.5452 | 49.4108 | 2.2685 | 1.7149 | 2.5167 | 2.1141 | 2.191% | 0.219% | 244.689 | 24.4486
|  | 0.007331 | 9.6063 | 0.3641 | 4078457.075 | 92401.6476 | 10604.5642 | 4293112.7105 | 4293112.7105 | 0.090229 | 0.22903 | 0.010226 | 0.0072523 | 0.011559 | 0.019624 | 0.0094612 | 0.017464 | 12.3079 | 31.2419 | 1.3949 | 0.98927 | 1.5767 | 1.2906 | 2.266% | 0.26% | 252.9819 | 29.0337 |  | 0.007331
|  | 0.007331 | 9.7637 | 0.3763 | 4078457.075 | 93915.6561 | 10959.8943 | 4293112.7105 | 4293112.7105 | 0.089251 | 0.22269 | 0.010226 | 0.0072523 | 0.011559 | 0.019624 | 0.009468 | 0.017477 | 12.1745 | 30.3767 | 1.3949 | 0.98927 | 1.5767 | 1.2915 | 2.303% | 0.2687% | 257.1271 | 30.0066 |  | 0.007331
|  | 0.007331 | 9.8032 | 0.3939 | 4078457.075 | 94295.601 | 11472.5016 | 4293112.7105 | 4293112.7105 | 0.089011 | 0.2149 | 0.010226 | 0.0072523 | 0.011559 | 0.019624 | 0.0095074 | 0.017551 | 12.1417 | 29.3145 | 1.3949 | 0.98927 | 1.5767 | 1.2969 | 2.312% | 0.2813% | 258.1673 | 31.41 |  | 0.007331
|  | 0.007331 | 10.2361 | 0.3763 | 4078457.075 | 98459.6052 | 10959.8943 | 4293112.7105 | 4293112.7105 | 0.086498 | 0.22096 | 0.010226 | 0.0072523 | 0.011559 | 0.019624 | 0.0093125 | 0.017183 | 11.7989 | 30.1398 | 1.3949 | 0.98927 | 1.5767 | 1.2703 | 2.414% | 0.2687% | 269.5677 | 30.0066 |  | 0.007331
|  | 0.007331 | 9.685 | 0.3641 | 4078457.075 | 93158.6518 | 10604.5642 | 4293112.7105 | 4293112.7105 | 0.089736 | 0.22872 | 0.010226 | 0.0072523 | 0.011559 | 0.019624 | 0.009522 | 0.017578 | 12.2407 | 31.1995 | 1.3949 | 0.98927 | 1.5767 | 1.2989 | 2.284% | 0.26% | 255.0545 | 29.0337 |  | 0.007331
|  | 0.007331 | 10.4332 | 0.3939 | 4078457.075 | 100355.4823 | 11472.5016 | 4293112.7105 | 4293112.7105 | 0.085423 | 0.21264 | 0.010226 | 0.0072523 | 0.011559 | 0.019624 | 0.0095366 | 0.017606 | 11.6523 | 29.0058 | 1.3949 | 0.98927 | 1.5767 | 1.3009 | 2.461% | 0.2813% | 274.7583 | 31.41 |  | 0.007331
|  | 0.007331 | 10.0001 | 0.3939 | 4078457.075 | 96189.5544 | 11472.5016 | 4293112.7105 | 4293112.7105 | 0.087841 | 0.21417 | 0.010226 | 0.0072523 | 0.011559 | 0.019624 | 0.0094876 | 0.017514 | 11.9821 | 29.2138 | 1.3949 | 0.98927 | 1.5767 | 1.2942 | 2.358% | 0.2813% | 263.3526 | 31.41 |  | 0.007331
|  | 0.0043765 | 10.0787 | 0.3641 | 4078457.075 | 96945.5967 | 10604.5642 | 4293112.7105 | 4293112.7105 | 0.090341 | 0.2302 | 0.01318 | 0.010207 | 0.014514 | 0.022579 | 0.012496 | 0.020569 | 20.6423 | 52.5982 | 3.0116 | 2.3322 | 3.3163 | 2.8552 | 2.377% | 0.26% | 265.4226 | 29.0337
|  | 0.0043765 | 10.0787 | 0.3641 | 4078457.075 | 96945.5967 | 10604.5642 | 4293112.7105 | 4293112.7105 | 0.090341 | 0.2302 | 0.01318 | 0.010207 | 0.014514 | 0.022579 | 0.012185 | 0.019983 | 20.6423 | 52.5982 | 3.0116 | 2.3322 | 3.3163 | 2.7842 | 2.377% | 0.26% | 265.4226 | 29.0337
|  | 0.0043765 | 10.1969 | 0.3763 | 4078457.075 | 98082.5459 | 10959.8943 | 4293112.7105 | 4293112.7105 | 0.089671 | 0.22405 | 0.01318 | 0.010207 | 0.014514 | 0.022579 | 0.012322 | 0.020241 | 20.4892 | 51.1933 | 3.0116 | 2.3322 | 3.3163 | 2.8155 | 2.405% | 0.2687% | 268.5354 | 30.0066
|  | 0.0043765 | 10.118 | 0.3763 | 4078457.075 | 97323.6179 | 10959.8943 | 4293112.7105 | 4293112.7105 | 0.090117 | 0.22433 | 0.01318 | 0.010207 | 0.014514 | 0.022579 | 0.012478 | 0.020536 | 20.591 | 51.2575 | 3.0116 | 2.3322 | 3.3163 | 2.8512 | 2.386% | 0.2687% | 266.4575 | 30.0066
|  | 0.0043765 | 10.1575 | 0.3641 | 4078457.075 | 97703.5628 | 10604.5642 | 4293112.7105 | 4293112.7105 | 0.089893 | 0.22991 | 0.01318 | 0.010207 | 0.014514 | 0.022579 | 0.012282 | 0.020166 | 20.5399 | 52.5336 | 3.0116 | 2.3322 | 3.3163 | 2.8063 | 2.396% | 0.26% | 267.4978 | 29.0337
|  | 0.0043765 | 10.3938 | 0.3763 | 4078457.075 | 99976.4993 | 10959.8943 | 4293112.7105 | 4293112.7105 | 0.088589 | 0.22337 | 0.01318 | 0.010207 | 0.014514 | 0.022579 | 0.012461 | 0.020503 | 20.2419 | 51.0374 | 3.0116 | 2.3322 | 3.3163 | 2.8471 | 2.451% | 0.2687% | 273.7207 | 30.0066
|  | 0.0043765 | 9.3701 | 0.3641 | 4078457.075 | 90129.6731 | 10604.5642 | 4293112.7105 | 4293112.7105 | 0.094712 | 0.23295 | 0.01318 | 0.010207 | 0.014514 | 0.022579 | 0.012436 | 0.020456 | 21.6411 | 53.2281 | 3.0116 | 2.3322 | 3.3163 | 2.8415 | 2.21% | 0.26% | 246.7616 | 29.0337
|  | 0.0043765 | 10.4725 | 0.3763 | 4078457.075 | 100733.5035 | 10959.8943 | 4293112.7105 | 4293112.7105 | 0.088168 | 0.2231 | 0.01318 | 0.010207 | 0.014514 | 0.022579 | 0.012477 | 0.020533 | 20.1457 | 50.9767 | 3.0116 | 2.3322 | 3.3163 | 2.8508 | 2.47% | 0.2687% | 275.7933 | 30.0066
|  | 0.0043765 | 10.315 | 0.3763 | 4078457.075 | 99218.5332 | 10959.8943 | 4293112.7105 | 4293112.7105 | 0.089017 | 0.22364 | 0.01318 | 0.010207 | 0.014514 | 0.022579 | 0.012237 | 0.020082 | 20.3398 | 51.0991 | 3.0116 | 2.3322 | 3.3163 | 2.7962 | 2.433% | 0.2687% | 271.6455 | 30.0066
|  | 0.0043765 | 10.4725 | 0.3763 | 4078457.075 | 100733.5035 | 10959.8943 | 4293112.7105 | 4293112.7105 | 0.088168 | 0.2231 | 0.01318 | 0.010207 | 0.014514 | 0.022579 | 0.012439 | 0.020463 | 20.1457 | 50.9767 | 3.0116 | 2.3322 | 3.3163 | 2.8423 | 2.47% | 0.2687% | 275.7933 | 30.0066
|  | 0.0043765 | 10.1181 | 0.3641 | 4078457.075 | 97324.5798 | 10604.5642 | 4293112.7105 | 4293112.7105 | 0.090116 | 0.23005 | 0.01318 | 0.010207 | 0.014514 | 0.022579 | 0.012369 | 0.020331 | 20.5909 | 52.5658 | 3.0116 | 2.3322 | 3.3163 | 2.8263 | 2.386% | 0.26% | 266.4602 | 29.0337
|  | 0.0043765 | 10.3938 | 0.3066 | 4078457.075 | 99976.4993 | 8929.8527 | 4293112.7105 | 4293112.7105 | 0.088589 | 0.26221 | 0.01318 | 0.010207 | 0.014514 | 0.022579 | 0.01234 | 0.020276 | 20.2419 | 59.9134 | 3.0116 | 2.3322 | 3.3163 | 2.8197 | 2.451% | 0.219% | 273.7207 | 24.4486
|  | 0.0043765 | 10.3544 | 0.3066 | 4078457.075 | 99597.5162 | 8929.8527 | 4293112.7105 | 4293112.7105 | 0.088802 | 0.26235 | 0.01318 | 0.010207 | 0.014514 | 0.022579 | 0.012379 | 0.02035 | 20.2907 | 59.9441 | 3.0116 | 2.3322 | 3.3163 | 2.8286 | 2.442% | 0.219% | 272.6831 | 24.4486
|  | 0.0043765 | 10.5512 | 0.31 | 4078457.075 | 101490.5077 | 9028.8792 | 4293112.7105 | 4293112.7105 | 0.087753 | 0.25938 | 0.01318 | 0.010207 | 0.014514 | 0.022579 | 0.012223 | 0.020054 | 20.0509 | 59.2674 | 3.0116 | 2.3322 | 3.3163 | 2.7928 | 2.488% | 0.2214% | 277.8659 | 24.7197
|  | 0.0043765 | 10.0787 | 0.3641 | 4078457.075 | 96945.5967 | 10604.5642 | 4293112.7105 | 4293112.7105 | 0.090341 | 0.2302 | 0.01318 | 0.010207 | 0.014514 | 0.022579 | 0.012513 | 0.020601 | 20.6423 | 52.5982 | 3.0116 | 2.3322 | 3.3163 | 2.8591 | 2.377% | 0.26% | 265.4226 | 29.0337
|  | 0.0043765 | 9.252 | 0.3641 | 4078457.075 | 88993.6858 | 10604.5642 | 4293112.7105 | 4293112.7105 | 0.095506 | 0.23345 | 0.01318 | 0.010207 | 0.014514 | 0.022579 | 0.012447 | 0.020478 | 21.8224 | 53.3424 | 3.0116 | 2.3322 | 3.3163 | 2.8441 | 2.182% | 0.26% | 243.6514 | 29.0337
|  | 0.0043765 | 10.315 | 0.3763 | 4078457.075 | 99218.5332 | 10959.8943 | 4293112.7105 | 4293112.7105 | 0.089017 | 0.22364 | 0.01318 | 0.010207 | 0.014514 | 0.022579 | 0.012497 | 0.020572 | 20.3398 | 51.0991 | 3.0116 | 2.3322 | 3.3163 | 2.8556 | 2.433% | 0.2687% | 271.6455 | 30.0066
|  | 0.0043765 | 10.3938 | 0.3763 | 4078457.075 | 99976.4993 | 10959.8943 | 4293112.7105 | 4293112.7105 | 0.088589 | 0.22337 | 0.01318 | 0.010207 | 0.014514 | 0.022579 | 0.012471 | 0.020522 | 20.2419 | 51.0374 | 3.0116 | 2.3322 | 3.3163 | 2.8494 | 2.451% | 0.2687% | 273.7207 | 30.0066
|  | 0.0043765 | 9.5276 | 0.3763 | 4078457.075 | 91644.6434 | 10959.8943 | 4293112.7105 | 4293112.7105 | 0.093684 | 0.22658 | 0.01318 | 0.010207 | 0.014514 | 0.022579 | 0.012265 | 0.020135 | 21.4063 | 51.7716 | 3.0116 | 2.3322 | 3.3163 | 2.8025 | 2.247% | 0.2687% | 250.9094 | 30.0066
|  | 0.0043765 | 9.9607 | 0.3641 | 4078457.075 | 95810.5713 | 10604.5642 | 4293112.7105 | 4293112.7105 | 0.091026 | 0.23063 | 0.01318 | 0.010207 | 0.014514 | 0.022579 | 0.012469 | 0.020518 | 20.7988 | 52.6969 | 3.0116 | 2.3322 | 3.3163 | 2.849 | 2.349% | 0.26% | 262.315 | 29.0337
|  | 0.0043765 | 10.5905 | 0.3763 | 4078457.075 | 101868.5289 | 10959.8943 | 4293112.7105 | 4293112.7105 | 0.087548 | 0.22271 | 0.01318 | 0.010207 | 0.014514 | 0.022579 | 0.012503 | 0.020582 | 20.0041 | 50.8874 | 3.0116 | 2.3322 | 3.3163 | 2.8568 | 2.498% | 0.2687% | 278.9008 | 30.0066
|  | 0.0043765 | 10.2756 | 0.3763 | 4078457.075 | 98839.5501 | 10959.8943 | 4293112.7105 | 4293112.7105 | 0.089234 | 0.22377 | 0.01318 | 0.010207 | 0.014514 | 0.022579 | 0.012499 | 0.020576 | 20.3893 | 51.1303 | 3.0116 | 2.3322 | 3.3163 | 2.856 | 2.423% | 0.2687% | 270.6079 | 30.0066
|  | 0.0043765 | 9.6062 | 0.3763 | 4078457.075 | 92400.6857 | 10959.8943 | 4293112.7105 | 4293112.7105 | 0.093184 | 0.22626 | 0.01318 | 0.010207 | 0.014514 | 0.022579 | 0.012354 | 0.020302 | 21.2919 | 51.6996 | 3.0116 | 2.3322 | 3.3163 | 2.8228 | 2.266% | 0.2687% | 252.9793 | 30.0066
|  | 0.0043765 | 10.5512 | 0.31 | 4078457.075 | 101490.5077 | 9028.8792 | 4293112.7105 | 4293112.7105 | 0.087753 | 0.25938 | 0.01318 | 0.010207 | 0.014514 | 0.022579 | 0.012416 | 0.020419 | 20.0509 | 59.2674 | 3.0116 | 2.3322 | 3.3163 | 2.837 | 2.488% | 0.2214% | 277.8659 | 24.7197
|  | 0.0043765 | 10.512 | 0.31 | 4078457.075 | 101113.4484 | 9028.8792 | 4293112.7105 | 4293112.7105 | 0.087959 | 0.25951 | 0.01318 | 0.010207 | 0.014514 | 0.022579 | 0.012187 | 0.019987 | 20.0979 | 59.297 | 3.0116 | 2.3322 | 3.3163 | 2.7846 | 2.479% | 0.2214% | 276.8335 | 24.7197
|  | 0.0043765 | 10.4332 | 0.31 | 4078457.075 | 100355.4823 | 9028.8792 | 4293112.7105 | 4293112.7105 | 0.088377 | 0.25978 | 0.01318 | 0.010207 | 0.014514 | 0.022579 | 0.012261 | 0.020126 | 20.1936 | 59.3574 | 3.0116 | 2.3322 | 3.3163 | 2.8014 | 2.461% | 0.2214% | 274.7583 | 24.7197
|  | 0.0043765 | 10.9055 | 0.31 | 4078457.075 | 104898.4696 | 9028.8792 | 4293112.7105 | 4293112.7105 | 0.085959 | 0.25825 | 0.01318 | 0.010207 | 0.014514 | 0.022579 | 0.012204 | 0.020018 | 19.641 | 59.0089 | 3.0116 | 2.3322 | 3.3163 | 2.7884 | 2.572% | 0.2214% | 287.1964 | 24.7197
|  | 0.0043765 | 9.0945 | 0.3641 | 4078457.075 | 87478.7154 | 10604.5642 | 4293112.7105 | 4293112.7105 | 0.096602 | 0.23415 | 0.013205 | 0.010236 | 0.014644 | 0.022717 | 0.012445 | 0.02054 | 22.0729 | 53.5009 | 3.0172 | 2.3389 | 3.346 | 2.8436 | 2.145% | 0.26% | 239.5037 | 29.0337
|  | 0.0043765 | 9.5669 | 0.3763 | 4078457.075 | 92022.6646 | 10959.8943 | 4293112.7105 | 4293112.7105 | 0.093433 | 0.22642 | 0.01318 | 0.010207 | 0.014514 | 0.022579 | 0.012446 | 0.020475 | 21.3489 | 51.7355 | 3.0116 | 2.3322 | 3.3163 | 2.8438 | 2.256% | 0.2687% | 251.9443 | 30.0066
|  | 0.0043765 | 9.8819 | 0.3763 | 4078457.075 | 95052.6052 | 10959.8943 | 4293112.7105 | 4293112.7105 | 0.091492 | 0.2252 | 0.01318 | 0.010207 | 0.014514 | 0.022579 | 0.012139 | 0.019896 | 20.9054 | 51.4557 | 3.0116 | 2.3322 | 3.3163 | 2.7736 | 2.331% | 0.2687% | 260.2399 | 30.0066
|  | 0.0043765 | 10.5906 | 0.31 | 4078457.075 | 101869.4908 | 9028.8792 | 4293112.7105 | 4293112.7105 | 0.087547 | 0.25925 | 0.01318 | 0.010207 | 0.014514 | 0.022579 | 0.0125 | 0.020578 | 20.004 | 59.2378 | 3.0116 | 2.3322 | 3.3163 | 2.8562 | 2.498% | 0.2214% | 278.9035 | 24.7197
|  | 0.0043765 | 9.1339 | 0.3641 | 4078457.075 | 87857.6985 | 10604.5642 | 4293112.7105 | 4293112.7105 | 0.096326 | 0.23397 | 0.013205 | 0.010236 | 0.014644 | 0.022717 | 0.012355 | 0.02037 | 22.0097 | 53.461 | 3.0172 | 2.3389 | 3.346 | 2.823 | 2.154% | 0.26% | 240.5413 | 29.0337
|  | 0.0043765 | 9.2126 | 0.3641 | 4078457.075 | 88614.7027 | 10604.5642 | 4293112.7105 | 4293112.7105 | 0.095775 | 0.23362 | 0.01318 | 0.010207 | 0.014514 | 0.022579 | 0.012319 | 0.020235 | 21.8839 | 53.3812 | 3.0116 | 2.3322 | 3.3163 | 2.8147 | 2.173% | 0.26% | 242.6138 | 29.0337
|  | 0.0043765 | 10.6299 | 0.31 | 4078457.075 | 102247.5119 | 9028.8792 | 4293112.7105 | 4293112.7105 | 0.087344 | 0.25913 | 0.01318 | 0.010207 | 0.014514 | 0.022579 | 0.012501 | 0.020579 | 19.9575 | 59.2085 | 3.0116 | 2.3322 | 3.3163 | 2.8564 | 2.507% | 0.2214% | 279.9384 | 24.7197
|  | 0.0043765 | 10.3544 | 0.3763 | 4078457.075 | 99597.5162 | 10959.8943 | 4293112.7105 | 4293112.7105 | 0.088802 | 0.2235 | 0.01318 | 0.010207 | 0.014514 | 0.022579 | 0.012192 | 0.019997 | 20.2907 | 51.0681 | 3.0116 | 2.3322 | 3.3163 | 2.7858 | 2.442% | 0.2687% | 272.6831 | 30.0066
|  | 0.0043765 | 10 | 0.3763 | 4078457.075 | 96188.5925 | 10959.8943 | 4293112.7105 | 4293112.7105 | 0.090796 | 0.22476 | 0.01318 | 0.010207 | 0.014514 | 0.022579 | 0.012109 | 0.019839 | 20.7463 | 51.3554 | 3.0116 | 2.3322 | 3.3163 | 2.7667 | 2.358% | 0.2687% | 263.35 | 30.0066
|  | 0.0043765 | 9.4094 | 0.3641 | 4078457.075 | 90507.6942 | 10604.5642 | 4293112.7105 | 4293112.7105 | 0.094453 | 0.23279 | 0.01318 | 0.010207 | 0.014514 | 0.022579 | 0.012282 | 0.020166 | 21.5818 | 53.1907 | 3.0116 | 2.3322 | 3.3163 | 2.8064 | 2.219% | 0.26% | 247.7966 | 29.0337
|  | 0.0043765 | 9.5276 | 0.3641 | 4078457.075 | 91644.6434 | 10604.5642 | 4293112.7105 | 4293112.7105 | 0.093684 | 0.2323 | 0.01318 | 0.010207 | 0.014514 | 0.022579 | 0.012221 | 0.020051 | 21.4063 | 53.08 | 3.0116 | 2.3322 | 3.3163 | 2.7924 | 2.247% | 0.26% | 250.9094 | 29.0337
|  | 0.0060415 | 9.1339 | 0.3641 | 4078457.075 | 87857.6985 | 10604.5642 | 4293112.7105 | 4293112.7105 | 0.094661 | 0.23231 | 0.01154 | 0.0085711 | 0.012979 | 0.021052 | 0.010638 | 0.018608 | 15.6684 | 38.4519 | 1.9101 | 1.4187 | 2.1482 | 1.7609 | 2.154% | 0.26% | 240.5413 | 29.0337
|  | 0.0043765 | 10.1575 | 0.3641 | 4078457.075 | 97703.5628 | 10604.5642 | 4293112.7105 | 4293112.7105 | 0.089893 | 0.22991 | 0.01318 | 0.010207 | 0.014514 | 0.022579 | 0.012479 | 0.020537 | 20.5399 | 52.5336 | 3.0116 | 2.3322 | 3.3163 | 2.8514 | 2.396% | 0.26% | 267.4978 | 29.0337
|  | 0.0043765 | 10.0787 | 0.3641 | 4078457.075 | 96945.5967 | 10604.5642 | 4293112.7105 | 4293112.7105 | 0.090341 | 0.2302 | 0.01318 | 0.010207 | 0.014514 | 0.022579 | 0.012387 | 0.020363 | 20.6423 | 52.5982 | 3.0116 | 2.3322 | 3.3163 | 2.8303 | 2.377% | 0.26% | 265.4226 | 29.0337
|  | 0.0043765 | 10.5119 | 0.3763 | 4078457.075 | 101112.4866 | 10959.8943 | 4293112.7105 | 4293112.7105 | 0.087959 | 0.22297 | 0.01318 | 0.010207 | 0.014514 | 0.022579 | 0.012253 | 0.020111 | 20.0981 | 50.9466 | 3.0116 | 2.3322 | 3.3163 | 2.7997 | 2.479% | 0.2687% | 276.8309 | 30.0066
|  | 0.0043765 | 9.7638 | 0.3763 | 4078457.075 | 93916.6179 | 10959.8943 | 4293112.7105 | 4293112.7105 | 0.092205 | 0.22565 | 0.01318 | 0.010207 | 0.014514 | 0.022579 | 0.01236 | 0.020314 | 21.0683 | 51.5585 | 3.0116 | 2.3322 | 3.3163 | 2.8242 | 2.303% | 0.2687% | 257.1297 | 30.0066
|  | 0.0043765 | 10.0787 | 0.3641 | 4078457.075 | 96945.5967 | 10604.5642 | 4293112.7105 | 4293112.7105 | 0.090341 | 0.2302 | 0.01318 | 0.010207 | 0.014514 | 0.022579 | 0.012231 | 0.020071 | 20.6423 | 52.5982 | 3.0116 | 2.3322 | 3.3163 | 2.7948 | 2.377% | 0.26% | 265.4226 | 29.0337
|  | 0.0043765 | 9.882 | 0.4312 | 4078457.075 | 95053.5671 | 12558.8797 | 4293112.7105 | 4293112.7105 | 0.091497 | 0.20344 | 0.013205 | 0.010236 | 0.014644 | 0.022717 | 0.012197 | 0.020073 | 20.9065 | 46.4854 | 3.0172 | 2.3389 | 3.346 | 2.7869 | 2.331% | 0.3079% | 260.2425 | 34.3843
|  | 0.0043765 | 10.5119 | 0.3763 | 4078457.075 | 101112.4866 | 10959.8943 | 4293112.7105 | 4293112.7105 | 0.087959 | 0.22297 | 0.01318 | 0.010207 | 0.014514 | 0.022579 | 0.012198 | 0.020007 | 20.0981 | 50.9466 | 3.0116 | 2.3322 | 3.3163 | 2.7871 | 2.479% | 0.2687% | 276.8309 | 30.0066
|  | 0.0043765 | 10.0788 | 0.3763 | 4078457.075 | 96946.5586 | 10959.8943 | 4293112.7105 | 4293112.7105 | 0.090341 | 0.22447 | 0.01318 | 0.010207 | 0.014514 | 0.022579 | 0.012274 | 0.020151 | 20.6422 | 51.2898 | 3.0116 | 2.3322 | 3.3163 | 2.8046 | 2.377% | 0.2687% | 265.4252 | 30.0066
|  | 0.0043765 | 9.252 | 0.3641 | 4078457.075 | 88993.6858 | 10604.5642 | 4293112.7105 | 4293112.7105 | 0.095506 | 0.23345 | 0.01318 | 0.010207 | 0.014514 | 0.022579 | 0.01238 | 0.020351 | 21.8224 | 53.3424 | 3.0116 | 2.3322 | 3.3163 | 2.8287 | 2.182% | 0.26% | 243.6514 | 29.0337
|  | 0.0043765 | 10.0787 | 0.3641 | 4078457.075 | 96945.5967 | 10604.5642 | 4293112.7105 | 4293112.7105 | 0.090341 | 0.2302 | 0.01318 | 0.010207 | 0.014514 | 0.022579 | 0.01236 | 0.020314 | 20.6423 | 52.5982 | 3.0116 | 2.3322 | 3.3163 | 2.8242 | 2.377% | 0.26% | 265.4226 | 29.0337
|  | 0.0043765 | 10.0787 | 0.3641 | 4078457.075 | 96945.5967 | 10604.5642 | 4293112.7105 | 4293112.7105 | 0.090341 | 0.2302 | 0.01318 | 0.010207 | 0.014514 | 0.022579 | 0.01244 | 0.020465 | 20.6423 | 52.5982 | 3.0116 | 2.3322 | 3.3163 | 2.8425 | 2.377% | 0.26% | 265.4226 | 29.0337
|  | 0.0043765 | 10.1575 | 0.3641 | 4078457.075 | 97703.5628 | 10604.5642 | 4293112.7105 | 4293112.7105 | 0.089893 | 0.22991 | 0.01318 | 0.010207 | 0.014514 | 0.022579 | 0.012098 | 0.01982 | 20.5399 | 52.5336 | 3.0116 | 2.3322 | 3.3163 | 2.7644 | 2.396% | 0.26% | 267.4978 | 29.0337
|  | 0.0043765 | 9.4095 | 0.3641 | 4078457.075 | 90508.6561 | 10604.5642 | 4293112.7105 | 4293112.7105 | 0.094452 | 0.23279 | 0.01318 | 0.010207 | 0.014514 | 0.022579 | 0.012259 | 0.020123 | 21.5816 | 53.1906 | 3.0116 | 2.3322 | 3.3163 | 2.8012 | 2.219% | 0.26% | 247.7992 | 29.0337
|  | 0.0043765 | 10.1575 | 0.3763 | 4078457.075 | 97703.5628 | 10959.8943 | 4293112.7105 | 4293112.7105 | 0.089893 | 0.22419 | 0.01318 | 0.010207 | 0.014514 | 0.022579 | 0.012241 | 0.020088 | 20.5399 | 51.2253 | 3.0116 | 2.3322 | 3.3163 | 2.7969 | 2.396% | 0.2687% | 267.4978 | 30.0066
|  | 0.0043765 | 10.315 | 0.3763 | 4078457.075 | 99218.5332 | 10959.8943 | 4293112.7105 | 4293112.7105 | 0.089017 | 0.22364 | 0.01318 | 0.010207 | 0.014514 | 0.022579 | 0.012276 | 0.020155 | 20.3398 | 51.0991 | 3.0116 | 2.3322 | 3.3163 | 2.805 | 2.433% | 0.2687% | 271.6455 | 30.0066
|  | 0.0043765 | 9.8819 | 0.3763 | 4078457.075 | 95052.6052 | 10959.8943 | 4293112.7105 | 4293112.7105 | 0.091492 | 0.2252 | 0.01318 | 0.010207 | 0.014514 | 0.022579 | 0.012456 | 0.020493 | 20.9054 | 51.4557 | 3.0116 | 2.3322 | 3.3163 | 2.846 | 2.331% | 0.2687% | 260.2399 | 30.0066
|  | 0.0043765 | 10.1575 | 0.3641 | 4078457.075 | 97703.5628 | 10604.5642 | 4293112.7105 | 4293112.7105 | 0.089893 | 0.22991 | 0.01318 | 0.010207 | 0.014514 | 0.022579 | 0.012246 | 0.020098 | 20.5399 | 52.5336 | 3.0116 | 2.3322 | 3.3163 | 2.7981 | 2.396% | 0.26% | 267.4978 | 29.0337
|  | 0.0043765 | 10.0787 | 0.3641 | 4078457.075 | 96945.5967 | 10604.5642 | 4293112.7105 | 4293112.7105 | 0.090341 | 0.2302 | 0.01318 | 0.010207 | 0.014514 | 0.022579 | 0.012382 | 0.020354 | 20.6423 | 52.5982 | 3.0116 | 2.3322 | 3.3163 | 2.8291 | 2.377% | 0.26% | 265.4226 | 29.0337
|  | 0.0043765 | 9.252 | 0.3641 | 4078457.075 | 88993.6858 | 10604.5642 | 4293112.7105 | 4293112.7105 | 0.095506 | 0.23345 | 0.01318 | 0.010207 | 0.014514 | 0.022579 | 0.012251 | 0.020107 | 21.8224 | 53.3424 | 3.0116 | 2.3322 | 3.3163 | 2.7992 | 2.182% | 0.26% | 243.6514 | 29.0337
|  | 0.0043765 | 10.0787 | 0.3641 | 4078457.075 | 96945.5967 | 10604.5642 | 4293112.7105 | 4293112.7105 | 0.090341 | 0.2302 | 0.01318 | 0.010207 | 0.014514 | 0.022579 | 0.01231 | 0.020218 | 20.6423 | 52.5982 | 3.0116 | 2.3322 | 3.3163 | 2.8127 | 2.377% | 0.26% | 265.4226 | 29.0337
|  | 0.0043765 | 10.0787 | 0.3763 | 4078457.075 | 96945.5967 | 10959.8943 | 4293112.7105 | 4293112.7105 | 0.090341 | 0.22447 | 0.01318 | 0.010207 | 0.014514 | 0.022579 | 0.0123 | 0.0202 | 20.6423 | 51.2899 | 3.0116 | 2.3322 | 3.3163 | 2.8105 | 2.377% | 0.2687% | 265.4226 | 30.0066
|  | 0.0043765 | 10.1575 | 0.3641 | 4078457.075 | 97703.5628 | 10604.5642 | 4293112.7105 | 4293112.7105 | 0.089893 | 0.22991 | 0.01318 | 0.010207 | 0.014514 | 0.022579 | 0.012382 | 0.020355 | 20.5399 | 52.5336 | 3.0116 | 2.3322 | 3.3163 | 2.8293 | 2.396% | 0.26% | 267.4978 | 29.0337
|  | 0.0043765 | 10.1575 | 0.3641 | 4078457.075 | 97703.5628 | 10604.5642 | 4293112.7105 | 4293112.7105 | 0.089893 | 0.22991 | 0.01318 | 0.010207 | 0.014514 | 0.022579 | 0.012259 | 0.020124 | 20.5399 | 52.5336 | 3.0116 | 2.3322 | 3.3163 | 2.8012 | 2.396% | 0.26% | 267.4978 | 29.0337
|  | 0.0043765 | 10.1575 | 0.3641 | 4078457.075 | 97703.5628 | 10604.5642 | 4293112.7105 | 4293112.7105 | 0.089893 | 0.22991 | 0.01318 | 0.010207 | 0.014514 | 0.022579 | 0.012425 | 0.020436 | 20.5399 | 52.5336 | 3.0116 | 2.3322 | 3.3163 | 2.839 | 2.396% | 0.26% | 267.4978 | 29.0337
|  | 0.0043765 | 10.1575 | 0.3641 | 4078457.075 | 97703.5628 | 10604.5642 | 4293112.7105 | 4293112.7105 | 0.089893 | 0.22991 | 0.01318 | 0.010207 | 0.014514 | 0.022579 | 0.012227 | 0.020063 | 20.5399 | 52.5336 | 3.0116 | 2.3322 | 3.3163 | 2.7938 | 2.396% | 0.26% | 267.4978 | 29.0337
|  | 0.0043765 | 10.0787 | 0.3641 | 4078457.075 | 96945.5967 | 10604.5642 | 4293112.7105 | 4293112.7105 | 0.090341 | 0.2302 | 0.01318 | 0.010207 | 0.014514 | 0.022579 | 0.01239 | 0.020369 | 20.6423 | 52.5982 | 3.0116 | 2.3322 | 3.3163 | 2.8309 | 2.377% | 0.26% | 265.4226 | 29.0337
|  | 0.0043765 | 10.0787 | 0.3641 | 4078457.075 | 96945.5967 | 10604.5642 | 4293112.7105 | 4293112.7105 | 0.090341 | 0.2302 | 0.01318 | 0.010207 | 0.014514 | 0.022579 | 0.012352 | 0.020298 | 20.6423 | 52.5982 | 3.0116 | 2.3322 | 3.3163 | 2.8223 | 2.377% | 0.26% | 265.4226 | 29.0337
|  | 0.0043765 | 10.0787 | 0.3641 | 4078457.075 | 96945.5967 | 10604.5642 | 4293112.7105 | 4293112.7105 | 0.090341 | 0.2302 | 0.01318 | 0.010207 | 0.014514 | 0.022579 | 0.012365 | 0.020323 | 20.6423 | 52.5982 | 3.0116 | 2.3322 | 3.3163 | 2.8254 | 2.377% | 0.26% | 265.4226 | 29.0337
|  | 0.004819 | 9.0157 | 0.2775 | 4078457.075 | 86720.7493 | 8082.3031 | 4293112.7105 | 4293112.7105 | 0.096721 | 0.28917 | 0.012772 | 0.009805 | 0.014252 | 0.022328 | 0.011957 | 0.020038 | 20.0708 | 60.0064 | 2.6503 | 2.0346 | 2.9574 | 2.4813 | 2.126% | 0.1982% | 237.4285 | 22.1281
|  | 0.004819 | 9.2127 | 0.2787 | 4078457.075 | 88615.6646 | 8117.2536 | 4293112.7105 | 4293112.7105 | 0.09534 | 0.2873 | 0.012772 | 0.009805 | 0.014252 | 0.022328 | 0.011937 | 0.02 | 19.7841 | 59.6185 | 2.6503 | 2.0346 | 2.9574 | 2.4771 | 2.173% | 0.199% | 242.6165 | 22.2238
|  | 0.004819 | 9.1339 | 0.2775 | 4078457.075 | 87857.6985 | 8082.3031 | 4293112.7105 | 4293112.7105 | 0.095883 | 0.28864 | 0.012762 | 0.0097936 | 0.014201 | 0.022274 | 0.011901 | 0.019906 | 19.8969 | 59.8965 | 2.6483 | 2.0323 | 2.9469 | 2.4695 | 2.154% | 0.1982% | 240.5413 | 22.1281
|  | 0.004819 | 9.2521 | 0.2775 | 4078457.075 | 88994.6477 | 8082.3031 | 4293112.7105 | 4293112.7105 | 0.095069 | 0.28813 | 0.012764 | 0.0097959 | 0.014212 | 0.022285 | 0.011679 | 0.019494 | 19.7279 | 59.7899 | 2.6487 | 2.0328 | 2.9491 | 2.4236 | 2.182% | 0.1982% | 243.6541 | 22.1281
|  | 0.004819 | 9.2521 | 0.2775 | 4078457.075 | 88994.6477 | 8082.3031 | 4293112.7105 | 4293112.7105 | 0.095063 | 0.28812 | 0.012738 | 0.0097643 | 0.014071 | 0.022136 | 0.011653 | 0.019371 | 19.7266 | 59.7887 | 2.6433 | 2.0262 | 2.9199 | 2.4181 | 2.182% | 0.1982% | 243.6541 | 22.1281
|  | 0.004819 | 9.2127 | 0.2775 | 4078457.075 | 88615.6646 | 8082.3031 | 4293112.7105 | 4293112.7105 | 0.095332 | 0.28829 | 0.012738 | 0.0097643 | 0.014071 | 0.022136 | 0.012035 | 0.020092 | 19.7825 | 59.8239 | 2.6433 | 2.0262 | 2.9199 | 2.4974 | 2.173% | 0.1982% | 242.6165 | 22.1281
|  | 0.004819 | 9.1339 | 0.2775 | 4078457.075 | 87857.6985 | 8082.3031 | 4293112.7105 | 4293112.7105 | 0.095877 | 0.28864 | 0.012738 | 0.0097643 | 0.014071 | 0.022136 | 0.011998 | 0.020022 | 19.8957 | 59.8953 | 2.6433 | 2.0262 | 2.9199 | 2.4897 | 2.154% | 0.1982% | 240.5413 | 22.1281
|  | 0.004819 | 8.9763 | 0.2775 | 4078457.075 | 86341.7663 | 8082.3031 | 4293112.7105 | 4293112.7105 | 0.097009 | 0.28935 | 0.012791 | 0.0098275 | 0.014352 | 0.022434 | 0.011672 | 0.019553 | 20.1306 | 60.0444 | 2.6542 | 2.0393 | 2.9783 | 2.4221 | 2.117% | 0.1982% | 236.3909 | 22.1281
|  | 0.004819 | 9.2127 | 0.2775 | 4078457.075 | 88615.6646 | 8082.3031 | 4293112.7105 | 4293112.7105 | 0.095332 | 0.28829 | 0.012738 | 0.0097643 | 0.014071 | 0.022136 | 0.011892 | 0.019822 | 19.7825 | 59.8239 | 2.6433 | 2.0262 | 2.9199 | 2.4677 | 2.173% | 0.1982% | 242.6165 | 22.1281
|  | 0.004819 | 9.0945 | 0.2775 | 4078457.075 | 87478.7154 | 8082.3031 | 4293112.7105 | 4293112.7105 | 0.096154 | 0.28881 | 0.012738 | 0.0097643 | 0.014071 | 0.022136 | 0.012006 | 0.020038 | 19.953 | 59.9315 | 2.6433 | 2.0262 | 2.9199 | 2.4915 | 2.145% | 0.1982% | 239.5037 | 22.1281
|  | 0.004819 | 8.8976 | 0.2775 | 4078457.075 | 85584.7621 | 8082.3031 | 4293112.7105 | 4293112.7105 | 0.097571 | 0.2897 | 0.012738 | 0.0097643 | 0.014071 | 0.022136 | 0.01195 | 0.019932 | 20.2472 | 60.117 | 2.6433 | 2.0262 | 2.9199 | 2.4798 | 2.098% | 0.1982% | 234.3183 | 22.1281
|  | 0.003964 | 8.6222 | 0.2775 | 4078457.075 | 82935.7282 | 8082.3031 | 4293112.7105 | 4293112.7105 | 0.10052 | 0.29188 | 0.013604 | 0.010632 | 0.014983 | 0.023052 | 0.012855 | 0.02091 | 25.3582 | 73.6327 | 3.4318 | 2.6822 | 3.7799 | 3.2428 | 2.034% | 0.1982% | 227.0656 | 22.1281
|  | 0.003964 | 8.5434 | 0.2775 | 4078457.075 | 82177.7621 | 8082.3031 | 4293112.7105 | 4293112.7105 | 0.10113 | 0.29226 | 0.013534 | 0.010549 | 0.014613 | 0.022661 | 0.012892 | 0.02079 | 25.5113 | 73.7278 | 3.4143 | 2.6612 | 3.6865 | 3.2523 | 2.015% | 0.1982% | 224.9905 | 22.1281
|  | 0.003964 | 8.6615 | 0.2775 | 4078457.075 | 83313.7494 | 8082.3031 | 4293112.7105 | 4293112.7105 | 0.10021 | 0.29169 | 0.013604 | 0.010632 | 0.014983 | 0.023052 | 0.01284 | 0.020882 | 25.2808 | 73.5839 | 3.4318 | 2.6822 | 3.7799 | 3.239 | 2.043% | 0.1982% | 228.1006 | 22.1281
|  | 0.003964 | 8.5828 | 0.2775 | 4078457.075 | 82556.7452 | 8082.3031 | 4293112.7105 | 4293112.7105 | 0.10083 | 0.29208 | 0.013606 | 0.010635 | 0.014997 | 0.023066 | 0.012829 | 0.020868 | 25.4365 | 73.6822 | 3.4324 | 2.683 | 3.7833 | 3.2364 | 2.024% | 0.1982% | 226.028 | 22.1281
|  | 0.005145 | 8.8189 | 0.3678 | 4078457.075 | 84827.7578 | 10712.3282 | 4293112.7105 | 4293112.7105 | 0.097831 | 0.23286 | 0.012419 | 0.0094471 | 0.013784 | 0.021852 | 0.011611 | 0.019602 | 19.0148 | 45.2595 | 2.4138 | 1.8362 | 2.6792 | 2.2568 | 2.08% | 0.2627% | 232.2457 | 29.3288
|  | 0.005145 | 8.8189 | 0.3678 | 4078457.075 | 84827.7578 | 10712.3282 | 4293112.7105 | 4293112.7105 | 0.097822 | 0.23285 | 0.012382 | 0.009402 | 0.013583 | 0.021639 | 0.011783 | 0.019823 | 19.0131 | 45.2578 | 2.4065 | 1.8274 | 2.6401 | 2.2902 | 2.08% | 0.2627% | 232.2457 | 29.3288
|  | 0.005145 | 8.8189 | 0.3678 | 4078457.075 | 84827.7578 | 10712.3282 | 4293112.7105 | 4293112.7105 | 0.097827 | 0.23286 | 0.012402 | 0.0094263 | 0.013692 | 0.021754 | 0.011689 | 0.019701 | 19.014 | 45.2587 | 2.4105 | 1.8321 | 2.6611 | 2.2719 | 2.08% | 0.2627% | 232.2457 | 29.3288
|  | 0.005145 | 8.8583 | 0.3678 | 4078457.075 | 85206.7409 | 10712.3282 | 4293112.7105 | 4293112.7105 | 0.097537 | 0.23267 | 0.012419 | 0.0094471 | 0.013784 | 0.021852 | 0.011366 | 0.01914 | 18.9577 | 45.2234 | 2.4138 | 1.8362 | 2.6792 | 2.2092 | 2.089% | 0.2627% | 233.2833 | 29.3288
|  | 0.005145 | 8.8189 | 0.3678 | 4078457.075 | 84827.7578 | 10712.3282 | 4293112.7105 | 4293112.7105 | 0.097831 | 0.23286 | 0.012419 | 0.0094471 | 0.013784 | 0.021852 | 0.011716 | 0.0198 | 19.0148 | 45.2595 | 2.4138 | 1.8362 | 2.6792 | 2.2772 | 2.08% | 0.2627% | 232.2457 | 29.3288
|  | 0.005145 | 8.937 | 0.3678 | 4078457.075 | 85963.7451 | 10712.3282 | 4293112.7105 | 4293112.7105 | 0.096957 | 0.23231 | 0.012415 | 0.009442 | 0.013761 | 0.021828 | 0.011499 | 0.019379 | 18.8449 | 45.1523 | 2.413 | 1.8352 | 2.6747 | 2.235 | 2.108% | 0.2627% | 235.3559 | 29.3288
|  | 0.005145 | 8.8583 | 0.3678 | 4078457.075 | 85206.7409 | 10712.3282 | 4293112.7105 | 4293112.7105 | 0.097529 | 0.23267 | 0.012382 | 0.009402 | 0.013583 | 0.021639 | 0.011743 | 0.019748 | 18.956 | 45.2217 | 2.4065 | 1.8274 | 2.6401 | 2.2825 | 2.089% | 0.2627% | 233.2833 | 29.3288
|  | 0.005145 | 8.7008 | 0.3918 | 4078457.075 | 83691.7706 | 11411.3382 | 4293112.7105 | 4293112.7105 | 0.098728 | 0.22272 | 0.012419 | 0.0094471 | 0.013784 | 0.021852 | 0.011597 | 0.019576 | 19.189 | 43.2878 | 2.4138 | 1.8362 | 2.6792 | 2.2541 | 2.052% | 0.2798% | 229.1356 | 31.2425
|  | 0.005145 | 8.8189 | 0.3918 | 4078457.075 | 84827.7578 | 11411.3382 | 4293112.7105 | 4293112.7105 | 0.097822 | 0.22214 | 0.012382 | 0.009402 | 0.013583 | 0.021639 | 0.011825 | 0.019901 | 19.0131 | 43.1762 | 2.4065 | 1.8274 | 2.6401 | 2.2983 | 2.08% | 0.2798% | 232.2457 | 31.2425
|  | 0.0033695 | 7.874 | 0.9892 | 4078457.075 | 75738.8977 | 28810.8622 | 4293112.7105 | 4293112.7105 | 0.10756 | 0.12981 | 0.014309 | 0.01136 | 0.016169 | 0.024272 | 0.013012 | 0.020983 | 31.9215 | 38.5241 | 4.2467 | 3.3713 | 4.7986 | 3.8616 | 1.857% | 0.7064% | 207.3618 | 78.8798
|  | 0.0033695 | 7.7952 | 0.8842 | 4078457.075 | 74980.9316 | 25752.6934 | 4293112.7105 | 4293112.7105 | 0.10829 | 0.13798 | 0.014227 | 0.011262 | 0.015733 | 0.023811 | 0.013356 | 0.021409 | 32.1378 | 40.9508 | 4.2224 | 3.3422 | 4.6692 | 3.9639 | 1.838% | 0.6314% | 205.2866 | 70.507
|  | 0.0033695 | 7.7952 | 0.8842 | 4078457.075 | 74980.9316 | 25752.6934 | 4293112.7105 | 4293112.7105 | 0.10831 | 0.13801 | 0.014331 | 0.011386 | 0.016285 | 0.024395 | 0.013151 | 0.021306 | 32.1449 | 40.9579 | 4.2532 | 3.379 | 4.8329 | 3.9031 | 1.838% | 0.6314% | 205.2866 | 70.507
|  | 0.0033695 | 7.9527 | 0.8842 | 4078457.075 | 76495.902 | 25752.6934 | 4293112.7105 | 4293112.7105 | 0.10684 | 0.13708 | 0.014365 | 0.011426 | 0.016464 | 0.024585 | 0.01285 | 0.02083 | 31.708 | 40.6832 | 4.2632 | 3.391 | 4.8863 | 3.8136 | 1.876% | 0.6314% | 209.4344 | 70.507
|  | 0.0033695 | 8.1103 | 0.8842 | 4078457.075 | 78011.8342 | 25752.6934 | 4293112.7105 | 4293112.7105 | 0.10542 | 0.13618 | 0.014365 | 0.011426 | 0.016464 | 0.024585 | 0.012901 | 0.020927 | 31.2856 | 40.4168 | 4.2632 | 3.391 | 4.8863 | 3.8287 | 1.913% | 0.6314% | 213.5848 | 70.507
|  | 0.0033695 | 7.7558 | 0.9892 | 4078457.075 | 74601.9486 | 28810.8622 | 4293112.7105 | 4293112.7105 | 0.10869 | 0.13052 | 0.014339 | 0.011395 | 0.016328 | 0.02444 | 0.012858 | 0.020775 | 32.2581 | 38.7371 | 4.2556 | 3.3819 | 4.8457 | 3.8159 | 1.829% | 0.7064% | 204.249 | 78.8798
|  | 0.0033695 | 8.622 | 0.8842 | 4078457.075 | 82933.8045 | 25752.6934 | 4293112.7105 | 4293112.7105 | 0.10115 | 0.13349 | 0.014339 | 0.011395 | 0.016328 | 0.02444 | 0.012779 | 0.020627 | 30.0188 | 39.6172 | 4.2556 | 3.3819 | 4.8457 | 3.7926 | 2.033% | 0.6314% | 227.0604 | 70.507
|  | 0.0033695 | 8.2678 | 0.8842 | 4078457.075 | 79526.8045 | 25752.6934 | 4293112.7105 | 4293112.7105 | 0.10405 | 0.13532 | 0.014365 | 0.011426 | 0.016464 | 0.024585 | 0.012957 | 0.021032 | 30.8796 | 40.1607 | 4.2632 | 3.391 | 4.8863 | 3.8453 | 1.95% | 0.6314% | 217.7325 | 70.507
|  | 0.0033695 | 7.7558 | 0.9892 | 4078457.075 | 74601.9486 | 28810.8622 | 4293112.7105 | 4293112.7105 | 0.10867 | 0.1305 | 0.014227 | 0.011262 | 0.015733 | 0.023811 | 0.013148 | 0.021016 | 32.2504 | 38.7295 | 4.2224 | 3.3422 | 4.6692 | 3.902 | 1.829% | 0.7064% | 204.249 | 78.8798
|  | 0.0033695 | 7.8346 | 0.8842 | 4078457.075 | 75359.9147 | 25752.6934 | 4293112.7105 | 4293112.7105 | 0.10791 | 0.13775 | 0.014227 | 0.011262 | 0.015733 | 0.023811 | 0.013331 | 0.021361 | 32.0262 | 40.8804 | 4.2224 | 3.3422 | 4.6692 | 3.9564 | 1.848% | 0.6314% | 206.3242 | 70.507
|  | 0.0033695 | 7.8346 | 0.8842 | 4078457.075 | 75359.9147 | 25752.6934 | 4293112.7105 | 4293112.7105 | 0.10791 | 0.13775 | 0.014227 | 0.011262 | 0.015733 | 0.023811 | 0.013146 | 0.021012 | 32.0262 | 40.8804 | 4.2224 | 3.3422 | 4.6692 | 3.9014 | 1.848% | 0.6314% | 206.3242 | 70.507
|  | 0.0033695 | 7.8346 | 0.8842 | 4078457.075 | 75359.9147 | 25752.6934 | 4293112.7105 | 4293112.7105 | 0.10791 | 0.13775 | 0.014227 | 0.011262 | 0.015733 | 0.023811 | 0.013164 | 0.021046 | 32.0262 | 40.8804 | 4.2224 | 3.3422 | 4.6692 | 3.9067 | 1.848% | 0.6314% | 206.3242 | 70.507
|  | 0.004801 | 5.7087 | 0.2077 | 4078457.075 | 54911.1818 | 6049.349 | 4293112.7105 | 4293112.7105 | 0.1186 | 0.39066 | 0.012809 | 0.009846 | 0.014372 | 0.022454 | 0.011918 | 0.020001 | 24.7025 | 81.3704 | 2.668 | 2.0508 | 2.9936 | 2.4823 | 1.346% | 0.1483% | 150.3386 | 16.5622
|  | 0.004801 | 5.6299 | 0.2077 | 4078457.075 | 54153.2157 | 6049.349 | 4293112.7105 | 4293112.7105 | 0.12001 | 0.39155 | 0.012756 | 0.0097823 | 0.014089 | 0.022154 | 0.011901 | 0.019825 | 24.9972 | 81.5554 | 2.6569 | 2.0376 | 2.9346 | 2.479 | 1.328% | 0.1483% | 148.2634 | 16.5622
|  | 0.004801 | 5.6693 | 0.2242 | 4078457.075 | 54532.1987 | 6529.9184 | 4293112.7105 | 4293112.7105 | 0.11931 | 0.36833 | 0.012809 | 0.009846 | 0.014372 | 0.022454 | 0.011869 | 0.019908 | 24.8501 | 76.7187 | 2.668 | 2.0508 | 2.9936 | 2.4721 | 1.337% | 0.1601% | 149.301 | 17.8779
|  | 0.004801 | 5.7087 | 0.2111 | 4078457.075 | 54911.1818 | 6148.3755 | 4293112.7105 | 4293112.7105 | 0.1186 | 0.38567 | 0.012809 | 0.009846 | 0.014372 | 0.022454 | 0.011915 | 0.019995 | 24.7025 | 80.332 | 2.668 | 2.0508 | 2.9936 | 2.4817 | 1.346% | 0.1508% | 150.3386 | 16.8333
|  | 0.004801 | 5.6299 | 0.2077 | 4078457.075 | 54153.2157 | 6049.349 | 4293112.7105 | 4293112.7105 | 0.12002 | 0.39156 | 0.012809 | 0.009846 | 0.014372 | 0.022454 | 0.011932 | 0.020027 | 24.9998 | 81.558 | 2.668 | 2.0508 | 2.9936 | 2.4853 | 1.328% | 0.1483% | 148.2634 | 16.5622
|  | 0.004801 | 5.7875 | 0.2077 | 4078457.075 | 55669.1479 | 6049.349 | 4293112.7105 | 4293112.7105 | 0.11721 | 0.38978 | 0.012809 | 0.009846 | 0.014372 | 0.022454 | 0.011866 | 0.019903 | 24.4133 | 81.1879 | 2.668 | 2.0508 | 2.9936 | 2.4715 | 1.365% | 0.1483% | 152.4138 | 16.5622
|  | 0.004801 | 5.9449 | 0.2077 | 4078457.075 | 57183.1564 | 6049.349 | 4293112.7105 | 4293112.7105 | 0.11454 | 0.3881 | 0.012809 | 0.009846 | 0.014372 | 0.022454 | 0.011806 | 0.019789 | 23.8586 | 80.8378 | 2.668 | 2.0508 | 2.9936 | 2.459 | 1.402% | 0.1483% | 156.5589 | 16.5622
|  | 0.0069935 | 5.9449 | 0.1056 | 4078457.075 | 57183.1564 | 3075.644 | 4293112.7105 | 4293112.7105 | 0.11236 | 0.68515 | 0.010632 | 0.0076717 | 0.012149 | 0.020237 | 0.0096962 | 0.017795 | 16.0658 | 97.9691 | 1.5203 | 1.097 | 1.7372 | 1.3865 | 1.402% | 0.07541% | 156.5589 | 8.4207
|  | 0.0069935 | 6.063 | 0.1056 | 4078457.075 | 58319.1436 | 3075.644 | 4293112.7105 | 4293112.7105 | 0.11043 | 0.68393 | 0.010557 | 0.0075825 | 0.011752 | 0.019817 | 0.0098571 | 0.017895 | 15.7905 | 97.7945 | 1.5096 | 1.0842 | 1.6804 | 1.4095 | 1.43% | 0.07541% | 159.6691 | 8.4207
|  | 0.0069935 | 6.0236 | 0.1056 | 4078457.075 | 57940.1606 | 3075.644 | 4293112.7105 | 4293112.7105 | 0.11108 | 0.68434 | 0.010644 | 0.0076864 | 0.012214 | 0.020306 | 0.0095021 | 0.017463 | 15.8832 | 97.8541 | 1.522 | 1.0991 | 1.7465 | 1.3587 | 1.421% | 0.07541% | 158.6315 | 8.4207
|  | 0.0069935 | 6.063 | 0.1056 | 4078457.075 | 58319.1436 | 3075.644 | 4293112.7105 | 4293112.7105 | 0.11043 | 0.68393 | 0.010557 | 0.0075825 | 0.011752 | 0.019817 | 0.0099095 | 0.017993 | 15.7905 | 97.7945 | 1.5096 | 1.0842 | 1.6804 | 1.417 | 1.43% | 0.07541% | 159.6691 | 8.4207
|  | 0.003471 | 8.3859 | 2.2952 | 4078457.075 | 80662.7918 | 66848.6563 | 4293112.7105 | 4293112.7105 | 0.10291 | 0.10537 | 0.014082 | 0.011108 | 0.014472 | 0.022549 | 0.013003 | 0.020713 | 29.6494 | 30.3559 | 4.057 | 3.2001 | 4.1693 | 3.7462 | 1.978% | 1.639% | 220.8427 | 183.0216
|  | 0.003471 | 8.5828 | 2.0671 | 4078457.075 | 82556.7452 | 60205.1488 | 4293112.7105 | 4293112.7105 | 0.10132 | 0.091892 | 0.014082 | 0.011108 | 0.014472 | 0.022549 | 0.013282 | 0.021239 | 29.1903 | 26.4743 | 4.057 | 3.2001 | 4.1693 | 3.8265 | 2.024% | 1.476% | 226.028 | 164.8327
|  | 0.003471 | 8.307 | 2.0671 | 4078457.075 | 79903.8638 | 60205.1488 | 4293112.7105 | 4293112.7105 | 0.10357 | 0.093315 | 0.014087 | 0.011114 | 0.014499 | 0.022579 | 0.01329 | 0.021268 | 29.8398 | 26.8841 | 4.0585 | 3.2019 | 4.1773 | 3.8289 | 1.959% | 1.476% | 218.7649 | 164.8327
|  | 0.003471 | 8.4646 | 2.0671 | 4078457.075 | 81419.796 | 60205.1488 | 4293112.7105 | 4293112.7105 | 0.10227 | 0.092491 | 0.014087 | 0.011114 | 0.014499 | 0.022579 | 0.013166 | 0.021034 | 29.4637 | 26.6469 | 4.0585 | 3.2019 | 4.1773 | 3.7931 | 1.996% | 1.476% | 222.9153 | 164.8327
|  | 0.003471 | 8.3464 | 2.0671 | 4078457.075 | 80282.8468 | 60205.1488 | 4293112.7105 | 4293112.7105 | 0.10324 | 0.093105 | 0.014082 | 0.011108 | 0.014472 | 0.022549 | 0.013362 | 0.021389 | 29.7441 | 26.8236 | 4.057 | 3.2001 | 4.1693 | 3.8495 | 1.968% | 1.476% | 219.8025 | 164.8327
|  | 0.003471 | 7.7954 | 1.5689 | 4078457.075 | 74982.8554 | 45694.8662 | 4293112.7105 | 4293112.7105 | 0.10818 | 0.10611 | 0.014087 | 0.011114 | 0.014499 | 0.022579 | 0.013355 | 0.02139 | 31.1656 | 30.5699 | 4.0585 | 3.2019 | 4.1773 | 3.8475 | 1.839% | 1.12% | 205.2919 | 125.1057
|  | 0.003471 | 8.3859 | 2.2952 | 4078457.075 | 80662.7918 | 66848.6563 | 4293112.7105 | 4293112.7105 | 0.10291 | 0.10537 | 0.014087 | 0.011114 | 0.014499 | 0.022579 | 0.01309 | 0.020892 | 29.6497 | 30.3562 | 4.0585 | 3.2019 | 4.1773 | 3.7713 | 1.978% | 1.639% | 220.8427 | 183.0216
|  | 0.004701 | 7.8344 | 1.7674 | 4078457.075 | 75357.9909 | 51476.2614 | 4293112.7105 | 4293112.7105 | 0.10658 | 0.10004 | 0.012893 | 0.0099273 | 0.013462 | 0.021553 | 0.011893 | 0.019823 | 22.6723 | 21.2813 | 2.7427 | 2.1117 | 2.8637 | 2.5299 | 1.848% | 1.262% | 206.3189 | 140.9343
|  | 0.004553 | 2.9134 | 4.4463 | 4078457.075 | 28023.5845 | 129500.3401 | 4293112.7105 | 4293112.7105 | 0.21668 | 0.173 | 0.013078 | 0.010119 | 0.013804 | 0.021906 | 0.011999 | 0.019991 | 47.5902 | 37.996 | 2.8723 | 2.2224 | 3.0318 | 2.6354 | 0.6871% | 3.175% | 76.7244 | 354.5526
|  | 0.004553 | 3.189 | 4.4463 | 4078457.075 | 30674.5421 | 129500.3401 | 4293112.7105 | 4293112.7105 | 0.19941 | 0.16209 | 0.013056 | 0.010092 | 0.013687 | 0.021782 | 0.011585 | 0.01915 | 43.7971 | 35.6013 | 2.8675 | 2.2167 | 3.0061 | 2.5445 | 0.7521% | 3.175% | 83.9823 | 354.5526
|  | 0.004553 | 3.0708 | 4.4463 | 4078457.075 | 29537.593 | 129500.3401 | 4293112.7105 | 4293112.7105 | 0.20644 | 0.16653 | 0.013078 | 0.010119 | 0.013804 | 0.021906 | 0.011655 | 0.019342 | 45.3412 | 36.5764 | 2.8723 | 2.2224 | 3.0318 | 2.5599 | 0.7242% | 3.175% | 80.8695 | 354.5526
|  | 0.004553 | 3.504 | 4.3042 | 4078457.075 | 33704.4828 | 125361.6184 | 4293112.7105 | 4293112.7105 | 0.183 | 0.15222 | 0.013056 | 0.010092 | 0.013687 | 0.021782 | 0.012102 | 0.020124 | 40.1934 | 33.4319 | 2.8675 | 2.2167 | 3.0061 | 2.658 | 0.8264% | 3.074% | 92.2778 | 343.2214
|  | 0.004553 | 3.0708 | 4.4463 | 4078457.075 | 29537.593 | 129500.3401 | 4293112.7105 | 4293112.7105 | 0.20644 | 0.16653 | 0.013078 | 0.010119 | 0.013804 | 0.021906 | 0.011876 | 0.01976 | 45.3412 | 36.5764 | 2.8723 | 2.2224 | 3.0318 | 2.6085 | 0.7242% | 3.175% | 80.8695 | 354.5526
|  | 0.004701 | 8.0314 | 1.7674 | 4078457.075 | 77252.9062 | 51476.2614 | 4293112.7105 | 4293112.7105 | 0.10475 | 0.098885 | 0.012857 | 0.0098838 | 0.013269 | 0.021349 | 0.011958 | 0.019846 | 22.2825 | 21.0348 | 2.735 | 2.1025 | 2.8226 | 2.5437 | 1.894% | 1.262% | 211.5069 | 140.9343
|  | 0.004701 | 8.4646 | 1.7674 | 4078457.075 | 81419.796 | 51476.2614 | 4293112.7105 | 4293112.7105 | 0.10105 | 0.096552 | 0.012893 | 0.0099273 | 0.013462 | 0.021553 | 0.011864 | 0.019768 | 21.4947 | 20.5386 | 2.7427 | 2.1117 | 2.8637 | 2.5237 | 1.996% | 1.262% | 222.9153 | 140.9343
|  | 0.004701 | 8.9371 | 1.7674 | 4078457.075 | 85964.707 | 51476.2614 | 4293112.7105 | 4293112.7105 | 0.097408 | 0.094257 | 0.012893 | 0.0099273 | 0.013462 | 0.021553 | 0.012009 | 0.020041 | 20.7208 | 20.0504 | 2.7427 | 2.1117 | 2.8637 | 2.5545 | 2.108% | 1.262% | 235.3585 | 140.9343
|  | 0.004701 | 9.7637 | 1.7674 | 4078457.075 | 93915.6561 | 51476.2614 | 4293112.7105 | 4293112.7105 | 0.091899 | 0.090785 | 0.01293 | 0.0099707 | 0.013656 | 0.021758 | 0.011904 | 0.019942 | 19.5487 | 19.3119 | 2.7504 | 2.121 | 2.9048 | 2.5321 | 2.303% | 1.262% | 257.1271 | 140.9343
|  | 0.004701 | 8.2677 | 1.7674 | 4078457.075 | 79525.8426 | 51476.2614 | 4293112.7105 | 4293112.7105 | 0.10268 | 0.097577 | 0.012857 | 0.0098838 | 0.013269 | 0.021349 | 0.012104 | 0.020121 | 21.8416 | 20.7567 | 2.735 | 2.1025 | 2.8226 | 2.5748 | 1.95% | 1.262% | 217.7299 | 140.9343
|  | 0.0060385 | 11.7324 | 2.3315 | 4078457.075 | 112852.3043 | 67905.909 | 4293112.7105 | 4293112.7105 | 0.080548 | 0.089881 | 0.01159 | 0.0086306 | 0.012307 | 0.020408 | 0.010547 | 0.018563 | 13.3391 | 14.8847 | 1.9194 | 1.4293 | 2.038 | 1.7467 | 2.767% | 1.665% | 308.9728 | 185.9162
|  | 0.0060385 | 11.7324 | 2.3315 | 4078457.075 | 112852.3043 | 67905.909 | 4293112.7105 | 4293112.7105 | 0.080548 | 0.089881 | 0.01159 | 0.0086306 | 0.012307 | 0.020408 | 0.010527 | 0.018524 | 13.3391 | 14.8847 | 1.9194 | 1.4293 | 2.038 | 1.7433 | 2.767% | 1.665% | 308.9728 | 185.9162
|  | 0.0060385 | 12.008 | 2.3315 | 4078457.075 | 115503.2619 | 67905.909 | 4293112.7105 | 4293112.7105 | 0.079409 | 0.089163 | 0.01159 | 0.0086306 | 0.012307 | 0.020408 | 0.010553 | 0.018574 | 13.1504 | 14.7657 | 1.9194 | 1.4293 | 2.038 | 1.7476 | 2.832% | 1.665% | 316.2307 | 185.9162
|  | 0.0060385 | 12.9136 | 2.2171 | 4078457.075 | 124214.1008 | 64573.9613 | 4293112.7105 | 4293112.7105 | 0.076006 | 0.088444 | 0.01159 | 0.0086306 | 0.012307 | 0.020408 | 0.010113 | 0.017745 | 12.5869 | 14.6467 | 1.9194 | 1.4293 | 2.038 | 1.6748 | 3.046% | 1.583% | 340.0797 | 176.7939
|  | 0.0060385 | 11.9687 | 2.3315 | 4078457.075 | 115125.2407 | 67905.909 | 4293112.7105 | 4293112.7105 | 0.079568 | 0.089263 | 0.01159 | 0.0086306 | 0.012307 | 0.020408 | 0.010639 | 0.018737 | 13.1768 | 14.7824 | 1.9194 | 1.4293 | 2.038 | 1.7619 | 2.823% | 1.665% | 315.1957 | 185.9162
|  | 0.0060385 | 11.811 | 2.3315 | 4078457.075 | 113608.3466 | 67905.909 | 4293112.7105 | 4293112.7105 | 0.080218 | 0.089673 | 0.01159 | 0.0086306 | 0.012307 | 0.020408 | 0.010176 | 0.017863 | 13.2844 | 14.8502 | 1.9194 | 1.4293 | 2.038 | 1.6852 | 2.786% | 1.665% | 311.0427 | 185.9162
|  | 0.0060385 | 11.9686 | 2.3315 | 4078457.075 | 115124.2788 | 67905.909 | 4293112.7105 | 4293112.7105 | 0.079568 | 0.089263 | 0.01159 | 0.0086306 | 0.012307 | 0.020408 | 0.010531 | 0.018532 | 13.1768 | 14.7824 | 1.9194 | 1.4293 | 2.038 | 1.7439 | 2.823% | 1.665% | 315.1931 | 185.9162
|  | 0.0060385 | 11.9292 | 2.3315 | 4078457.075 | 114745.2958 | 67905.909 | 4293112.7105 | 4293112.7105 | 0.079729 | 0.089365 | 0.01159 | 0.0086306 | 0.012307 | 0.020408 | 0.010633 | 0.018725 | 13.2034 | 14.7992 | 1.9194 | 1.4293 | 2.038 | 1.7609 | 2.813% | 1.665% | 314.1555 | 185.9162
|  | 0.0060385 | 12.0868 | 2.3315 | 4078457.075 | 116261.228 | 67905.909 | 4293112.7105 | 4293112.7105 | 0.079092 | 0.088963 | 0.01159 | 0.0086306 | 0.012307 | 0.020408 | 0.010485 | 0.018445 | 13.098 | 14.7327 | 1.9194 | 1.4293 | 2.038 | 1.7363 | 2.851% | 1.665% | 318.3059 | 185.9162
|  | 0.0060385 | 12.4407 | 2.224 | 4078457.075 | 119665.3423 | 64774.9267 | 4293112.7105 | 4293112.7105 | 0.077721 | 0.089436 | 0.01159 | 0.0086306 | 0.012307 | 0.020408 | 0.010455 | 0.01839 | 12.8709 | 14.8109 | 1.9194 | 1.4293 | 2.038 | 1.7314 | 2.934% | 1.588% | 327.6259 | 177.3441
|  | 0.0060385 | 11.9292 | 2.3315 | 4078457.075 | 114745.2958 | 67905.909 | 4293112.7105 | 4293112.7105 | 0.079729 | 0.089365 | 0.01159 | 0.0086306 | 0.012307 | 0.020408 | 0.010554 | 0.018575 | 13.2034 | 14.7992 | 1.9194 | 1.4293 | 2.038 | 1.7477 | 2.813% | 1.665% | 314.1555 | 185.9162
|  | 0.0060385 | 11.9293 | 2.3315 | 4078457.075 | 114746.2577 | 67905.909 | 4293112.7105 | 4293112.7105 | 0.079729 | 0.089365 | 0.01159 | 0.0086306 | 0.012307 | 0.020408 | 0.010531 | 0.018533 | 13.2034 | 14.7991 | 1.9194 | 1.4293 | 2.038 | 1.744 | 2.813% | 1.665% | 314.1581 | 185.9162
|  | 0.0060385 | 11.6928 | 2.3315 | 4078457.075 | 112471.3974 | 67905.909 | 4293112.7105 | 4293112.7105 | 0.080716 | 0.089988 | 0.01159 | 0.0086306 | 0.012307 | 0.020408 | 0.010244 | 0.01799 | 13.367 | 14.9023 | 1.9194 | 1.4293 | 2.038 | 1.6964 | 2.758% | 1.665% | 307.9299 | 185.9162
|  | 0.0060385 | 11.8111 | 2.3315 | 4078457.075 | 113609.3085 | 67905.909 | 4293112.7105 | 4293112.7105 | 0.080217 | 0.089673 | 0.01159 | 0.0086306 | 0.012307 | 0.020408 | 0.010543 | 0.018555 | 13.2843 | 14.8502 | 1.9194 | 1.4293 | 2.038 | 1.746 | 2.786% | 1.665% | 311.0453 | 185.9162
|  | 0.0060385 | 12.3621 | 2.224 | 4078457.075 | 118909.2999 | 64774.9267 | 4293112.7105 | 4293112.7105 | 0.078019 | 0.089623 | 0.01159 | 0.0086306 | 0.012307 | 0.020408 | 0.010578 | 0.01862 | 12.9202 | 14.842 | 1.9194 | 1.4293 | 2.038 | 1.7517 | 2.916% | 1.588% | 325.5559 | 177.3441
|  | 0.0060385 | 11.89 | 2.3315 | 4078457.075 | 114368.2365 | 67905.909 | 4293112.7105 | 4293112.7105 | 0.07989 | 0.089466 | 0.01159 | 0.0086306 | 0.012307 | 0.020408 | 0.01028 | 0.018059 | 13.2301 | 14.816 | 1.9194 | 1.4293 | 2.038 | 1.7024 | 2.804% | 1.665% | 313.1232 | 185.9162
|  | 0.0060385 | 11.9293 | 2.3315 | 4078457.075 | 114746.2577 | 67905.909 | 4293112.7105 | 4293112.7105 | 0.079729 | 0.089365 | 0.01159 | 0.0086306 | 0.012307 | 0.020408 | 0.010525 | 0.018522 | 13.2034 | 14.7991 | 1.9194 | 1.4293 | 2.038 | 1.7431 | 2.813% | 1.665% | 314.1581 | 185.9162
|  | 0.0060385 | 12.756 | 2.3315 | 4078457.075 | 122698.1686 | 67905.909 | 4293112.7105 | 4293112.7105 | 0.076569 | 0.087374 | 0.011615 | 0.0086599 | 0.012437 | 0.020546 | 0.010503 | 0.018546 | 12.6801 | 14.4695 | 1.9234 | 1.4341 | 2.0596 | 1.7393 | 3.008% | 1.665% | 335.9293 | 185.9162
|  | 0.0060385 | 11.9293 | 2.3315 | 4078457.075 | 114746.2577 | 67905.909 | 4293112.7105 | 4293112.7105 | 0.079729 | 0.089365 | 0.01159 | 0.0086306 | 0.012307 | 0.020408 | 0.010633 | 0.018725 | 13.2034 | 14.7991 | 1.9194 | 1.4293 | 2.038 | 1.7609 | 2.813% | 1.665% | 314.1581 | 185.9162
|  | 0.0060385 | 11.7324 | 2.3315 | 4078457.075 | 112852.3043 | 67905.909 | 4293112.7105 | 4293112.7105 | 0.080548 | 0.089881 | 0.01159 | 0.0086306 | 0.012307 | 0.020408 | 0.010291 | 0.018079 | 13.3391 | 14.8847 | 1.9194 | 1.4293 | 2.038 | 1.7042 | 2.767% | 1.665% | 308.9728 | 185.9162
|  | 0.0060385 | 11.8111 | 2.3315 | 4078457.075 | 113609.3085 | 67905.909 | 4293112.7105 | 4293112.7105 | 0.080217 | 0.089673 | 0.01159 | 0.0086306 | 0.012307 | 0.020408 | 0.01052 | 0.018512 | 13.2843 | 14.8502 | 1.9194 | 1.4293 | 2.038 | 1.7422 | 2.786% | 1.665% | 311.0453 | 185.9162
|  | 0.0060385 | 11.9293 | 2.3315 | 4078457.075 | 114746.2577 | 67905.909 | 4293112.7105 | 4293112.7105 | 0.079729 | 0.089365 | 0.01159 | 0.0086306 | 0.012307 | 0.020408 | 0.010637 | 0.018732 | 13.2034 | 14.7991 | 1.9194 | 1.4293 | 2.038 | 1.7615 | 2.813% | 1.665% | 314.1581 | 185.9162
|  | 0.0060385 | 11.7716 | 2.3315 | 4078457.075 | 113229.3635 | 67905.909 | 4293112.7105 | 4293112.7105 | 0.080383 | 0.089777 | 0.01159 | 0.0086306 | 0.012307 | 0.020408 | 0.010588 | 0.018639 | 13.3117 | 14.8675 | 1.9194 | 1.4293 | 2.038 | 1.7534 | 2.776% | 1.665% | 310.0051 | 185.9162
|  | 0.0060385 | 11.9293 | 2.3315 | 4078457.075 | 114746.2577 | 67905.909 | 4293112.7105 | 4293112.7105 | 0.079729 | 0.089365 | 0.01159 | 0.0086306 | 0.012307 | 0.020408 | 0.010509 | 0.018491 | 13.2034 | 14.7991 | 1.9194 | 1.4293 | 2.038 | 1.7404 | 2.813% | 1.665% | 314.1581 | 185.9162
|  | 0.0060385 | 11.6928 | 2.3315 | 4078457.075 | 112471.3974 | 67905.909 | 4293112.7105 | 4293112.7105 | 0.080716 | 0.089988 | 0.01159 | 0.0086306 | 0.012307 | 0.020408 | 0.010565 | 0.018596 | 13.367 | 14.9023 | 1.9194 | 1.4293 | 2.038 | 1.7496 | 2.758% | 1.665% | 307.9299 | 185.9162
|  | 0.0060385 | 11.6928 | 2.3315 | 4078457.075 | 112471.3974 | 67905.909 | 4293112.7105 | 4293112.7105 | 0.080716 | 0.089988 | 0.01159 | 0.0086306 | 0.012307 | 0.020408 | 0.010551 | 0.01857 | 13.367 | 14.9023 | 1.9194 | 1.4293 | 2.038 | 1.7473 | 2.758% | 1.665% | 307.9299 | 185.9162
|  | 0.0060385 | 12.0079 | 2.3315 | 4078457.075 | 115502.3 | 67905.909 | 4293112.7105 | 4293112.7105 | 0.079409 | 0.089163 | 0.01159 | 0.0086306 | 0.012307 | 0.020408 | 0.010458 | 0.018395 | 13.1504 | 14.7658 | 1.9194 | 1.4293 | 2.038 | 1.7319 | 2.832% | 1.665% | 316.2281 | 185.9162
|  | 0.0060385 | 12.3624 | 2.224 | 4078457.075 | 118912.1856 | 64774.9267 | 4293112.7105 | 4293112.7105 | 0.078018 | 0.089623 | 0.01159 | 0.0086306 | 0.012307 | 0.020408 | 0.010512 | 0.018496 | 12.92 | 14.8419 | 1.9194 | 1.4293 | 2.038 | 1.7408 | 2.916% | 1.588% | 325.5638 | 177.3441
|  | 0.0060385 | 12.2049 | 2.224 | 4078457.075 | 117397.2153 | 64774.9267 | 4293112.7105 | 4293112.7105 | 0.078626 | 0.090006 | 0.01159 | 0.0086306 | 0.012307 | 0.020408 | 0.010411 | 0.018307 | 13.0207 | 14.9054 | 1.9194 | 1.4293 | 2.038 | 1.7241 | 2.878% | 1.588% | 321.4161 | 177.3441
|  | 0.0060385 | 11.9686 | 2.3315 | 4078457.075 | 115124.2788 | 67905.909 | 4293112.7105 | 4293112.7105 | 0.079568 | 0.089263 | 0.01159 | 0.0086306 | 0.012307 | 0.020408 | 0.010578 | 0.018622 | 13.1768 | 14.7824 | 1.9194 | 1.4293 | 2.038 | 1.7518 | 2.823% | 1.665% | 315.1931 | 185.9162
|  | 0.0060385 | 11.9293 | 2.3315 | 4078457.075 | 114746.2577 | 67905.909 | 4293112.7105 | 4293112.7105 | 0.079729 | 0.089365 | 0.01159 | 0.0086306 | 0.012307 | 0.020408 | 0.010303 | 0.018103 | 13.2034 | 14.7991 | 1.9194 | 1.4293 | 2.038 | 1.7063 | 2.813% | 1.665% | 314.1581 | 185.9162
|  | 0.0060385 | 11.7323 | 2.3315 | 4078457.075 | 112851.3424 | 67905.909 | 4293112.7105 | 4293112.7105 | 0.080549 | 0.089882 | 0.01159 | 0.0086306 | 0.012307 | 0.020408 | 0.010504 | 0.018482 | 13.3392 | 14.8848 | 1.9194 | 1.4293 | 2.038 | 1.7396 | 2.767% | 1.665% | 308.9701 | 185.9162
|  | 0.0060385 | 12.1654 | 2.3147 | 4078457.075 | 117017.2703 | 67416.602 | 4293112.7105 | 4293112.7105 | 0.078786 | 0.088973 | 0.011615 | 0.0086599 | 0.012437 | 0.020546 | 0.010546 | 0.018627 | 13.0473 | 14.7343 | 1.9234 | 1.4341 | 2.0596 | 1.7464 | 2.869% | 1.653% | 320.3758 | 184.5766
|  | 0.0060385 | 13.7797 | 2.3273 | 4078457.075 | 132544.9948 | 67783.5822 | 4293112.7105 | 4293112.7105 | 0.073181 | 0.08529 | 0.011639 | 0.0086889 | 0.012566 | 0.020682 | 0.010516 | 0.018636 | 12.1191 | 14.1244 | 1.9274 | 1.4389 | 2.0809 | 1.7414 | 3.25% | 1.662% | 362.8884 | 185.5813
|  | 0.0060385 | 13.5827 | 2.2171 | 4078457.075 | 130650.0795 | 64573.9613 | 4293112.7105 | 4293112.7105 | 0.073789 | 0.087048 | 0.011615 | 0.0086599 | 0.012437 | 0.020546 | 0.010225 | 0.018022 | 12.2197 | 14.4156 | 1.9234 | 1.4341 | 2.0596 | 1.6933 | 3.203% | 1.583% | 357.7004 | 176.7939
|  | 0.0060385 | 15.8662 | 2.2171 | 4078457.075 | 152614.7446 | 64573.9613 | 4293112.7105 | 4293112.7105 | 0.067613 | 0.083154 | 0.011607 | 0.008651 | 0.012397 | 0.020504 | 0.010491 | 0.018503 | 11.197 | 13.7706 | 1.9222 | 1.4326 | 2.0531 | 1.7373 | 3.742% | 1.583% | 417.8364 | 176.7939
|  | 0.0060385 | 12.6378 | 2.3315 | 4078457.075 | 121561.2194 | 67905.909 | 4293112.7105 | 4293112.7105 | 0.076991 | 0.087638 | 0.01159 | 0.0086306 | 0.012307 | 0.020408 | 0.01065 | 0.018757 | 12.7499 | 14.5132 | 1.9194 | 1.4293 | 2.038 | 1.7637 | 2.981% | 1.665% | 332.8165 | 185.9162
|  | 0.0060385 | 12.4016 | 2.3315 | 4078457.075 | 119289.2449 | 67905.909 | 4293112.7105 | 4293112.7105 | 0.077869 | 0.088192 | 0.01159 | 0.0086306 | 0.012307 | 0.020408 | 0.010403 | 0.018291 | 12.8954 | 14.6049 | 1.9194 | 1.4293 | 2.038 | 1.7228 | 2.925% | 1.665% | 326.5962 | 185.9162
|  | 0.0060385 | 13.268 | 2.2171 | 4078457.075 | 127623.0245 | 64573.9613 | 4293112.7105 | 4293112.7105 | 0.074806 | 0.08769 | 0.011615 | 0.0086599 | 0.012437 | 0.020546 | 0.01038 | 0.018314 | 12.3882 | 14.5218 | 1.9234 | 1.4341 | 2.0596 | 1.7189 | 3.129% | 1.583% | 349.4128 | 176.7939
|  | 0.0060385 | 12.2441 | 2.1532 | 4078457.075 | 117774.2745 | 62712.8472 | 4293112.7105 | 4293112.7105 | 0.078479 | 0.090869 | 0.011615 | 0.0086599 | 0.012437 | 0.020546 | 0.010441 | 0.018429 | 12.9964 | 15.0482 | 1.9234 | 1.4341 | 2.0596 | 1.729 | 2.888% | 1.538% | 322.4484 | 171.6984
|  | 0.0060385 | 13.0708 | 2.266 | 4078457.075 | 125726.1855 | 65998.1942 | 4293112.7105 | 4293112.7105 | 0.075463 | 0.087474 | 0.01159 | 0.0086306 | 0.012307 | 0.020408 | 0.010621 | 0.018703 | 12.497 | 14.4861 | 1.9194 | 1.4293 | 2.038 | 1.759 | 3.083% | 1.618% | 344.2195 | 180.6932
|  | 0.0060385 | 12.2048 | 2.3315 | 4078457.075 | 117396.2534 | 67905.909 | 4293112.7105 | 4293112.7105 | 0.078632 | 0.088675 | 0.011615 | 0.0086599 | 0.012437 | 0.020546 | 0.010524 | 0.018585 | 13.0217 | 14.685 | 1.9234 | 1.4341 | 2.0596 | 1.7428 | 2.878% | 1.665% | 321.4134 | 185.9162
|  | 0.0060385 | 12.0866 | 2.3315 | 4078457.075 | 116259.3042 | 67905.909 | 4293112.7105 | 4293112.7105 | 0.079099 | 0.088969 | 0.011615 | 0.0086599 | 0.012437 | 0.020546 | 0.010344 | 0.018247 | 13.0991 | 14.7337 | 1.9234 | 1.4341 | 2.0596 | 1.713 | 2.851% | 1.665% | 318.3006 | 185.9162
|  | 0.0060385 | 13.3464 | 2.224 | 4078457.075 | 128377.1431 | 64774.9267 | 4293112.7105 | 4293112.7105 | 0.074548 | 0.087437 | 0.011615 | 0.0086599 | 0.012437 | 0.020546 | 0.010502 | 0.018545 | 12.3455 | 14.4799 | 1.9234 | 1.4341 | 2.0596 | 1.7392 | 3.148% | 1.588% | 351.4775 | 177.3441
|  | 0.0060385 | 13.0314 | 2.224 | 4078457.075 | 125347.2024 | 64774.9267 | 4293112.7105 | 4293112.7105 | 0.075598 | 0.088097 | 0.01159 | 0.0086306 | 0.012307 | 0.020408 | 0.010495 | 0.018465 | 12.5193 | 14.5892 | 1.9194 | 1.4293 | 2.038 | 1.738 | 3.073% | 1.588% | 343.1819 | 177.3441
|  | 0.0060385 | 12.7559 | 2.224 | 4078457.075 | 122697.2067 | 64774.9267 | 4293112.7105 | 4293112.7105 | 0.076568 | 0.08871 | 0.011608 | 0.0086517 | 0.0124 | 0.020507 | 0.010404 | 0.018342 | 12.6799 | 14.6907 | 1.9223 | 1.4328 | 2.0535 | 1.723 | 3.008% | 1.588% | 335.9266 | 177.3441
|  | 0.0060385 | 12.9135 | 2.3315 | 4078457.075 | 124213.1389 | 67905.909 | 4293112.7105 | 4293112.7105 | 0.076012 | 0.087023 | 0.011615 | 0.0086599 | 0.012437 | 0.020546 | 0.010369 | 0.018294 | 12.5879 | 14.4114 | 1.9234 | 1.4341 | 2.0596 | 1.7171 | 3.046% | 1.665% | 340.077 | 185.9162
|  | 0.0060385 | 12.0866 | 2.3315 | 4078457.075 | 116259.3042 | 67905.909 | 4293112.7105 | 4293112.7105 | 0.079093 | 0.088964 | 0.01159 | 0.0086306 | 0.012307 | 0.020408 | 0.010468 | 0.018413 | 13.0981 | 14.7328 | 1.9194 | 1.4293 | 2.038 | 1.7335 | 2.851% | 1.665% | 318.3006 | 185.9162
|  | 0.0060385 | 12.5197 | 2.2171 | 4078457.075 | 120425.2322 | 64573.9613 | 4293112.7105 | 4293112.7105 | 0.077425 | 0.089339 | 0.01159 | 0.0086306 | 0.012307 | 0.020408 | 0.010338 | 0.018169 | 12.822 | 14.795 | 1.9194 | 1.4293 | 2.038 | 1.712 | 2.953% | 1.583% | 329.7063 | 176.7939
|  | 0.0060385 | 11.9293 | 2.3315 | 4078457.075 | 114746.2577 | 67905.909 | 4293112.7105 | 4293112.7105 | 0.079729 | 0.089365 | 0.01159 | 0.0086306 | 0.012307 | 0.020408 | 0.010633 | 0.018725 | 13.2034 | 14.7991 | 1.9194 | 1.4293 | 2.038 | 1.7609 | 2.813% | 1.665% | 314.1581 | 185.9162
|  | 0.0060385 | 14.6063 | 2.2171 | 4078457.075 | 140495.9439 | 64573.9613 | 4293112.7105 | 4293112.7105 | 0.070783 | 0.085153 | 0.011615 | 0.0086599 | 0.012437 | 0.020546 | 0.010401 | 0.018354 | 11.7219 | 14.1017 | 1.9234 | 1.4341 | 2.0596 | 1.7224 | 3.445% | 1.583% | 384.6569 | 176.7939
|  | 0.0060385 | 12.0474 | 2.3992 | 4078457.075 | 115882.2449 | 69877.6997 | 4293112.7105 | 4293112.7105 | 0.07925 | 0.088282 | 0.01159 | 0.0086306 | 0.012307 | 0.020408 | 0.010124 | 0.017765 | 13.1241 | 14.6199 | 1.9194 | 1.4293 | 2.038 | 1.6766 | 2.841% | 1.713% | 317.2683 | 191.3147
|  | 0.0060385 | 12.2836 | 2.3147 | 4078457.075 | 118154.2195 | 67416.602 | 4293112.7105 | 4293112.7105 | 0.078326 | 0.088683 | 0.011615 | 0.0086599 | 0.012437 | 0.020546 | 0.010192 | 0.01796 | 12.971 | 14.6862 | 1.9234 | 1.4341 | 2.0596 | 1.6878 | 2.897% | 1.653% | 323.4886 | 184.5766
|  | 0.0060385 | 11.7324 | 2.3315 | 4078457.075 | 112852.3043 | 67905.909 | 4293112.7105 | 4293112.7105 | 0.080548 | 0.089881 | 0.01159 | 0.0086306 | 0.012307 | 0.020408 | 0.01064 | 0.018738 | 13.3391 | 14.8847 | 1.9194 | 1.4293 | 2.038 | 1.762 | 2.767% | 1.665% | 308.9728 | 185.9162
|  | 0.004788 | 6.929 | 0.5878 | 4078457.075 | 66649.0757 | 17119.9199 | 4293112.7105 | 4293112.7105 | 0.11621 | 0.17915 | 0.012828 | 0.0098656 | 0.014277 | 0.022363 | 0.011693 | 0.01958 | 24.2721 | 37.416 | 2.6791 | 2.0605 | 2.9819 | 2.4421 | 1.634% | 0.4198% | 182.4752 | 46.8718
|  | 0.004788 | 6.8897 | 0.5878 | 4078457.075 | 66271.0546 | 17119.9199 | 4293112.7105 | 4293112.7105 | 0.11669 | 0.17945 | 0.012828 | 0.0098656 | 0.014277 | 0.022363 | 0.011688 | 0.019571 | 24.3723 | 37.4792 | 2.6791 | 2.0605 | 2.9819 | 2.441 | 1.625% | 0.4198% | 181.4403 | 46.8718
|  | 0.004788 | 6.8897 | 0.5878 | 4078457.075 | 66271.0546 | 17119.9199 | 4293112.7105 | 4293112.7105 | 0.11669 | 0.17945 | 0.012828 | 0.0098656 | 0.014277 | 0.022363 | 0.011938 | 0.020041 | 24.3723 | 37.4792 | 2.6791 | 2.0605 | 2.9819 | 2.4932 | 1.625% | 0.4198% | 181.4403 | 46.8718
|  | 0.004788 | 6.811 | 0.5805 | 4078457.075 | 65514.0504 | 16907.3044 | 4293112.7105 | 4293112.7105 | 0.11767 | 0.18144 | 0.012828 | 0.0098656 | 0.014277 | 0.022363 | 0.011707 | 0.019607 | 24.5763 | 37.8953 | 2.6791 | 2.0605 | 2.9819 | 2.4451 | 1.606% | 0.4146% | 179.3677 | 46.2897
|  | 0.004788 | 6.7717 | 0.5805 | 4078457.075 | 65136.0292 | 16907.3044 | 4293112.7105 | 4293112.7105 | 0.11818 | 0.18176 | 0.012862 | 0.0099071 | 0.014462 | 0.022558 | 0.011795 | 0.019867 | 24.6816 | 37.9623 | 2.6864 | 2.0692 | 3.0204 | 2.4634 | 1.597% | 0.4146% | 178.3327 | 46.2897
|  | 0.004788 | 7.1653 | 0.5878 | 4078457.075 | 68922.0122 | 17119.9199 | 4293112.7105 | 4293112.7105 | 0.11344 | 0.1774 | 0.012828 | 0.0098656 | 0.014277 | 0.022363 | 0.011906 | 0.019983 | 23.6931 | 37.0508 | 2.6791 | 2.0605 | 2.9819 | 2.4867 | 1.69% | 0.4198% | 188.6982 | 46.8718
|  | 0.004788 | 6.9684 | 0.5692 | 4078457.075 | 67028.0588 | 16578.1872 | 4293112.7105 | 4293112.7105 | 0.11574 | 0.18242 | 0.012828 | 0.0098656 | 0.014277 | 0.022363 | 0.011781 | 0.019747 | 24.1729 | 38.1002 | 2.6791 | 2.0605 | 2.9819 | 2.4605 | 1.643% | 0.4065% | 183.5128 | 45.3886
|  | 0.004788 | 7.4803 | 0.5878 | 4078457.075 | 71951.9528 | 17119.9199 | 4293112.7105 | 4293112.7105 | 0.11002 | 0.17524 | 0.012828 | 0.0098656 | 0.014277 | 0.022363 | 0.011669 | 0.019535 | 22.9782 | 36.5998 | 2.6791 | 2.0605 | 2.9819 | 2.4371 | 1.764% | 0.4198% | 196.9937 | 46.8718
|  | 0.004788 | 7.4803 | 0.5692 | 4078457.075 | 71951.9528 | 16578.1872 | 4293112.7105 | 4293112.7105 | 0.11002 | 0.17882 | 0.012828 | 0.0098656 | 0.014277 | 0.022363 | 0.011846 | 0.019868 | 22.9782 | 37.3467 | 2.6791 | 2.0605 | 2.9819 | 2.474 | 1.764% | 0.4065% | 196.9937 | 45.3886
|  | 0.004788 | 7.4409 | 0.5878 | 4078457.075 | 71572.9698 | 17119.9199 | 4293112.7105 | 4293112.7105 | 0.11043 | 0.1755 | 0.012828 | 0.0098656 | 0.014277 | 0.022363 | 0.011761 | 0.01971 | 23.0643 | 36.6542 | 2.6791 | 2.0605 | 2.9819 | 2.4564 | 1.755% | 0.4198% | 195.9561 | 46.8718
|  | 0.004788 | 8.4646 | 0.5692 | 4078457.075 | 81419.796 | 16578.1872 | 4293112.7105 | 4293112.7105 | 0.10096 | 0.1731 | 0.012828 | 0.0098656 | 0.014277 | 0.022363 | 0.01138 | 0.01899 | 21.087 | 36.1538 | 2.6791 | 2.0605 | 2.9819 | 2.3768 | 1.996% | 0.4065% | 222.9153 | 45.3886
|  | 0.004788 | 8.1497 | 0.5878 | 4078457.075 | 78390.8172 | 17119.9199 | 4293112.7105 | 4293112.7105 | 0.10362 | 0.17121 | 0.012828 | 0.0098656 | 0.014277 | 0.022363 | 0.01177 | 0.019726 | 21.6424 | 35.7573 | 2.6791 | 2.0605 | 2.9819 | 2.4583 | 1.922% | 0.4198% | 214.6224 | 46.8718
|  | 0.004788 | 7.2834 | 0.5692 | 4078457.075 | 70057.9995 | 16578.1872 | 4293112.7105 | 4293112.7105 | 0.11214 | 0.18016 | 0.012898 | 0.0099495 | 0.01465 | 0.022758 | 0.011551 | 0.019504 | 23.4212 | 37.6274 | 2.6938 | 2.078 | 3.0598 | 2.4124 | 1.718% | 0.4065% | 191.8083 | 45.3886
|  | 0.004788 | 7.2047 | 0.5602 | 4078457.075 | 69300.9952 | 16316.0584 | 4293112.7105 | 4293112.7105 | 0.113 | 0.18251 | 0.012816 | 0.0098521 | 0.014217 | 0.022299 | 0.011837 | 0.01982 | 23.5998 | 38.1177 | 2.6768 | 2.0577 | 2.9693 | 2.4721 | 1.699% | 0.4001% | 189.7358 | 44.6709
|  | 0.004788 | 8.7009 | 0.5878 | 4078457.075 | 83692.7324 | 17119.9199 | 4293112.7105 | 4293112.7105 | 0.099125 | 0.16838 | 0.012955 | 0.010018 | 0.014954 | 0.02308 | 0.011382 | 0.019343 | 20.7029 | 35.167 | 2.7057 | 2.0923 | 3.1233 | 2.3773 | 2.052% | 0.4198% | 229.1382 | 46.8718
|  | 0.004788 | 7.6773 | 0.5878 | 4078457.075 | 73846.8681 | 17119.9199 | 4293112.7105 | 4293112.7105 | 0.10802 | 0.17398 | 0.012828 | 0.0098656 | 0.014277 | 0.022363 | 0.011773 | 0.019732 | 22.5609 | 36.3366 | 2.6791 | 2.0605 | 2.9819 | 2.4589 | 1.811% | 0.4198% | 202.1817 | 46.8718
|  | 0.004788 | 7.2835 | 0.5878 | 4078457.075 | 70058.9613 | 17119.9199 | 4293112.7105 | 4293112.7105 | 0.11212 | 0.17657 | 0.012828 | 0.0098656 | 0.014277 | 0.022363 | 0.011725 | 0.019641 | 23.4176 | 36.877 | 2.6791 | 2.0605 | 2.9819 | 2.4489 | 1.718% | 0.4198% | 191.811 | 46.8718
|  | 0.004788 | 7.0472 | 0.5602 | 4078457.075 | 67786.0249 | 16316.0584 | 4293112.7105 | 4293112.7105 | 0.1148 | 0.18365 | 0.012816 | 0.0098521 | 0.014217 | 0.022299 | 0.011937 | 0.020009 | 23.9771 | 38.3557 | 2.6768 | 2.0577 | 2.9693 | 2.4931 | 1.662% | 0.4001% | 185.588 | 44.6709
|  | 0.004788 | 7.0078 | 0.5805 | 4078457.075 | 67407.0419 | 16907.3044 | 4293112.7105 | 4293112.7105 | 0.11527 | 0.17993 | 0.012816 | 0.0098521 | 0.014217 | 0.022299 | 0.011978 | 0.020087 | 24.0742 | 37.5783 | 2.6768 | 2.0577 | 2.9693 | 2.5017 | 1.653% | 0.4146% | 184.5504 | 46.2897
|  | 0.004788 | 8.6222 | 0.5692 | 4078457.075 | 82935.7282 | 16578.1872 | 4293112.7105 | 4293112.7105 | 0.099726 | 0.17233 | 0.012909 | 0.0099633 | 0.014711 | 0.022822 | 0.011525 | 0.019488 | 20.8283 | 35.9921 | 2.6962 | 2.0809 | 3.0726 | 2.4071 | 2.034% | 0.4065% | 227.0656 | 45.3886
|  | 0.004788 | 8.189 | 0.5878 | 4078457.075 | 78768.8384 | 17119.9199 | 4293112.7105 | 4293112.7105 | 0.10328 | 0.17099 | 0.012828 | 0.0098656 | 0.014277 | 0.022363 | 0.011898 | 0.019966 | 21.5707 | 35.7121 | 2.6791 | 2.0605 | 2.9819 | 2.4849 | 1.931% | 0.4198% | 215.6573 | 46.8718
|  | 0.004788 | 6.929 | 0.5878 | 4078457.075 | 66649.0757 | 17119.9199 | 4293112.7105 | 4293112.7105 | 0.11621 | 0.17914 | 0.012805 | 0.0098381 | 0.014155 | 0.022233 | 0.011823 | 0.019764 | 24.271 | 37.4149 | 2.6743 | 2.0547 | 2.9563 | 2.4694 | 1.634% | 0.4198% | 182.4752 | 46.8718
|  | 0.004788 | 7.1259 | 0.5878 | 4078457.075 | 68543.0291 | 17119.9199 | 4293112.7105 | 4293112.7105 | 0.11389 | 0.17768 | 0.012828 | 0.0098656 | 0.014277 | 0.022363 | 0.011752 | 0.019692 | 23.787 | 37.11 | 2.6791 | 2.0605 | 2.9819 | 2.4545 | 1.681% | 0.4198% | 187.6606 | 46.8718
|  | 0.004788 | 8.071 | 0.5805 | 4078457.075 | 77633.813 | 16907.3044 | 4293112.7105 | 4293112.7105 | 0.10432 | 0.17302 | 0.012805 | 0.0098381 | 0.014155 | 0.022233 | 0.011819 | 0.019755 | 21.7868 | 36.1354 | 2.6743 | 2.0547 | 2.9563 | 2.4684 | 1.904% | 0.4146% | 212.5498 | 46.2897
|  | 0.004788 | 8.1497 | 0.5878 | 4078457.075 | 78390.8172 | 17119.9199 | 4293112.7105 | 4293112.7105 | 0.10362 | 0.17121 | 0.012828 | 0.0098656 | 0.014277 | 0.022363 | 0.011947 | 0.020058 | 21.6424 | 35.7573 | 2.6791 | 2.0605 | 2.9819 | 2.4951 | 1.922% | 0.4198% | 214.6224 | 46.8718
|  | 0.004788 | 7.9922 | 0.5692 | 4078457.075 | 76875.8469 | 16578.1872 | 4293112.7105 | 4293112.7105 | 0.10503 | 0.17567 | 0.012828 | 0.0098656 | 0.014277 | 0.022363 | 0.011585 | 0.019376 | 21.9366 | 36.6896 | 2.6791 | 2.0605 | 2.9819 | 2.4195 | 1.885% | 0.4065% | 210.4746 | 45.3886
|  | 0.004788 | 6.9684 | 0.5692 | 4078457.075 | 67028.0588 | 16578.1872 | 4293112.7105 | 4293112.7105 | 0.11574 | 0.18242 | 0.012828 | 0.0098656 | 0.014277 | 0.022363 | 0.011783 | 0.01975 | 24.1729 | 38.1002 | 2.6791 | 2.0605 | 2.9819 | 2.4609 | 1.643% | 0.4065% | 183.5128 | 45.3886
|  | 0.004788 | 7.1653 | 0.5878 | 4078457.075 | 68922.0122 | 17119.9199 | 4293112.7105 | 4293112.7105 | 0.11344 | 0.1774 | 0.012828 | 0.0098656 | 0.014277 | 0.022363 | 0.01132 | 0.018876 | 23.6931 | 37.0508 | 2.6791 | 2.0605 | 2.9819 | 2.3642 | 1.69% | 0.4198% | 188.6982 | 46.8718
|  | 0.004788 | 8.8583 | 0.5878 | 4078457.075 | 85206.7409 | 17119.9199 | 4293112.7105 | 4293112.7105 | 0.097906 | 0.1676 | 0.012828 | 0.0098656 | 0.014277 | 0.022363 | 0.011871 | 0.019917 | 20.4482 | 35.0041 | 2.6791 | 2.0605 | 2.9819 | 2.4794 | 2.089% | 0.4198% | 233.2833 | 46.8718
|  | 0.004788 | 7.0078 | 0.5692 | 4078457.075 | 67407.0419 | 16578.1872 | 4293112.7105 | 4293112.7105 | 0.11527 | 0.18213 | 0.012828 | 0.0098656 | 0.014277 | 0.022363 | 0.011745 | 0.019678 | 24.0747 | 38.0383 | 2.6791 | 2.0605 | 2.9819 | 2.4529 | 1.653% | 0.4065% | 184.5504 | 45.3886
|  | 0.004788 | 7.6773 | 0.5878 | 4078457.075 | 73846.8681 | 17119.9199 | 4293112.7105 | 4293112.7105 | 0.10802 | 0.17398 | 0.012828 | 0.0098656 | 0.014277 | 0.022363 | 0.011751 | 0.019691 | 22.5609 | 36.3366 | 2.6791 | 2.0605 | 2.9819 | 2.4543 | 1.811% | 0.4198% | 202.1817 | 46.8718
|  | 0.004788 | 7.0078 | 0.5692 | 4078457.075 | 67407.0419 | 16578.1872 | 4293112.7105 | 4293112.7105 | 0.11526 | 0.18212 | 0.012805 | 0.0098381 | 0.014155 | 0.022233 | 0.011597 | 0.019337 | 24.0736 | 38.0372 | 2.6743 | 2.0547 | 2.9563 | 2.4221 | 1.653% | 0.4065% | 184.5504 | 45.3886
|  | 0.004788 | 7.1653 | 0.5878 | 4078457.075 | 68922.0122 | 17119.9199 | 4293112.7105 | 4293112.7105 | 0.11344 | 0.1774 | 0.012828 | 0.0098656 | 0.014277 | 0.022363 | 0.011686 | 0.019567 | 23.6931 | 37.0508 | 2.6791 | 2.0605 | 2.9819 | 2.4407 | 1.69% | 0.4198% | 188.6982 | 46.8718
|  | 0.004788 | 7.9922 | 0.5692 | 4078457.075 | 76875.8469 | 16578.1872 | 4293112.7105 | 4293112.7105 | 0.10503 | 0.17567 | 0.012828 | 0.0098656 | 0.014277 | 0.022363 | 0.011477 | 0.019173 | 21.9366 | 36.6896 | 2.6791 | 2.0605 | 2.9819 | 2.397 | 1.885% | 0.4065% | 210.4746 | 45.3886
|  | 0.004788 | 8.1497 | 0.5878 | 4078457.075 | 78390.8172 | 17119.9199 | 4293112.7105 | 4293112.7105 | 0.10362 | 0.17121 | 0.012828 | 0.0098656 | 0.014277 | 0.022363 | 0.011874 | 0.019921 | 21.6424 | 35.7573 | 2.6791 | 2.0605 | 2.9819 | 2.4799 | 1.922% | 0.4198% | 214.6224 | 46.8718
|  | 0.004788 | 7.1653 | 0.5602 | 4078457.075 | 68922.0122 | 16316.0584 | 4293112.7105 | 4293112.7105 | 0.11344 | 0.18279 | 0.012828 | 0.0098656 | 0.014277 | 0.022363 | 0.011892 | 0.019955 | 23.6931 | 38.1768 | 2.6791 | 2.0605 | 2.9819 | 2.4836 | 1.69% | 0.4001% | 188.6982 | 44.6709
|  | 0.004788 | 6.8504 | 0.5805 | 4078457.075 | 65893.0334 | 16907.3044 | 4293112.7105 | 4293112.7105 | 0.11718 | 0.18113 | 0.012828 | 0.0098656 | 0.014277 | 0.022363 | 0.011883 | 0.019938 | 24.4736 | 37.8305 | 2.6791 | 2.0605 | 2.9819 | 2.4817 | 1.616% | 0.4146% | 180.4053 | 46.2897
|  | 0.004788 | 6.811 | 0.5805 | 4078457.075 | 65514.0504 | 16907.3044 | 4293112.7105 | 4293112.7105 | 0.11767 | 0.18144 | 0.012828 | 0.0098656 | 0.014277 | 0.022363 | 0.01187 | 0.019914 | 24.5763 | 37.8953 | 2.6791 | 2.0605 | 2.9819 | 2.4791 | 1.606% | 0.4146% | 179.3677 | 46.2897
|  | 0.004788 | 7.1259 | 0.5878 | 4078457.075 | 68543.0291 | 17119.9199 | 4293112.7105 | 4293112.7105 | 0.11389 | 0.17768 | 0.012828 | 0.0098656 | 0.014277 | 0.022363 | 0.011912 | 0.019993 | 23.787 | 37.11 | 2.6791 | 2.0605 | 2.9819 | 2.4878 | 1.681% | 0.4198% | 187.6606 | 46.8718
|  | 0.004788 | 6.8897 | 0.5692 | 4078457.075 | 66271.0546 | 16578.1872 | 4293112.7105 | 4293112.7105 | 0.11669 | 0.18303 | 0.012828 | 0.0098656 | 0.014277 | 0.022363 | 0.011747 | 0.019683 | 24.3723 | 38.226 | 2.6791 | 2.0605 | 2.9819 | 2.4535 | 1.625% | 0.4065% | 181.4403 | 45.3886
|  | 0.004788 | 7.4409 | 0.5878 | 4078457.075 | 71572.9698 | 17119.9199 | 4293112.7105 | 4293112.7105 | 0.11043 | 0.1755 | 0.012828 | 0.0098656 | 0.014277 | 0.022363 | 0.011877 | 0.019928 | 23.0643 | 36.6542 | 2.6791 | 2.0605 | 2.9819 | 2.4806 | 1.755% | 0.4198% | 195.9561 | 46.8718
|  | 0.004788 | 7.4803 | 0.5692 | 4078457.075 | 71951.9528 | 16578.1872 | 4293112.7105 | 4293112.7105 | 0.11002 | 0.17882 | 0.012828 | 0.0098656 | 0.014277 | 0.022363 | 0.011851 | 0.019878 | 22.9782 | 37.3467 | 2.6791 | 2.0605 | 2.9819 | 2.4751 | 1.764% | 0.4065% | 196.9937 | 45.3886
|  | 0.006023 | 7.2834 | 2.1726 | 4078457.075 | 70057.9995 | 63277.8802 | 4293112.7105 | 4293112.7105 | 0.11089 | 0.11104 | 0.011574 | 0.008608 | 0.012414 | 0.020501 | 0.010578 | 0.018521 | 18.4103 | 18.4361 | 1.9216 | 1.4292 | 2.0611 | 1.7563 | 1.718% | 1.552% | 191.8083 | 173.2454
|  | 0.006023 | 7.2834 | 2.1726 | 4078457.075 | 70057.9995 | 63277.8802 | 4293112.7105 | 4293112.7105 | 0.11089 | 0.11104 | 0.011574 | 0.008608 | 0.012414 | 0.020501 | 0.010659 | 0.018672 | 18.4103 | 18.4361 | 1.9216 | 1.4292 | 2.0611 | 1.7696 | 1.718% | 1.552% | 191.8083 | 173.2454
|  | 0.006023 | 7.2834 | 2.1726 | 4078457.075 | 70057.9995 | 63277.8802 | 4293112.7105 | 4293112.7105 | 0.11089 | 0.11104 | 0.011574 | 0.008608 | 0.012414 | 0.020501 | 0.01057 | 0.018506 | 18.4103 | 18.4361 | 1.9216 | 1.4292 | 2.0611 | 1.755 | 1.718% | 1.552% | 191.8083 | 173.2454
|  | 0.006023 | 7.2834 | 2.1726 | 4078457.075 | 70057.9995 | 63277.8802 | 4293112.7105 | 4293112.7105 | 0.11089 | 0.11104 | 0.011574 | 0.008608 | 0.012414 | 0.020501 | 0.010714 | 0.018777 | 18.4103 | 18.4361 | 1.9216 | 1.4292 | 2.0611 | 1.7789 | 1.718% | 1.552% | 191.8083 | 173.2454
|  | 0.006023 | 7.2834 | 2.1726 | 4078457.075 | 70057.9995 | 63277.8802 | 4293112.7105 | 4293112.7105 | 0.11089 | 0.11104 | 0.011574 | 0.008608 | 0.012414 | 0.020501 | 0.010708 | 0.018765 | 18.4103 | 18.4361 | 1.9216 | 1.4292 | 2.0611 | 1.7778 | 1.718% | 1.552% | 191.8083 | 173.2454
|  | 0.006023 | 7.2834 | 2.1726 | 4078457.075 | 70057.9995 | 63277.8802 | 4293112.7105 | 4293112.7105 | 0.11089 | 0.11104 | 0.011574 | 0.008608 | 0.012414 | 0.020501 | 0.010701 | 0.018752 | 18.4103 | 18.4361 | 1.9216 | 1.4292 | 2.0611 | 1.7767 | 1.718% | 1.552% | 191.8083 | 173.2454
|  | 0.006023 | 7.2834 | 2.1726 | 4078457.075 | 70057.9995 | 63277.8802 | 4293112.7105 | 4293112.7105 | 0.11089 | 0.11104 | 0.011574 | 0.008608 | 0.012414 | 0.020501 | 0.010548 | 0.018465 | 18.4103 | 18.4361 | 1.9216 | 1.4292 | 2.0611 | 1.7514 | 1.718% | 1.552% | 191.8083 | 173.2454
|  | 0.006023 | 7.2834 | 2.1726 | 4078457.075 | 70057.9995 | 63277.8802 | 4293112.7105 | 4293112.7105 | 0.11089 | 0.11104 | 0.011574 | 0.008608 | 0.012414 | 0.020501 | 0.010728 | 0.018803 | 18.4103 | 18.4361 | 1.9216 | 1.4292 | 2.0611 | 1.7812 | 1.718% | 1.552% | 191.8083 | 173.2454
|  | 0.006023 | 7.2834 | 2.1726 | 4078457.075 | 70057.9995 | 63277.8802 | 4293112.7105 | 4293112.7105 | 0.11089 | 0.11104 | 0.011574 | 0.008608 | 0.012414 | 0.020501 | 0.010561 | 0.018488 | 18.4103 | 18.4361 | 1.9216 | 1.4292 | 2.0611 | 1.7534 | 1.718% | 1.552% | 191.8083 | 173.2454
|  | 0.006023 | 7.2834 | 2.1726 | 4078457.075 | 70057.9995 | 63277.8802 | 4293112.7105 | 4293112.7105 | 0.11089 | 0.11104 | 0.011574 | 0.008608 | 0.012414 | 0.020501 | 0.010692 | 0.018736 | 18.4103 | 18.4361 | 1.9216 | 1.4292 | 2.0611 | 1.7753 | 1.718% | 1.552% | 191.8083 | 173.2454
|  | 0.006023 | 7.2834 | 2.1726 | 4078457.075 | 70057.9995 | 63277.8802 | 4293112.7105 | 4293112.7105 | 0.11089 | 0.11104 | 0.011574 | 0.008608 | 0.012414 | 0.020501 | 0.010378 | 0.018144 | 18.4103 | 18.4361 | 1.9216 | 1.4292 | 2.0611 | 1.7231 | 1.718% | 1.552% | 191.8083 | 173.2454
|  | 0.006023 | 7.2834 | 2.1726 | 4078457.075 | 70057.9995 | 63277.8802 | 4293112.7105 | 4293112.7105 | 0.11089 | 0.11104 | 0.011574 | 0.008608 | 0.012414 | 0.020501 | 0.01053 | 0.01843 | 18.4103 | 18.4361 | 1.9216 | 1.4292 | 2.0611 | 1.7483 | 1.718% | 1.552% | 191.8083 | 173.2454
|  | 0.006023 | 7.2834 | 2.1726 | 4078457.075 | 70057.9995 | 63277.8802 | 4293112.7105 | 4293112.7105 | 0.11089 | 0.11104 | 0.011574 | 0.008608 | 0.012414 | 0.020501 | 0.01051 | 0.018393 | 18.4103 | 18.4361 | 1.9216 | 1.4292 | 2.0611 | 1.745 | 1.718% | 1.552% | 191.8083 | 173.2454
|  | 0.006023 | 7.2834 | 2.1726 | 4078457.075 | 70057.9995 | 63277.8802 | 4293112.7105 | 4293112.7105 | 0.11089 | 0.11104 | 0.011574 | 0.008608 | 0.012414 | 0.020501 | 0.010607 | 0.018576 | 18.4103 | 18.4361 | 1.9216 | 1.4292 | 2.0611 | 1.7611 | 1.718% | 1.552% | 191.8083 | 173.2454
|  | 0.006023 | 7.2834 | 2.1726 | 4078457.075 | 70057.9995 | 63277.8802 | 4293112.7105 | 4293112.7105 | 0.11089 | 0.11104 | 0.011574 | 0.008608 | 0.012414 | 0.020501 | 0.010752 | 0.018848 | 18.4103 | 18.4361 | 1.9216 | 1.4292 | 2.0611 | 1.7851 | 1.718% | 1.552% | 191.8083 | 173.2454
|  | 0.006023 | 7.2834 | 2.1726 | 4078457.075 | 70057.9995 | 63277.8802 | 4293112.7105 | 4293112.7105 | 0.11089 | 0.11104 | 0.011574 | 0.008608 | 0.012414 | 0.020501 | 0.010366 | 0.018121 | 18.4103 | 18.4361 | 1.9216 | 1.4292 | 2.0611 | 1.7211 | 1.718% | 1.552% | 191.8083 | 173.2454
|  | 0.006023 | 7.2834 | 2.1726 | 4078457.075 | 70057.9995 | 63277.8802 | 4293112.7105 | 4293112.7105 | 0.11089 | 0.11104 | 0.011574 | 0.008608 | 0.012414 | 0.020501 | 0.010441 | 0.018262 | 18.4103 | 18.4361 | 1.9216 | 1.4292 | 2.0611 | 1.7335 | 1.718% | 1.552% | 191.8083 | 173.2454
|  | 0.006023 | 7.2834 | 2.1726 | 4078457.075 | 70057.9995 | 63277.8802 | 4293112.7105 | 4293112.7105 | 0.11089 | 0.11104 | 0.011574 | 0.008608 | 0.012414 | 0.020501 | 0.010549 | 0.018466 | 18.4103 | 18.4361 | 1.9216 | 1.4292 | 2.0611 | 1.7515 | 1.718% | 1.552% | 191.8083 | 173.2454
|  | 0.006023 | 7.2834 | 2.1726 | 4078457.075 | 70057.9995 | 63277.8802 | 4293112.7105 | 4293112.7105 | 0.11089 | 0.11104 | 0.011574 | 0.008608 | 0.012414 | 0.020501 | 0.01044 | 0.018261 | 18.4103 | 18.4361 | 1.9216 | 1.4292 | 2.0611 | 1.7334 | 1.718% | 1.552% | 191.8083 | 173.2454
|  | 0.006023 | 7.2834 | 2.1726 | 4078457.075 | 70057.9995 | 63277.8802 | 4293112.7105 | 4293112.7105 | 0.11089 | 0.11104 | 0.011574 | 0.008608 | 0.012414 | 0.020501 | 0.010597 | 0.018556 | 18.4103 | 18.4361 | 1.9216 | 1.4292 | 2.0611 | 1.7594 | 1.718% | 1.552% | 191.8083 | 173.2454
|  | 0.006023 | 7.2834 | 2.1726 | 4078457.075 | 70057.9995 | 63277.8802 | 4293112.7105 | 4293112.7105 | 0.11089 | 0.11104 | 0.011574 | 0.008608 | 0.012414 | 0.020501 | 0.010458 | 0.018295 | 18.4103 | 18.4361 | 1.9216 | 1.4292 | 2.0611 | 1.7364 | 1.718% | 1.552% | 191.8083 | 173.2454
|  | 0.006023 | 7.2834 | 2.1726 | 4078457.075 | 70057.9995 | 63277.8802 | 4293112.7105 | 4293112.7105 | 0.11089 | 0.11104 | 0.011574 | 0.008608 | 0.012414 | 0.020501 | 0.010531 | 0.018432 | 18.4103 | 18.4361 | 1.9216 | 1.4292 | 2.0611 | 1.7485 | 1.718% | 1.552% | 191.8083 | 173.2454
|  | 0.006023 | 7.2834 | 2.1726 | 4078457.075 | 70057.9995 | 63277.8802 | 4293112.7105 | 4293112.7105 | 0.11089 | 0.11104 | 0.011574 | 0.008608 | 0.012414 | 0.020501 | 0.010554 | 0.018475 | 18.4103 | 18.4361 | 1.9216 | 1.4292 | 2.0611 | 1.7523 | 1.718% | 1.552% | 191.8083 | 173.2454
|  | 0.006023 | 7.2834 | 2.1726 | 4078457.075 | 70057.9995 | 63277.8802 | 4293112.7105 | 4293112.7105 | 0.11089 | 0.11104 | 0.011574 | 0.008608 | 0.012414 | 0.020501 | 0.01044 | 0.018259 | 18.4103 | 18.4361 | 1.9216 | 1.4292 | 2.0611 | 1.7333 | 1.718% | 1.552% | 191.8083 | 173.2454
|  | 0.006023 | 7.2834 | 2.1726 | 4078457.075 | 70057.9995 | 63277.8802 | 4293112.7105 | 4293112.7105 | 0.11089 | 0.11104 | 0.011574 | 0.008608 | 0.012414 | 0.020501 | 0.010527 | 0.018425 | 18.4103 | 18.4361 | 1.9216 | 1.4292 | 2.0611 | 1.7479 | 1.718% | 1.552% | 191.8083 | 173.2454
|  | 0.006023 | 7.2834 | 2.1726 | 4078457.075 | 70057.9995 | 63277.8802 | 4293112.7105 | 4293112.7105 | 0.11089 | 0.11104 | 0.011574 | 0.008608 | 0.012414 | 0.020501 | 0.010563 | 0.018492 | 18.4103 | 18.4361 | 1.9216 | 1.4292 | 2.0611 | 1.7538 | 1.718% | 1.552% | 191.8083 | 173.2454
|  | 0.006023 | 7.2834 | 2.1726 | 4078457.075 | 70057.9995 | 63277.8802 | 4293112.7105 | 4293112.7105 | 0.11089 | 0.11104 | 0.011574 | 0.008608 | 0.012414 | 0.020501 | 0.010489 | 0.018353 | 18.4103 | 18.4361 | 1.9216 | 1.4292 | 2.0611 | 1.7416 | 1.718% | 1.552% | 191.8083 | 173.2454
|  | 0.006023 | 7.3622 | 2.1726 | 4078457.075 | 70815.9656 | 63277.8802 | 4293112.7105 | 4293112.7105 | 0.11003 | 0.1105 | 0.011574 | 0.008608 | 0.012414 | 0.020501 | 0.010311 | 0.018017 | 18.2682 | 18.3465 | 1.9216 | 1.4292 | 2.0611 | 1.7119 | 1.736% | 1.552% | 193.8835 | 173.2454
|  | 0.006023 | 7.3622 | 2.1726 | 4078457.075 | 70815.9656 | 63277.8802 | 4293112.7105 | 4293112.7105 | 0.11003 | 0.1105 | 0.011574 | 0.008608 | 0.012414 | 0.020501 | 0.010431 | 0.018243 | 18.2682 | 18.3465 | 1.9216 | 1.4292 | 2.0611 | 1.7318 | 1.736% | 1.552% | 193.8835 | 173.2454
|  | 0.006023 | 7.3622 | 2.1726 | 4078457.075 | 70815.9656 | 63277.8802 | 4293112.7105 | 4293112.7105 | 0.11003 | 0.1105 | 0.011574 | 0.008608 | 0.012414 | 0.020501 | 0.010755 | 0.018853 | 18.2682 | 18.3465 | 1.9216 | 1.4292 | 2.0611 | 1.7856 | 1.736% | 1.552% | 193.8835 | 173.2454
|  | 0.006023 | 7.3622 | 2.1726 | 4078457.075 | 70815.9656 | 63277.8802 | 4293112.7105 | 4293112.7105 | 0.11003 | 0.1105 | 0.011574 | 0.008608 | 0.012414 | 0.020501 | 0.010664 | 0.018682 | 18.2682 | 18.3465 | 1.9216 | 1.4292 | 2.0611 | 1.7705 | 1.736% | 1.552% | 193.8835 | 173.2454
|  | 0.006023 | 7.3622 | 2.1726 | 4078457.075 | 70815.9656 | 63277.8802 | 4293112.7105 | 4293112.7105 | 0.11003 | 0.1105 | 0.011574 | 0.008608 | 0.012414 | 0.020501 | 0.010652 | 0.01866 | 18.2682 | 18.3465 | 1.9216 | 1.4292 | 2.0611 | 1.7685 | 1.736% | 1.552% | 193.8835 | 173.2454
|  | 0.006023 | 7.3622 | 2.1726 | 4078457.075 | 70815.9656 | 63277.8802 | 4293112.7105 | 4293112.7105 | 0.11003 | 0.1105 | 0.011574 | 0.008608 | 0.012414 | 0.020501 | 0.010656 | 0.018667 | 18.2682 | 18.3465 | 1.9216 | 1.4292 | 2.0611 | 1.7692 | 1.736% | 1.552% | 193.8835 | 173.2454
|  | 0.006023 | 7.3622 | 2.1726 | 4078457.075 | 70815.9656 | 63277.8802 | 4293112.7105 | 4293112.7105 | 0.11003 | 0.1105 | 0.011574 | 0.008608 | 0.012414 | 0.020501 | 0.010385 | 0.018157 | 18.2682 | 18.3465 | 1.9216 | 1.4292 | 2.0611 | 1.7243 | 1.736% | 1.552% | 193.8835 | 173.2454
|  | 0.006023 | 7.3622 | 2.1726 | 4078457.075 | 70815.9656 | 63277.8802 | 4293112.7105 | 4293112.7105 | 0.11003 | 0.1105 | 0.011574 | 0.008608 | 0.012414 | 0.020501 | 0.010136 | 0.017687 | 18.2682 | 18.3465 | 1.9216 | 1.4292 | 2.0611 | 1.6829 | 1.736% | 1.552% | 193.8835 | 173.2454
|  | 0.006023 | 7.3622 | 2.1726 | 4078457.075 | 70815.9656 | 63277.8802 | 4293112.7105 | 4293112.7105 | 0.11003 | 0.1105 | 0.011574 | 0.008608 | 0.012414 | 0.020501 | 0.010563 | 0.018493 | 18.2682 | 18.3465 | 1.9216 | 1.4292 | 2.0611 | 1.7538 | 1.736% | 1.552% | 193.8835 | 173.2454
|  | 0.006023 | 7.3622 | 2.1726 | 4078457.075 | 70815.9656 | 63277.8802 | 4293112.7105 | 4293112.7105 | 0.11003 | 0.1105 | 0.011574 | 0.008608 | 0.012414 | 0.020501 | 0.010611 | 0.018583 | 18.2682 | 18.3465 | 1.9216 | 1.4292 | 2.0611 | 1.7618 | 1.736% | 1.552% | 193.8835 | 173.2454
|  | 0.006023 | 7.3622 | 2.1726 | 4078457.075 | 70815.9656 | 63277.8802 | 4293112.7105 | 4293112.7105 | 0.11003 | 0.1105 | 0.011574 | 0.008608 | 0.012414 | 0.020501 | 0.010727 | 0.018801 | 18.2682 | 18.3465 | 1.9216 | 1.4292 | 2.0611 | 1.781 | 1.736% | 1.552% | 193.8835 | 173.2454
|  | 0.006023 | 7.3622 | 2.1726 | 4078457.075 | 70815.9656 | 63277.8802 | 4293112.7105 | 4293112.7105 | 0.11003 | 0.1105 | 0.011574 | 0.008608 | 0.012414 | 0.020501 | 0.010622 | 0.018602 | 18.2682 | 18.3465 | 1.9216 | 1.4292 | 2.0611 | 1.7635 | 1.736% | 1.552% | 193.8835 | 173.2454
|  | 0.006023 | 7.3622 | 2.1726 | 4078457.075 | 70815.9656 | 63277.8802 | 4293112.7105 | 4293112.7105 | 0.11003 | 0.1105 | 0.011574 | 0.008608 | 0.012414 | 0.020501 | 0.010496 | 0.018367 | 18.2682 | 18.3465 | 1.9216 | 1.4292 | 2.0611 | 1.7427 | 1.736% | 1.552% | 193.8835 | 173.2454
|  | 0.006023 | 7.3622 | 2.1726 | 4078457.075 | 70815.9656 | 63277.8802 | 4293112.7105 | 4293112.7105 | 0.11003 | 0.1105 | 0.011574 | 0.008608 | 0.012414 | 0.020501 | 0.010544 | 0.018456 | 18.2682 | 18.3465 | 1.9216 | 1.4292 | 2.0611 | 1.7506 | 1.736% | 1.552% | 193.8835 | 173.2454
|  | 0.006023 | 7.3622 | 2.1726 | 4078457.075 | 70815.9656 | 63277.8802 | 4293112.7105 | 4293112.7105 | 0.11003 | 0.1105 | 0.011574 | 0.008608 | 0.012414 | 0.020501 | 0.010735 | 0.018816 | 18.2682 | 18.3465 | 1.9216 | 1.4292 | 2.0611 | 1.7823 | 1.736% | 1.552% | 193.8835 | 173.2454
|  | 0.006023 | 7.3622 | 2.1726 | 4078457.075 | 70815.9656 | 63277.8802 | 4293112.7105 | 4293112.7105 | 0.11003 | 0.1105 | 0.011574 | 0.008608 | 0.012414 | 0.020501 | 0.010617 | 0.018594 | 18.2682 | 18.3465 | 1.9216 | 1.4292 | 2.0611 | 1.7627 | 1.736% | 1.552% | 193.8835 | 173.2454
|  | 0.006023 | 7.3622 | 2.1726 | 4078457.075 | 70815.9656 | 63277.8802 | 4293112.7105 | 4293112.7105 | 0.11003 | 0.1105 | 0.011574 | 0.008608 | 0.012414 | 0.020501 | 0.010666 | 0.018685 | 18.2682 | 18.3465 | 1.9216 | 1.4292 | 2.0611 | 1.7708 | 1.736% | 1.552% | 193.8835 | 173.2454
|  | 0.006023 | 7.3622 | 2.1726 | 4078457.075 | 70815.9656 | 63277.8802 | 4293112.7105 | 4293112.7105 | 0.11003 | 0.1105 | 0.011574 | 0.008608 | 0.012414 | 0.020501 | 0.010574 | 0.018514 | 18.2682 | 18.3465 | 1.9216 | 1.4292 | 2.0611 | 1.7557 | 1.736% | 1.552% | 193.8835 | 173.2454
|  | 0.006023 | 7.3622 | 2.1726 | 4078457.075 | 70815.9656 | 63277.8802 | 4293112.7105 | 4293112.7105 | 0.11003 | 0.1105 | 0.011574 | 0.008608 | 0.012414 | 0.020501 | 0.010666 | 0.018686 | 18.2682 | 18.3465 | 1.9216 | 1.4292 | 2.0611 | 1.7709 | 1.736% | 1.552% | 193.8835 | 173.2454
|  | 0.006023 | 7.3622 | 2.1726 | 4078457.075 | 70815.9656 | 63277.8802 | 4293112.7105 | 4293112.7105 | 0.11003 | 0.1105 | 0.011574 | 0.008608 | 0.012414 | 0.020501 | 0.010653 | 0.018661 | 18.2682 | 18.3465 | 1.9216 | 1.4292 | 2.0611 | 1.7687 | 1.736% | 1.552% | 193.8835 | 173.2454
|  | 0.006023 | 7.3622 | 2.1726 | 4078457.075 | 70815.9656 | 63277.8802 | 4293112.7105 | 4293112.7105 | 0.11003 | 0.1105 | 0.011574 | 0.008608 | 0.012414 | 0.020501 | 0.010705 | 0.018759 | 18.2682 | 18.3465 | 1.9216 | 1.4292 | 2.0611 | 1.7773 | 1.736% | 1.552% | 193.8835 | 173.2454
|  | 0.006023 | 7.3622 | 2.1726 | 4078457.075 | 70815.9656 | 63277.8802 | 4293112.7105 | 4293112.7105 | 0.11003 | 0.1105 | 0.011574 | 0.008608 | 0.012414 | 0.020501 | 0.010557 | 0.01848 | 18.2682 | 18.3465 | 1.9216 | 1.4292 | 2.0611 | 1.7527 | 1.736% | 1.552% | 193.8835 | 173.2454
|  | 0.006023 | 7.3622 | 2.1726 | 4078457.075 | 70815.9656 | 63277.8802 | 4293112.7105 | 4293112.7105 | 0.11003 | 0.1105 | 0.011574 | 0.008608 | 0.012414 | 0.020501 | 0.010568 | 0.018501 | 18.2682 | 18.3465 | 1.9216 | 1.4292 | 2.0611 | 1.7545 | 1.736% | 1.552% | 193.8835 | 173.2454
|  | 0.006023 | 7.3622 | 2.1726 | 4078457.075 | 70815.9656 | 63277.8802 | 4293112.7105 | 4293112.7105 | 0.11003 | 0.1105 | 0.011574 | 0.008608 | 0.012414 | 0.020501 | 0.010649 | 0.018655 | 18.2682 | 18.3465 | 1.9216 | 1.4292 | 2.0611 | 1.7681 | 1.736% | 1.552% | 193.8835 | 173.2454
|  | 0.006023 | 7.3622 | 2.1726 | 4078457.075 | 70815.9656 | 63277.8802 | 4293112.7105 | 4293112.7105 | 0.11003 | 0.1105 | 0.011574 | 0.008608 | 0.012414 | 0.020501 | 0.010467 | 0.018312 | 18.2682 | 18.3465 | 1.9216 | 1.4292 | 2.0611 | 1.7379 | 1.736% | 1.552% | 193.8835 | 173.2454
|  | 0.006023 | 7.3622 | 2.1726 | 4078457.075 | 70815.9656 | 63277.8802 | 4293112.7105 | 4293112.7105 | 0.11003 | 0.1105 | 0.011574 | 0.008608 | 0.012414 | 0.020501 | 0.010555 | 0.018477 | 18.2682 | 18.3465 | 1.9216 | 1.4292 | 2.0611 | 1.7525 | 1.736% | 1.552% | 193.8835 | 173.2454
|  | 0.006023 | 7.3622 | 2.1726 | 4078457.075 | 70815.9656 | 63277.8802 | 4293112.7105 | 4293112.7105 | 0.11003 | 0.1105 | 0.011574 | 0.008608 | 0.012414 | 0.020501 | 0.010599 | 0.01856 | 18.2682 | 18.3465 | 1.9216 | 1.4292 | 2.0611 | 1.7598 | 1.736% | 1.552% | 193.8835 | 173.2454
|  | 0.006023 | 7.3622 | 2.1726 | 4078457.075 | 70815.9656 | 63277.8802 | 4293112.7105 | 4293112.7105 | 0.11003 | 0.1105 | 0.011574 | 0.008608 | 0.012414 | 0.020501 | 0.010681 | 0.018714 | 18.2682 | 18.3465 | 1.9216 | 1.4292 | 2.0611 | 1.7734 | 1.736% | 1.552% | 193.8835 | 173.2454
|  | 0.006023 | 7.3622 | 2.1726 | 4078457.075 | 70815.9656 | 63277.8802 | 4293112.7105 | 4293112.7105 | 0.11003 | 0.1105 | 0.011574 | 0.008608 | 0.012414 | 0.020501 | 0.010584 | 0.018531 | 18.2682 | 18.3465 | 1.9216 | 1.4292 | 2.0611 | 1.7572 | 1.736% | 1.552% | 193.8835 | 173.2454
|  | 0.006023 | 7.3622 | 2.1726 | 4078457.075 | 70815.9656 | 63277.8802 | 4293112.7105 | 4293112.7105 | 0.11003 | 0.1105 | 0.011574 | 0.008608 | 0.012414 | 0.020501 | 0.010462 | 0.018302 | 18.2682 | 18.3465 | 1.9216 | 1.4292 | 2.0611 | 1.7371 | 1.736% | 1.552% | 193.8835 | 173.2454
|  | 0.006023 | 7.3622 | 2.1726 | 4078457.075 | 70815.9656 | 63277.8802 | 4293112.7105 | 4293112.7105 | 0.11003 | 0.1105 | 0.011574 | 0.008608 | 0.012414 | 0.020501 | 0.010751 | 0.018847 | 18.2682 | 18.3465 | 1.9216 | 1.4292 | 2.0611 | 1.7851 | 1.736% | 1.552% | 193.8835 | 173.2454
|  | 0.006023 | 7.3622 | 2.1726 | 4078457.075 | 70815.9656 | 63277.8802 | 4293112.7105 | 4293112.7105 | 0.11003 | 0.1105 | 0.011574 | 0.008608 | 0.012414 | 0.020501 | 0.010109 | 0.017635 | 18.2682 | 18.3465 | 1.9216 | 1.4292 | 2.0611 | 1.6784 | 1.736% | 1.552% | 193.8835 | 173.2454
|  | 0.006023 | 7.3622 | 2.1726 | 4078457.075 | 70815.9656 | 63277.8802 | 4293112.7105 | 4293112.7105 | 0.11003 | 0.1105 | 0.011574 | 0.008608 | 0.012414 | 0.020501 | 0.010541 | 0.018451 | 18.2682 | 18.3465 | 1.9216 | 1.4292 | 2.0611 | 1.7502 | 1.736% | 1.552% | 193.8835 | 173.2454
|  | 0.006023 | 7.3622 | 2.1726 | 4078457.075 | 70815.9656 | 63277.8802 | 4293112.7105 | 4293112.7105 | 0.11003 | 0.1105 | 0.011574 | 0.008608 | 0.012414 | 0.020501 | 0.010703 | 0.018755 | 18.2682 | 18.3465 | 1.9216 | 1.4292 | 2.0611 | 1.777 | 1.736% | 1.552% | 193.8835 | 173.2454
|  | 0.006023 | 7.3622 | 2.1726 | 4078457.075 | 70815.9656 | 63277.8802 | 4293112.7105 | 4293112.7105 | 0.11003 | 0.1105 | 0.011574 | 0.008608 | 0.012414 | 0.020501 | 0.010625 | 0.018609 | 18.2682 | 18.3465 | 1.9216 | 1.4292 | 2.0611 | 1.7641 | 1.736% | 1.552% | 193.8835 | 173.2454
|  | 0.006023 | 7.3622 | 2.1726 | 4078457.075 | 70815.9656 | 63277.8802 | 4293112.7105 | 4293112.7105 | 0.11003 | 0.1105 | 0.011574 | 0.008608 | 0.012414 | 0.020501 | 0.010568 | 0.018502 | 18.2682 | 18.3465 | 1.9216 | 1.4292 | 2.0611 | 1.7547 | 1.736% | 1.552% | 193.8835 | 173.2454
|  | 0.006023 | 7.3622 | 2.1726 | 4078457.075 | 70815.9656 | 63277.8802 | 4293112.7105 | 4293112.7105 | 0.11003 | 0.1105 | 0.011574 | 0.008608 | 0.012414 | 0.020501 | 0.010629 | 0.018617 | 18.2682 | 18.3465 | 1.9216 | 1.4292 | 2.0611 | 1.7648 | 1.736% | 1.552% | 193.8835 | 173.2454
|  | 0.006023 | 7.3622 | 2.1726 | 4078457.075 | 70815.9656 | 63277.8802 | 4293112.7105 | 4293112.7105 | 0.11003 | 0.1105 | 0.011574 | 0.008608 | 0.012414 | 0.020501 | 0.010648 | 0.018652 | 18.2682 | 18.3465 | 1.9216 | 1.4292 | 2.0611 | 1.7679 | 1.736% | 1.552% | 193.8835 | 173.2454
|  | 0.006023 | 7.3622 | 2.1726 | 4078457.075 | 70815.9656 | 63277.8802 | 4293112.7105 | 4293112.7105 | 0.11003 | 0.1105 | 0.011574 | 0.008608 | 0.012414 | 0.020501 | 0.01065 | 0.018656 | 18.2682 | 18.3465 | 1.9216 | 1.4292 | 2.0611 | 1.7682 | 1.736% | 1.552% | 193.8835 | 173.2454
|  | 0.006023 | 7.3622 | 2.1726 | 4078457.075 | 70815.9656 | 63277.8802 | 4293112.7105 | 4293112.7105 | 0.11003 | 0.1105 | 0.011574 | 0.008608 | 0.012414 | 0.020501 | 0.010677 | 0.018707 | 18.2682 | 18.3465 | 1.9216 | 1.4292 | 2.0611 | 1.7727 | 1.736% | 1.552% | 193.8835 | 173.2454
|  | 0.006023 | 7.3622 | 2.1726 | 4078457.075 | 70815.9656 | 63277.8802 | 4293112.7105 | 4293112.7105 | 0.11003 | 0.1105 | 0.011574 | 0.008608 | 0.012414 | 0.020501 | 0.01067 | 0.018694 | 18.2682 | 18.3465 | 1.9216 | 1.4292 | 2.0611 | 1.7715 | 1.736% | 1.552% | 193.8835 | 173.2454
|  | 0.006023 | 7.3622 | 2.1726 | 4078457.075 | 70815.9656 | 63277.8802 | 4293112.7105 | 4293112.7105 | 0.11003 | 0.1105 | 0.011574 | 0.008608 | 0.012414 | 0.020501 | 0.010586 | 0.018536 | 18.2682 | 18.3465 | 1.9216 | 1.4292 | 2.0611 | 1.7576 | 1.736% | 1.552% | 193.8835 | 173.2454
|  | 0.006023 | 7.3622 | 2.1726 | 4078457.075 | 70815.9656 | 63277.8802 | 4293112.7105 | 4293112.7105 | 0.11003 | 0.1105 | 0.011574 | 0.008608 | 0.012414 | 0.020501 | 0.010478 | 0.018331 | 18.2682 | 18.3465 | 1.9216 | 1.4292 | 2.0611 | 1.7396 | 1.736% | 1.552% | 193.8835 | 173.2454
|  | 0.006023 | 7.3622 | 2.1726 | 4078457.075 | 70815.9656 | 63277.8802 | 4293112.7105 | 4293112.7105 | 0.11003 | 0.1105 | 0.011574 | 0.008608 | 0.012414 | 0.020501 | 0.010542 | 0.018452 | 18.2682 | 18.3465 | 1.9216 | 1.4292 | 2.0611 | 1.7503 | 1.736% | 1.552% | 193.8835 | 173.2454
|  | 0.006023 | 7.3622 | 2.1726 | 4078457.075 | 70815.9656 | 63277.8802 | 4293112.7105 | 4293112.7105 | 0.11003 | 0.1105 | 0.011574 | 0.008608 | 0.012414 | 0.020501 | 0.010538 | 0.018445 | 18.2682 | 18.3465 | 1.9216 | 1.4292 | 2.0611 | 1.7496 | 1.736% | 1.552% | 193.8835 | 173.2454
|  | 0.006023 | 7.3622 | 2.1726 | 4078457.075 | 70815.9656 | 63277.8802 | 4293112.7105 | 4293112.7105 | 0.11003 | 0.1105 | 0.011574 | 0.008608 | 0.012414 | 0.020501 | 0.010631 | 0.01862 | 18.2682 | 18.3465 | 1.9216 | 1.4292 | 2.0611 | 1.7651 | 1.736% | 1.552% | 193.8835 | 173.2454
|  | 0.006023 | 7.3622 | 2.1726 | 4078457.075 | 70815.9656 | 63277.8802 | 4293112.7105 | 4293112.7105 | 0.11003 | 0.1105 | 0.011574 | 0.008608 | 0.012414 | 0.020501 | 0.010544 | 0.018456 | 18.2682 | 18.3465 | 1.9216 | 1.4292 | 2.0611 | 1.7506 | 1.736% | 1.552% | 193.8835 | 173.2454
|  | 0.006023 | 7.3622 | 2.1726 | 4078457.075 | 70815.9656 | 63277.8802 | 4293112.7105 | 4293112.7105 | 0.11003 | 0.1105 | 0.011574 | 0.008608 | 0.012414 | 0.020501 | 0.010551 | 0.018469 | 18.2682 | 18.3465 | 1.9216 | 1.4292 | 2.0611 | 1.7517 | 1.736% | 1.552% | 193.8835 | 173.2454
|  | 0.006023 | 7.2442 | 2.1726 | 4078457.075 | 69680.9402 | 63277.8802 | 4293112.7105 | 4293112.7105 | 0.11132 | 0.11131 | 0.011574 | 0.008608 | 0.012414 | 0.020501 | 0.010547 | 0.018463 | 18.4822 | 18.4814 | 1.9216 | 1.4292 | 2.0611 | 1.7512 | 1.709% | 1.552% | 190.776 | 173.2454
|  | 0.0035065 | 4.4095 | 0.6459 | 4078457.075 | 42414.3599 | 18812.1066 | 4293112.7105 | 4293112.7105 | 0.14993 | 0.20087 | 0.014067 | 0.011097 | 0.015384 | 0.023456 | 0.012889 | 0.020587 | 42.7569 | 57.2857 | 4.0118 | 3.1647 | 4.3874 | 3.6759 | 1.04% | 0.4613% | 116.1242 | 51.5047
|  | 0.0035065 | 3.8976 | 0.6459 | 4078457.075 | 37490.4658 | 18812.1066 | 4293112.7105 | 4293112.7105 | 0.16726 | 0.21181 | 0.014067 | 0.011096 | 0.015381 | 0.023452 | 0.013137 | 0.021052 | 47.7012 | 60.4064 | 4.0116 | 3.1645 | 4.3863 | 3.7464 | 0.9192% | 0.4613% | 102.6433 | 51.5047
|  | 0.0035065 | 3.4252 | 0.6197 | 4078457.075 | 32946.5167 | 18049.0207 | 4293112.7105 | 4293112.7105 | 0.18786 | 0.22903 | 0.014067 | 0.011096 | 0.015381 | 0.023452 | 0.013195 | 0.021162 | 53.5749 | 65.3146 | 4.0116 | 3.1645 | 4.3863 | 3.763 | 0.8078% | 0.4425% | 90.2026 | 49.4155
|  | 0.0035065 | 3.9764 | 0.5468 | 4078457.075 | 38248.4319 | 15925.7778 | 4293112.7105 | 4293112.7105 | 0.1643 | 0.228 | 0.014067 | 0.011096 | 0.015381 | 0.023452 | 0.013232 | 0.021231 | 46.8572 | 65.0207 | 4.0116 | 3.1645 | 4.3863 | 3.7735 | 0.9378% | 0.3905% | 104.7185 | 43.6024
|  | 0.0035065 | 3.622 | 0.5299 | 4078457.075 | 34839.5082 | 15433.5583 | 4293112.7105 | 4293112.7105 | 0.17863 | 0.24079 | 0.014067 | 0.011096 | 0.015381 | 0.023452 | 0.013139 | 0.021056 | 50.9418 | 68.6687 | 4.0116 | 3.1645 | 4.3863 | 3.747 | 0.8542% | 0.3784% | 95.3854 | 42.2548
|  | 0.0035065 | 3.8189 | 0.6459 | 4078457.075 | 36733.4616 | 18812.1066 | 4293112.7105 | 4293112.7105 | 0.17034 | 0.21376 | 0.014067 | 0.011096 | 0.015381 | 0.023452 | 0.013258 | 0.02128 | 48.5788 | 60.9603 | 4.0116 | 3.1645 | 4.3863 | 3.7809 | 0.9007% | 0.4613% | 100.5707 | 51.5047
|  | 0.0035065 | 3.6614 | 0.5299 | 4078457.075 | 35218.4913 | 15433.5583 | 4293112.7105 | 4293112.7105 | 0.1769 | 0.2397 | 0.014067 | 0.011096 | 0.015381 | 0.023452 | 0.013264 | 0.021292 | 50.4486 | 68.3574 | 4.0116 | 3.1645 | 4.3863 | 3.7827 | 0.8635% | 0.3784% | 96.423 | 42.2548
|  | 0.0069735 | 4.4489 | 0.388 | 4078457.075 | 42793.3429 | 11300.6617 | 4293112.7105 | 4293112.7105 | 0.14529 | 0.26285 | 0.010579 | 0.0076046 | 0.011805 | 0.01987 | 0.0097303 | 0.017643 | 20.834 | 37.6923 | 1.517 | 1.0905 | 1.6928 | 1.3953 | 1.049% | 0.2771% | 117.1618 | 30.9395
|  | 0.0069735 | 4.6457 | 0.388 | 4078457.075 | 44686.3344 | 11300.6617 | 4293112.7105 | 4293112.7105 | 0.13974 | 0.25935 | 0.010579 | 0.0076046 | 0.011805 | 0.01987 | 0.0097622 | 0.017703 | 20.0392 | 37.1907 | 1.517 | 1.0905 | 1.6928 | 1.3999 | 1.096% | 0.2771% | 122.3445 | 30.9395
|  | 0.005584 | 3.4253 | 0.5299 | 4078457.075 | 32947.4786 | 15433.5583 | 4293112.7105 | 4293112.7105 | 0.18578 | 0.24453 | 0.011989 | 0.0090187 | 0.013303 | 0.021375 | 0.011017 | 0.018895 | 33.2697 | 43.792 | 2.147 | 1.6151 | 2.3824 | 1.973 | 0.8078% | 0.3784% | 90.2053 | 42.2548
|  | 0.005584 | 3.7008 | 0.5299 | 4078457.075 | 35597.4743 | 15433.5583 | 4293112.7105 | 4293112.7105 | 0.17313 | 0.23655 | 0.011989 | 0.0090187 | 0.013303 | 0.021375 | 0.011003 | 0.018869 | 31.0043 | 42.362 | 2.147 | 1.6151 | 2.3824 | 1.9705 | 0.8728% | 0.3784% | 97.4606 | 42.2548
|  | 0.005584 | 3.7402 | 0.5299 | 4078457.075 | 35976.4574 | 15433.5583 | 4293112.7105 | 4293112.7105 | 0.17147 | 0.2355 | 0.011989 | 0.0090187 | 0.013303 | 0.021375 | 0.011191 | 0.019222 | 30.7076 | 42.1747 | 2.147 | 1.6151 | 2.3824 | 2.004 | 0.8821% | 0.3784% | 98.4982 | 42.2548
|  | 0.005584 | 3.8584 | 0.6174 | 4078457.075 | 37113.4065 | 17982.0322 | 4293112.7105 | 4293112.7105 | 0.1667 | 0.21529 | 0.011989 | 0.0090187 | 0.013303 | 0.021375 | 0.010996 | 0.018855 | 29.8538 | 38.5552 | 2.147 | 1.6151 | 2.3824 | 1.9692 | 0.91% | 0.4409% | 101.611 | 49.2321
|  | 0.0069735 | 4.7244 | 0.388 | 4078457.075 | 45443.3386 | 11300.6617 | 4293112.7105 | 4293112.7105 | 0.13766 | 0.25803 | 0.010579 | 0.0076046 | 0.011805 | 0.01987 | 0.0098004 | 0.017775 | 19.7399 | 37.0017 | 1.517 | 1.0905 | 1.6928 | 1.4054 | 1.114% | 0.2771% | 124.4171 | 30.9395
|  | 0.005584 | 3.4647 | 0.5299 | 4078457.075 | 33326.4616 | 15433.5583 | 4293112.7105 | 4293112.7105 | 0.18385 | 0.24331 | 0.011989 | 0.0090187 | 0.013303 | 0.021375 | 0.011221 | 0.019278 | 32.9236 | 43.5735 | 2.147 | 1.6151 | 2.3824 | 2.0094 | 0.8171% | 0.3784% | 91.2429 | 42.2548
|  | 0.0035065 | 4.8426 | 0.5468 | 4078457.075 | 46580.2878 | 15925.7778 | 4293112.7105 | 4293112.7105 | 0.13812 | 0.21147 | 0.014067 | 0.011096 | 0.015381 | 0.023452 | 0.013282 | 0.021326 | 39.3898 | 60.3076 | 4.0116 | 3.1645 | 4.3863 | 3.788 | 1.142% | 0.3905% | 127.5299 | 43.6024
|  | 0.0035065 | 4.2914 | 0.5468 | 4078457.075 | 41278.3726 | 15925.7778 | 4293112.7105 | 4293112.7105 | 0.15356 | 0.22121 | 0.014067 | 0.011096 | 0.015381 | 0.023452 | 0.013014 | 0.02082 | 43.7929 | 63.0866 | 4.0116 | 3.1645 | 4.3863 | 3.7114 | 1.012% | 0.3905% | 113.014 | 43.6024
|  | 0.0035065 | 3.9764 | 0.5468 | 4078457.075 | 38248.4319 | 15925.7778 | 4293112.7105 | 4293112.7105 | 0.1643 | 0.228 | 0.014067 | 0.011096 | 0.015381 | 0.023452 | 0.013019 | 0.020829 | 46.8572 | 65.0207 | 4.0116 | 3.1645 | 4.3863 | 3.7127 | 0.9378% | 0.3905% | 104.7185 | 43.6024
|  | 0.0035065 | 3.937 | 0.5468 | 4078457.075 | 37869.4489 | 15925.7778 | 4293112.7105 | 4293112.7105 | 0.16577 | 0.22892 | 0.014067 | 0.011096 | 0.015381 | 0.023452 | 0.012898 | 0.020602 | 47.2749 | 65.2844 | 4.0116 | 3.1645 | 4.3863 | 3.6784 | 0.9285% | 0.3905% | 103.6809 | 43.6024
|  | 0.0035065 | 4.0946 | 0.5468 | 4078457.075 | 39385.3811 | 15925.7778 | 4293112.7105 | 4293112.7105 | 0.16008 | 0.22533 | 0.014067 | 0.011096 | 0.015381 | 0.023452 | 0.013168 | 0.021111 | 45.6521 | 64.2601 | 4.0116 | 3.1645 | 4.3863 | 3.7554 | 0.9657% | 0.3905% | 107.8313 | 43.6024
|  | 0.005584 | 3.504 | 0.5299 | 4078457.075 | 33704.4828 | 15433.5583 | 4293112.7105 | 4293112.7105 | 0.18196 | 0.24213 | 0.011989 | 0.0090187 | 0.013303 | 0.021375 | 0.011165 | 0.019174 | 32.5862 | 43.3605 | 2.147 | 1.6151 | 2.3824 | 1.9995 | 0.8264% | 0.3784% | 92.2778 | 42.2548
|  | 0.005584 | 3.8584 | 0.6174 | 4078457.075 | 37113.4065 | 17982.0322 | 4293112.7105 | 4293112.7105 | 0.1667 | 0.21529 | 0.011989 | 0.0090187 | 0.013303 | 0.021375 | 0.011128 | 0.019103 | 29.8538 | 38.5552 | 2.147 | 1.6151 | 2.3824 | 1.9928 | 0.91% | 0.4409% | 101.611 | 49.2321
|  | 0.005584 | 3.8584 | 0.6174 | 4078457.075 | 37113.4065 | 17982.0322 | 4293112.7105 | 4293112.7105 | 0.1667 | 0.21529 | 0.011989 | 0.0090187 | 0.013303 | 0.021375 | 0.011048 | 0.018953 | 29.8538 | 38.5552 | 2.147 | 1.6151 | 2.3824 | 1.9785 | 0.91% | 0.4409% | 101.611 | 49.2321
|  | 0.005584 | 3.5433 | 0.6174 | 4078457.075 | 34082.504 | 17982.0322 | 4293112.7105 | 4293112.7105 | 0.18012 | 0.22376 | 0.011989 | 0.0090187 | 0.013303 | 0.021375 | 0.01104 | 0.018938 | 32.2563 | 40.0716 | 2.147 | 1.6151 | 2.3824 | 1.9771 | 0.8357% | 0.4409% | 93.3128 | 49.2321
|  | 0.005584 | 3.4647 | 0.5299 | 4078457.075 | 33326.4616 | 15433.5583 | 4293112.7105 | 4293112.7105 | 0.18385 | 0.24331 | 0.011989 | 0.0090187 | 0.013303 | 0.021375 | 0.011043 | 0.018944 | 32.9236 | 43.5735 | 2.147 | 1.6151 | 2.3824 | 1.9777 | 0.8171% | 0.3784% | 91.2429 | 42.2548
|  | 0.004499 | 14.0946 | 5.0073 | 4078457.075 | 135573.9736 | 145839.6989 | 4293112.7105 | 4293112.7105 | 0.073792 | 0.071412 | 0.013249 | 0.010313 | 0.014879 | 0.023012 | 0.011756 | 0.019806 | 16.402 | 15.8728 | 2.9449 | 2.2924 | 3.3072 | 2.613 | 3.324% | 3.576% | 371.1813 | 399.2873
|  | 0.004499 | 13.7403 | 5.2273 | 4078457.075 | 132166.0118 | 152247.2905 | 4293112.7105 | 4293112.7105 | 0.074858 | 0.071541 | 0.013249 | 0.010313 | 0.014879 | 0.023012 | 0.011709 | 0.019717 | 16.6389 | 15.9016 | 2.9449 | 2.2924 | 3.3072 | 2.6025 | 3.241% | 3.733% | 361.8508 | 416.8304
|  | 0.004499 | 13.8585 | 5.0073 | 4078457.075 | 133302.9609 | 145839.6989 | 4293112.7105 | 4293112.7105 | 0.074499 | 0.071859 | 0.013261 | 0.010328 | 0.014942 | 0.023078 | 0.011709 | 0.01975 | 16.5591 | 15.9721 | 2.9476 | 2.2955 | 3.3212 | 2.6025 | 3.268% | 3.576% | 364.9636 | 399.2873
|  | 0.004499 | 14.6458 | 5.0073 | 4078457.075 | 140875.8888 | 145839.6989 | 4293112.7105 | 4293112.7105 | 0.072239 | 0.070434 | 0.013261 | 0.010328 | 0.014942 | 0.023078 | 0.011729 | 0.019788 | 16.0567 | 15.6554 | 2.9476 | 2.2955 | 3.3212 | 2.6071 | 3.454% | 3.576% | 385.6972 | 399.2873
|  | 0.004499 | 14.2914 | 5.0073 | 4078457.075 | 137466.9651 | 145839.6989 | 4293112.7105 | 4293112.7105 | 0.073226 | 0.071056 | 0.013261 | 0.010328 | 0.014942 | 0.023078 | 0.011464 | 0.019288 | 16.276 | 15.7936 | 2.9476 | 2.2955 | 3.3212 | 2.5481 | 3.371% | 3.576% | 376.364 | 399.2873
|  | 0.004499 | 14.567 | 5.0073 | 4078457.075 | 140117.9227 | 145839.6989 | 4293112.7105 | 4293112.7105 | 0.072454 | 0.070569 | 0.013261 | 0.010328 | 0.014942 | 0.023078 | 0.011755 | 0.019836 | 16.1046 | 15.6855 | 2.9476 | 2.2955 | 3.3212 | 2.6127 | 3.436% | 3.576% | 383.622 | 399.2873
|  | 0.004499 | 14.3309 | 5.0073 | 4078457.075 | 137846.91 | 145839.6989 | 4293112.7105 | 4293112.7105 | 0.073113 | 0.070985 | 0.013261 | 0.010328 | 0.014942 | 0.023078 | 0.01164 | 0.019619 | 16.2511 | 15.7779 | 2.9476 | 2.2955 | 3.3212 | 2.5872 | 3.38% | 3.576% | 377.4043 | 399.2873
|  | 0.004499 | 13.7403 | 5.0073 | 4078457.075 | 132166.0118 | 145839.6989 | 4293112.7105 | 4293112.7105 | 0.074861 | 0.072087 | 0.013261 | 0.010328 | 0.014942 | 0.023078 | 0.011754 | 0.019835 | 16.6395 | 16.0228 | 2.9476 | 2.2955 | 3.3212 | 2.6126 | 3.241% | 3.576% | 361.8508 | 399.2873
|  | 0.004499 | 13.1889 | 5.2273 | 4078457.075 | 126862.1728 | 152247.2905 | 4293112.7105 | 4293112.7105 | 0.076634 | 0.072662 | 0.013261 | 0.010328 | 0.014942 | 0.023078 | 0.011653 | 0.019645 | 17.0336 | 16.1506 | 2.9476 | 2.2955 | 3.3212 | 2.5901 | 3.111% | 3.733% | 347.3297 | 416.8304
|  | 0.004499 | 14.6064 | 5.0073 | 4078457.075 | 140496.9057 | 145839.6989 | 4293112.7105 | 4293112.7105 | 0.072347 | 0.070501 | 0.013261 | 0.010328 | 0.014942 | 0.023078 | 0.011846 | 0.020008 | 16.0806 | 15.6704 | 2.9476 | 2.2955 | 3.3212 | 2.633 | 3.445% | 3.576% | 384.6596 | 399.2873
|  | 0.004499 | 14.5671 | 5.0073 | 4078457.075 | 140118.8846 | 145839.6989 | 4293112.7105 | 4293112.7105 | 0.072451 | 0.070566 | 0.013249 | 0.010313 | 0.014879 | 0.023012 | 0.011728 | 0.019754 | 16.1039 | 15.6849 | 2.9449 | 2.2924 | 3.3072 | 2.6068 | 3.436% | 3.576% | 383.6246 | 399.2873
|  | 0.004499 | 15.5512 | 5.0073 | 4078457.075 | 149584.804 | 145839.6989 | 4293112.7105 | 4293112.7105 | 0.069923 | 0.068973 | 0.013261 | 0.010328 | 0.014942 | 0.023078 | 0.011834 | 0.019985 | 15.5419 | 15.3308 | 2.9476 | 2.2955 | 3.3212 | 2.6303 | 3.668% | 3.576% | 409.5409 | 399.2873
|  | 0.004499 | 15.2363 | 5.0073 | 4078457.075 | 146555.8252 | 145839.6989 | 4293112.7105 | 4293112.7105 | 0.070697 | 0.069461 | 0.013261 | 0.010328 | 0.014942 | 0.023078 | 0.011815 | 0.019949 | 15.714 | 15.4393 | 2.9476 | 2.2955 | 3.3212 | 2.6261 | 3.593% | 3.576% | 401.248 | 399.2873
|  | 0.004499 | 15.0001 | 5.0073 | 4078457.075 | 144283.8506 | 145839.6989 | 4293112.7105 | 4293112.7105 | 0.071299 | 0.069841 | 0.013261 | 0.010328 | 0.014942 | 0.023078 | 0.011573 | 0.019494 | 15.8479 | 15.5237 | 2.9476 | 2.2955 | 3.3212 | 2.5724 | 3.538% | 3.576% | 395.0277 | 399.2873
|  | 0.004499 | 15.0001 | 5.0073 | 4078457.075 | 144283.8506 | 145839.6989 | 4293112.7105 | 4293112.7105 | 0.071299 | 0.069841 | 0.013261 | 0.010328 | 0.014942 | 0.023078 | 0.011709 | 0.019749 | 15.8479 | 15.5237 | 2.9476 | 2.2955 | 3.3212 | 2.6025 | 3.538% | 3.576% | 395.0277 | 399.2873
|  | 0.004499 | 13.5828 | 5.0073 | 4078457.075 | 130651.0414 | 145839.6989 | 4293112.7105 | 4293112.7105 | 0.075353 | 0.072397 | 0.013261 | 0.010328 | 0.014942 | 0.023078 | 0.011805 | 0.019931 | 16.7488 | 16.0917 | 2.9476 | 2.2955 | 3.3212 | 2.624 | 3.203% | 3.576% | 357.7031 | 399.2873
|  | 0.004499 | 15.2756 | 5.0073 | 4078457.075 | 146933.8464 | 145839.6989 | 4293112.7105 | 4293112.7105 | 0.070599 | 0.069399 | 0.013261 | 0.010328 | 0.014942 | 0.023078 | 0.011636 | 0.019613 | 15.6921 | 15.4255 | 2.9476 | 2.2955 | 3.3212 | 2.5864 | 3.603% | 3.576% | 402.2829 | 399.2873
|  | 0.004499 | 13.9372 | 5.0073 | 4078457.075 | 134059.9651 | 145839.6989 | 4293112.7105 | 4293112.7105 | 0.074262 | 0.071709 | 0.013261 | 0.010328 | 0.014942 | 0.023078 | 0.011712 | 0.019756 | 16.5063 | 15.9389 | 2.9476 | 2.2955 | 3.3212 | 2.6032 | 3.287% | 3.576% | 367.0362 | 399.2873
|  | 0.004499 | 13.8583 | 5.0073 | 4078457.075 | 133301.0371 | 145839.6989 | 4293112.7105 | 4293112.7105 | 0.0745 | 0.071859 | 0.013261 | 0.010328 | 0.014942 | 0.023078 | 0.011711 | 0.019754 | 16.5592 | 15.9722 | 2.9476 | 2.2955 | 3.3212 | 2.6031 | 3.268% | 3.576% | 364.9583 | 399.2873
|  | 0.004499 | 14.6064 | 5.0073 | 4078457.075 | 140496.9057 | 145839.6989 | 4293112.7105 | 4293112.7105 | 0.072347 | 0.070501 | 0.013261 | 0.010328 | 0.014942 | 0.023078 | 0.011725 | 0.019781 | 16.0806 | 15.6704 | 2.9476 | 2.2955 | 3.3212 | 2.6062 | 3.445% | 3.576% | 384.6596 | 399.2873
|  | 0.004499 | 15.1183 | 5.0073 | 4078457.075 | 145420.7998 | 145839.6989 | 4293112.7105 | 4293112.7105 | 0.070996 | 0.06965 | 0.013261 | 0.010328 | 0.014942 | 0.023078 | 0.01184 | 0.019996 | 15.7803 | 15.4811 | 2.9476 | 2.2955 | 3.3212 | 2.6317 | 3.566% | 3.576% | 398.1405 | 399.2873
|  | 0.004499 | 14.9999 | 4.8736 | 4078457.075 | 144281.9269 | 141945.6307 | 4293112.7105 | 4293112.7105 | 0.071295 | 0.07019 | 0.013237 | 0.010299 | 0.014816 | 0.022945 | 0.0119 | 0.020044 | 15.8467 | 15.6012 | 2.9423 | 2.2892 | 3.2931 | 2.6449 | 3.538% | 3.48% | 395.0224 | 388.626
|  | 0.004499 | 14.7638 | 4.8736 | 4078457.075 | 142010.9142 | 141945.6307 | 4293112.7105 | 4293112.7105 | 0.071915 | 0.07058 | 0.013233 | 0.010294 | 0.014793 | 0.02292 | 0.011872 | 0.01998 | 15.9846 | 15.688 | 2.9414 | 2.2881 | 3.288 | 2.6387 | 3.482% | 3.48% | 388.8047 | 388.626
|  | 0.004499 | 15.1969 | 5.0073 | 4078457.075 | 146176.8421 | 145839.6989 | 4293112.7105 | 4293112.7105 | 0.070796 | 0.069524 | 0.013261 | 0.010328 | 0.014942 | 0.023078 | 0.011504 | 0.019364 | 15.736 | 15.4532 | 2.9476 | 2.2955 | 3.3212 | 2.5571 | 3.584% | 3.576% | 400.2104 | 399.2873
|  | 0.004499 | 14.2914 | 5.0073 | 4078457.075 | 137466.9651 | 145839.6989 | 4293112.7105 | 4293112.7105 | 0.073226 | 0.071056 | 0.013261 | 0.010328 | 0.014942 | 0.023078 | 0.011542 | 0.019435 | 16.276 | 15.7936 | 2.9476 | 2.2955 | 3.3212 | 2.5654 | 3.371% | 3.576% | 376.364 | 399.2873
|  | 0.004499 | 15.4331 | 5.0073 | 4078457.075 | 148448.8167 | 145839.6989 | 4293112.7105 | 4293112.7105 | 0.07021 | 0.069154 | 0.013261 | 0.010328 | 0.014942 | 0.023078 | 0.011452 | 0.019266 | 15.6056 | 15.3709 | 2.9476 | 2.2955 | 3.3212 | 2.5455 | 3.64% | 3.576% | 406.4307 | 399.2873
|  | 0.004499 | 15.2363 | 5.0073 | 4078457.075 | 146555.8252 | 145839.6989 | 4293112.7105 | 4293112.7105 | 0.070706 | 0.06947 | 0.013297 | 0.010371 | 0.015135 | 0.023283 | 0.01136 | 0.019193 | 15.7159 | 15.4412 | 2.9557 | 2.3052 | 3.3641 | 2.5251 | 3.593% | 3.576% | 401.248 | 399.2873
|  | 0.004499 | 14.764 | 5.0073 | 4078457.075 | 142012.838 | 145839.6989 | 4293112.7105 | 4293112.7105 | 0.071921 | 0.070233 | 0.013261 | 0.010328 | 0.014942 | 0.023078 | 0.011714 | 0.01976 | 15.9859 | 15.6107 | 2.9476 | 2.2955 | 3.3212 | 2.6037 | 3.482% | 3.576% | 388.81 | 399.2873
|  | 0.004499 | 14.8822 | 5.0073 | 4078457.075 | 143149.7871 | 145839.6989 | 4293112.7105 | 4293112.7105 | 0.071607 | 0.070035 | 0.013261 | 0.010328 | 0.014942 | 0.023078 | 0.011729 | 0.019788 | 15.9163 | 15.5668 | 2.9476 | 2.2955 | 3.3212 | 2.607 | 3.51% | 3.576% | 391.9228 | 399.2873
|  | 0.004499 | 14.0159 | 5.0073 | 4078457.075 | 134816.9694 | 145839.6989 | 4293112.7105 | 4293112.7105 | 0.074027 | 0.071561 | 0.013261 | 0.010328 | 0.014942 | 0.023078 | 0.011726 | 0.019783 | 16.4542 | 15.906 | 2.9476 | 2.2955 | 3.3212 | 2.6065 | 3.306% | 3.576% | 369.1087 | 399.2873
|  | 0.004499 | 15.6693 | 4.8736 | 4078457.075 | 150720.7912 | 141945.6307 | 4293112.7105 | 4293112.7105 | 0.06964 | 0.069149 | 0.013261 | 0.010328 | 0.014942 | 0.023078 | 0.011639 | 0.019619 | 15.4791 | 15.3698 | 2.9476 | 2.2955 | 3.3212 | 2.5871 | 3.696% | 3.48% | 412.651 | 388.626
|  | 0.004499 | 16.9292 | 4.8736 | 4078457.075 | 162839.592 | 141945.6307 | 4293112.7105 | 4293112.7105 | 0.06687 | 0.067401 | 0.013249 | 0.010313 | 0.014879 | 0.023012 | 0.011846 | 0.019975 | 14.8633 | 14.9814 | 2.9449 | 2.2924 | 3.3072 | 2.633 | 3.993% | 3.48% | 445.8305 | 388.626
|  | 0.004499 | 15.6693 | 4.8736 | 4078457.075 | 150720.7912 | 141945.6307 | 4293112.7105 | 4293112.7105 | 0.069638 | 0.069146 | 0.013249 | 0.010313 | 0.014879 | 0.023012 | 0.011803 | 0.019894 | 15.4785 | 15.3692 | 2.9449 | 2.2924 | 3.3072 | 2.6234 | 3.696% | 3.48% | 412.651 | 388.626
|  | 0.004499 | 13.5828 | 5.0073 | 4078457.075 | 130651.0414 | 145839.6989 | 4293112.7105 | 4293112.7105 | 0.075353 | 0.072397 | 0.013261 | 0.010328 | 0.014942 | 0.023078 | 0.011825 | 0.019969 | 16.7488 | 16.0917 | 2.9476 | 2.2955 | 3.3212 | 2.6284 | 3.203% | 3.576% | 357.7031 | 399.2873
|  | 0.004499 | 14.0157 | 5.0073 | 4078457.075 | 134815.0456 | 145839.6989 | 4293112.7105 | 4293112.7105 | 0.074028 | 0.071561 | 0.013261 | 0.010328 | 0.014942 | 0.023078 | 0.011793 | 0.019908 | 16.4543 | 15.906 | 2.9476 | 2.2955 | 3.3212 | 2.6212 | 3.306% | 3.576% | 369.1035 | 399.2873
|  | 0.004499 | 14.134 | 5.0073 | 4078457.075 | 135952.9566 | 145839.6989 | 4293112.7105 | 4293112.7105 | 0.07368 | 0.071342 | 0.013261 | 0.010328 | 0.014942 | 0.023078 | 0.01175 | 0.019828 | 16.377 | 15.8573 | 2.9476 | 2.2955 | 3.3212 | 2.6118 | 3.333% | 3.576% | 372.2189 | 399.2873
|  | 0.004499 | 14.2521 | 5.0073 | 4078457.075 | 137088.9439 | 145839.6989 | 4293112.7105 | 4293112.7105 | 0.073338 | 0.071126 | 0.013261 | 0.010328 | 0.014942 | 0.023078 | 0.011498 | 0.019353 | 16.301 | 15.8094 | 2.9476 | 2.2955 | 3.3212 | 2.5557 | 3.361% | 3.576% | 375.3291 | 399.2873
|  | 0.004499 | 14.6064 | 5.0073 | 4078457.075 | 140496.9057 | 145839.6989 | 4293112.7105 | 4293112.7105 | 0.072347 | 0.070501 | 0.013261 | 0.010328 | 0.014942 | 0.023078 | 0.011816 | 0.019952 | 16.0806 | 15.6704 | 2.9476 | 2.2955 | 3.3212 | 2.6264 | 3.445% | 3.576% | 384.6596 | 399.2873
|  | 0.004499 | 15.6694 | 5.0073 | 4078457.075 | 150721.7531 | 145839.6989 | 4293112.7105 | 4293112.7105 | 0.069652 | 0.068807 | 0.013314 | 0.010391 | 0.015222 | 0.023375 | 0.011684 | 0.019846 | 15.4817 | 15.2939 | 2.9593 | 2.3095 | 3.3835 | 2.597 | 3.696% | 3.576% | 412.6537 | 399.2873
|  | 0.004499 | 14.4489 | 4.8736 | 4078457.075 | 138981.9354 | 141945.6307 | 4293112.7105 | 4293112.7105 | 0.072772 | 0.071119 | 0.013219 | 0.010277 | 0.014717 | 0.02284 | 0.011799 | 0.019804 | 16.1751 | 15.8078 | 2.9382 | 2.2843 | 3.2712 | 2.6225 | 3.408% | 3.48% | 380.5118 | 388.626
|  | 0.004499 | 16.811 | 4.8736 | 4078457.075 | 161702.6429 | 141945.6307 | 4293112.7105 | 4293112.7105 | 0.067125 | 0.067567 | 0.013307 | 0.010383 | 0.015188 | 0.023338 | 0.011489 | 0.019463 | 14.9201 | 15.0183 | 2.9579 | 2.3078 | 3.3758 | 2.5538 | 3.965% | 3.48% | 442.7177 | 388.626
|  | 0.004499 | 16.9686 | 4.8736 | 4078457.075 | 163218.5751 | 141945.6307 | 4293112.7105 | 4293112.7105 | 0.066793 | 0.067354 | 0.013264 | 0.010331 | 0.014959 | 0.023097 | 0.011813 | 0.019954 | 14.8463 | 14.9709 | 2.9483 | 2.2964 | 3.325 | 2.6256 | 4.002% | 3.48% | 446.8681 | 388.626
|  | 0.004499 | 13.8977 | 5.0073 | 4078457.075 | 133680.0202 | 145839.6989 | 4293112.7105 | 4293112.7105 | 0.074378 | 0.071781 | 0.013249 | 0.010313 | 0.014879 | 0.023012 | 0.011822 | 0.019931 | 16.5321 | 15.9549 | 2.9449 | 2.2924 | 3.3072 | 2.6277 | 3.278% | 3.576% | 365.9959 | 399.2873
|  | 0.004499 | 13.819 | 5.2273 | 4078457.075 | 132923.016 | 152247.2905 | 4293112.7105 | 4293112.7105 | 0.074617 | 0.071389 | 0.013249 | 0.010313 | 0.014879 | 0.023012 | 0.011879 | 0.020037 | 16.5852 | 15.8677 | 2.9449 | 2.2924 | 3.3072 | 2.6403 | 3.259% | 3.733% | 363.9234 | 416.8304
|  | 0.004499 | 13.3858 | 5.0073 | 4078457.075 | 128756.1261 | 145839.6989 | 4293112.7105 | 4293112.7105 | 0.075981 | 0.072792 | 0.013249 | 0.010313 | 0.014879 | 0.023012 | 0.011606 | 0.019524 | 16.8885 | 16.1796 | 2.9449 | 2.2924 | 3.3072 | 2.5798 | 3.157% | 3.576% | 352.5151 | 399.2873
|  | 0.004499 | 14.9213 | 5.0073 | 4078457.075 | 143525.8845 | 145839.6989 | 4293112.7105 | 4293112.7105 | 0.071505 | 0.06997 | 0.013261 | 0.010328 | 0.014942 | 0.023078 | 0.011798 | 0.019917 | 15.8935 | 15.5524 | 2.9476 | 2.2955 | 3.3212 | 2.6223 | 3.519% | 3.576% | 392.9525 | 399.2873
|  | 0.004499 | 14.0552 | 5.0073 | 4078457.075 | 135194.9905 | 145839.6989 | 4293112.7105 | 4293112.7105 | 0.073908 | 0.071485 | 0.013249 | 0.010313 | 0.014879 | 0.023012 | 0.011615 | 0.019541 | 16.4277 | 15.8891 | 2.9449 | 2.2924 | 3.3072 | 2.5817 | 3.315% | 3.576% | 370.1437 | 399.2873
|  | 0.004499 | 13.9764 | 5.0073 | 4078457.075 | 134437.0244 | 145839.6989 | 4293112.7105 | 4293112.7105 | 0.074145 | 0.071635 | 0.013261 | 0.010328 | 0.014942 | 0.023078 | 0.011708 | 0.019747 | 16.4803 | 15.9224 | 2.9476 | 2.2955 | 3.3212 | 2.6023 | 3.296% | 3.576% | 368.0685 | 399.2873
|  | 0.004499 | 16.2993 | 4.8222 | 4078457.075 | 156780.6726 | 140448.5842 | 4293112.7105 | 4293112.7105 | 0.068203 | 0.068384 | 0.013261 | 0.010328 | 0.014942 | 0.023078 | 0.011806 | 0.019933 | 15.1596 | 15.1998 | 2.9476 | 2.2955 | 3.3212 | 2.6241 | 3.844% | 3.444% | 429.2421 | 384.5273
|  | 0.004499 | 16.9291 | 4.8736 | 4078457.075 | 162838.6301 | 141945.6307 | 4293112.7105 | 4293112.7105 | 0.066873 | 0.067404 | 0.013261 | 0.010328 | 0.014942 | 0.023078 | 0.011371 | 0.019112 | 14.8639 | 14.982 | 2.9476 | 2.2955 | 3.3212 | 2.5274 | 3.993% | 3.48% | 445.8279 | 388.626
|  | 0.004499 | 14.0159 | 5.0073 | 4078457.075 | 134816.9694 | 145839.6989 | 4293112.7105 | 4293112.7105 | 0.074022 | 0.071555 | 0.013237 | 0.010299 | 0.014816 | 0.022945 | 0.011821 | 0.019896 | 16.4529 | 15.9047 | 2.9423 | 2.2892 | 3.2931 | 2.6275 | 3.306% | 3.576% | 369.1087 | 399.2873
|  | 0.004499 | 14.0159 | 5.0073 | 4078457.075 | 134816.9694 | 145839.6989 | 4293112.7105 | 4293112.7105 | 0.074027 | 0.071561 | 0.013261 | 0.010328 | 0.014942 | 0.023078 | 0.011767 | 0.019859 | 16.4542 | 15.906 | 2.9476 | 2.2955 | 3.3212 | 2.6154 | 3.306% | 3.576% | 369.1087 | 399.2873
|  | 0.004499 | 15.2756 | 5.0073 | 4078457.075 | 146933.8464 | 145839.6989 | 4293112.7105 | 4293112.7105 | 0.070599 | 0.069399 | 0.013261 | 0.010328 | 0.014942 | 0.023078 | 0.011797 | 0.019916 | 15.6921 | 15.4255 | 2.9476 | 2.2955 | 3.3212 | 2.6222 | 3.603% | 3.576% | 402.2829 | 399.2873
|  | 0.004499 | 14.0159 | 5.0073 | 4078457.075 | 134816.9694 | 145839.6989 | 4293112.7105 | 4293112.7105 | 0.074027 | 0.071561 | 0.013261 | 0.010328 | 0.014942 | 0.023078 | 0.011815 | 0.019949 | 16.4542 | 15.906 | 2.9476 | 2.2955 | 3.3212 | 2.6261 | 3.306% | 3.576% | 369.1087 | 399.2873
|  | 0.004499 | 14.9607 | 5.0073 | 4078457.075 | 143904.8676 | 145839.6989 | 4293112.7105 | 4293112.7105 | 0.071402 | 0.069906 | 0.013261 | 0.010328 | 0.014942 | 0.023078 | 0.011606 | 0.019557 | 15.8706 | 15.538 | 2.9476 | 2.2955 | 3.3212 | 2.5798 | 3.528% | 3.576% | 393.9901 | 399.2873
|  | 0.004499 | 14.2126 | 5.0073 | 4078457.075 | 136708.999 | 145839.6989 | 4293112.7105 | 4293112.7105 | 0.073449 | 0.071195 | 0.013249 | 0.010313 | 0.014879 | 0.023012 | 0.011722 | 0.019742 | 16.3257 | 15.8247 | 2.9449 | 2.2924 | 3.3072 | 2.6055 | 3.352% | 3.576% | 374.2888 | 399.2873
|  | 0.004499 | 15.197 | 5.0073 | 4078457.075 | 146177.804 | 145839.6989 | 4293112.7105 | 4293112.7105 | 0.070796 | 0.069524 | 0.013261 | 0.010328 | 0.014942 | 0.023078 | 0.011846 | 0.020007 | 15.736 | 15.4531 | 2.9476 | 2.2955 | 3.3212 | 2.6329 | 3.584% | 3.576% | 400.213 | 399.2873
|  | 0.004499 | 14.6458 | 4.8736 | 4078457.075 | 140875.8888 | 141945.6307 | 4293112.7105 | 4293112.7105 | 0.072233 | 0.070781 | 0.013233 | 0.010294 | 0.014793 | 0.02292 | 0.011883 | 0.020002 | 16.0553 | 15.7326 | 2.9414 | 2.2881 | 3.288 | 2.6413 | 3.454% | 3.48% | 385.6972 | 388.626
|  | 0.004499 | 13.5828 | 5.2273 | 4078457.075 | 130651.0414 | 152247.2905 | 4293112.7105 | 4293112.7105 | 0.07535 | 0.071851 | 0.013249 | 0.010313 | 0.014879 | 0.023012 | 0.011782 | 0.019856 | 16.7482 | 15.9705 | 2.9449 | 2.2924 | 3.3072 | 2.6189 | 3.203% | 3.733% | 357.7031 | 416.8304
|  | 0.004499 | 14.0159 | 5.0073 | 4078457.075 | 134816.9694 | 145839.6989 | 4293112.7105 | 4293112.7105 | 0.074027 | 0.071561 | 0.013261 | 0.010328 | 0.014942 | 0.023078 | 0.01179 | 0.019902 | 16.4542 | 15.906 | 2.9476 | 2.2955 | 3.3212 | 2.6205 | 3.306% | 3.576% | 369.1087 | 399.2873
|  | 0.004499 | 13.7402 | 5.2273 | 4078457.075 | 132165.0499 | 152247.2905 | 4293112.7105 | 4293112.7105 | 0.074859 | 0.071541 | 0.013249 | 0.010313 | 0.014879 | 0.023012 | 0.011588 | 0.019489 | 16.639 | 15.9016 | 2.9449 | 2.2924 | 3.3072 | 2.5756 | 3.241% | 3.733% | 361.8482 | 416.8304
|  | 0.004499 | 14.0946 | 5.0073 | 4078457.075 | 135573.9736 | 145839.6989 | 4293112.7105 | 4293112.7105 | 0.073795 | 0.071415 | 0.013261 | 0.010328 | 0.014942 | 0.023078 | 0.011843 | 0.020002 | 16.4026 | 15.8734 | 2.9476 | 2.2955 | 3.3212 | 2.6323 | 3.324% | 3.576% | 371.1813 | 399.2873
|  | 0.004499 | 15.9842 | 4.8736 | 4078457.075 | 153749.77 | 141945.6307 | 4293112.7105 | 4293112.7105 | 0.068905 | 0.068684 | 0.013249 | 0.010313 | 0.014879 | 0.023012 | 0.011886 | 0.02005 | 15.3156 | 15.2665 | 2.9449 | 2.2924 | 3.3072 | 2.6418 | 3.77% | 3.48% | 420.9439 | 388.626
|  | 0.004499 | 13.8976 | 5.0073 | 4078457.075 | 133679.0583 | 145839.6989 | 4293112.7105 | 4293112.7105 | 0.074381 | 0.071784 | 0.013261 | 0.010328 | 0.014942 | 0.023078 | 0.011654 | 0.019647 | 16.5328 | 15.9556 | 2.9476 | 2.2955 | 3.3212 | 2.5904 | 3.278% | 3.576% | 365.9933 | 399.2873
|  | 0.004499 | 15.7087 | 4.8736 | 4078457.075 | 151099.7743 | 141945.6307 | 4293112.7105 | 4293112.7105 | 0.069559 | 0.069102 | 0.013314 | 0.010391 | 0.015222 | 0.023375 | 0.011501 | 0.019502 | 15.4611 | 15.3595 | 2.9593 | 2.3095 | 3.3835 | 2.5563 | 3.705% | 3.48% | 413.6886 | 388.626
|  | 0.004499 | 13.3859 | 5.0073 | 4078457.075 | 128757.088 | 145839.6989 | 4293112.7105 | 4293112.7105 | 0.075984 | 0.072795 | 0.013261 | 0.010328 | 0.014942 | 0.023078 | 0.011837 | 0.019991 | 16.8891 | 16.1802 | 2.9476 | 2.2955 | 3.3212 | 2.631 | 3.157% | 3.576% | 352.5177 | 399.2873
|  | 0.004499 | 14.8033 | 5.0073 | 4078457.075 | 142390.8591 | 145839.6989 | 4293112.7105 | 4293112.7105 | 0.071816 | 0.070167 | 0.013261 | 0.010328 | 0.014942 | 0.023078 | 0.011806 | 0.019934 | 15.9626 | 15.5961 | 2.9476 | 2.2955 | 3.3212 | 2.6242 | 3.491% | 3.576% | 389.8449 | 399.2873
|  | 0.004499 | 15.197 | 5.0073 | 4078457.075 | 146177.804 | 145839.6989 | 4293112.7105 | 4293112.7105 | 0.070797 | 0.069524 | 0.013263 | 0.01033 | 0.014953 | 0.023089 | 0.011626 | 0.0196 | 15.7361 | 15.4532 | 2.948 | 2.296 | 3.3235 | 2.5842 | 3.584% | 3.576% | 400.213 | 399.2873
|  | 0.004499 | 14.449 | 5.0073 | 4078457.075 | 138982.8973 | 145839.6989 | 4293112.7105 | 4293112.7105 | 0.072781 | 0.070775 | 0.013261 | 0.010328 | 0.014942 | 0.023078 | 0.011535 | 0.019422 | 16.1772 | 15.7313 | 2.9476 | 2.2955 | 3.3212 | 2.5639 | 3.408% | 3.576% | 380.5144 | 399.2873
|  | 0.004499 | 15.7088 | 5.0073 | 4078457.075 | 151100.7362 | 145839.6989 | 4293112.7105 | 4293112.7105 | 0.069547 | 0.068736 | 0.013261 | 0.010328 | 0.014942 | 0.023078 | 0.011626 | 0.019594 | 15.4583 | 15.2781 | 2.9476 | 2.2955 | 3.3212 | 2.5841 | 3.705% | 3.576% | 413.6913 | 399.2873
|  | 0.004499 | 15.2363 | 5.0073 | 4078457.075 | 146555.8252 | 145839.6989 | 4293112.7105 | 4293112.7105 | 0.070697 | 0.069461 | 0.013261 | 0.010328 | 0.014942 | 0.023078 | 0.011603 | 0.019551 | 15.714 | 15.4393 | 2.9476 | 2.2955 | 3.3212 | 2.579 | 3.593% | 3.576% | 401.248 | 399.2873
|  | 0.004499 | 15.5907 | 5.0073 | 4078457.075 | 149964.7489 | 145839.6989 | 4293112.7105 | 4293112.7105 | 0.069828 | 0.068913 | 0.013261 | 0.010328 | 0.014942 | 0.023078 | 0.011836 | 0.01999 | 15.5208 | 15.3175 | 2.9476 | 2.2955 | 3.3212 | 2.6309 | 3.677% | 3.576% | 410.5811 | 399.2873
|  | 0.004499 | 15.2756 | 5.0073 | 4078457.075 | 146933.8464 | 145839.6989 | 4293112.7105 | 4293112.7105 | 0.070599 | 0.069399 | 0.013261 | 0.010328 | 0.014942 | 0.023078 | 0.011818 | 0.019955 | 15.6921 | 15.4255 | 2.9476 | 2.2955 | 3.3212 | 2.6267 | 3.603% | 3.576% | 402.2829 | 399.2873
|  | 0.004499 | 14.449 | 5.0073 | 4078457.075 | 138982.8973 | 145839.6989 | 4293112.7105 | 4293112.7105 | 0.072781 | 0.070775 | 0.013261 | 0.010328 | 0.014942 | 0.023078 | 0.011717 | 0.019766 | 16.1772 | 15.7313 | 2.9476 | 2.2955 | 3.3212 | 2.6044 | 3.408% | 3.576% | 380.5144 | 399.2873
|  | 0.004499 | 14.449 | 5.0073 | 4078457.075 | 138982.8973 | 145839.6989 | 4293112.7105 | 4293112.7105 | 0.072781 | 0.070775 | 0.013261 | 0.010328 | 0.014942 | 0.023078 | 0.011756 | 0.019839 | 16.1772 | 15.7313 | 2.9476 | 2.2955 | 3.3212 | 2.6131 | 3.408% | 3.576% | 380.5144 | 399.2873
|  | 0.004499 | 18.3071 | 5.0073 | 4078457.075 | 176093.4182 | 145839.6989 | 4293112.7105 | 4293112.7105 | 0.064282 | 0.065417 | 0.013261 | 0.010328 | 0.014942 | 0.023078 | 0.011796 | 0.019914 | 14.288 | 14.5403 | 2.9476 | 2.2955 | 3.3212 | 2.6219 | 4.318% | 3.576% | 482.1175 | 399.2873
|  | 0.004499 | 14.764 | 5.0073 | 4078457.075 | 142012.838 | 145839.6989 | 4293112.7105 | 4293112.7105 | 0.071921 | 0.070233 | 0.013261 | 0.010328 | 0.014942 | 0.023078 | 0.011756 | 0.019839 | 15.9859 | 15.6107 | 2.9476 | 2.2955 | 3.3212 | 2.6131 | 3.482% | 3.576% | 388.81 | 399.2873
|  | 0.004499 | 14.9607 | 5.0073 | 4078457.075 | 143904.8676 | 145839.6989 | 4293112.7105 | 4293112.7105 | 0.071402 | 0.069906 | 0.013261 | 0.010328 | 0.014942 | 0.023078 | 0.011623 | 0.019587 | 15.8706 | 15.538 | 2.9476 | 2.2955 | 3.3212 | 2.5834 | 3.528% | 3.576% | 393.9901 | 399.2873
|  | 0.004499 | 13.1496 | 5.2273 | 4078457.075 | 126484.1516 | 152247.2905 | 4293112.7105 | 4293112.7105 | 0.076766 | 0.072745 | 0.013261 | 0.010328 | 0.014942 | 0.023078 | 0.011846 | 0.020008 | 17.0629 | 16.1692 | 2.9476 | 2.2955 | 3.3212 | 2.633 | 3.101% | 3.733% | 346.2947 | 416.8304
|  | 0.004499 | 15.0001 | 5.0073 | 4078457.075 | 144283.8506 | 145839.6989 | 4293112.7105 | 4293112.7105 | 0.071299 | 0.069841 | 0.013261 | 0.010328 | 0.014942 | 0.023078 | 0.011773 | 0.019871 | 15.8479 | 15.5237 | 2.9476 | 2.2955 | 3.3212 | 2.6168 | 3.538% | 3.576% | 395.0277 | 399.2873
|  | 0.004499 | 14.1734 | 5.0073 | 4078457.075 | 136331.9397 | 145839.6989 | 4293112.7105 | 4293112.7105 | 0.073565 | 0.07127 | 0.013261 | 0.010328 | 0.014942 | 0.023078 | 0.011792 | 0.019907 | 16.3515 | 15.8412 | 2.9476 | 2.2955 | 3.3212 | 2.6211 | 3.343% | 3.576% | 373.2565 | 399.2873
|  | 0.004499 | 13.3464 | 5.0073 | 4078457.075 | 128377.1431 | 145839.6989 | 4293112.7105 | 4293112.7105 | 0.076113 | 0.072876 | 0.013261 | 0.010328 | 0.014942 | 0.023078 | 0.011755 | 0.019837 | 16.9177 | 16.1982 | 2.9476 | 2.2955 | 3.3212 | 2.6128 | 3.148% | 3.576% | 351.4775 | 399.2873
|  | 0.004499 | 15.0001 | 5.0073 | 4078457.075 | 144283.8506 | 145839.6989 | 4293112.7105 | 4293112.7105 | 0.071299 | 0.069841 | 0.013261 | 0.010328 | 0.014942 | 0.023078 | 0.011733 | 0.019795 | 15.8479 | 15.5237 | 2.9476 | 2.2955 | 3.3212 | 2.6078 | 3.538% | 3.576% | 395.0277 | 399.2873
|  | 0.004499 | 15.5512 | 5.0073 | 4078457.075 | 149584.804 | 145839.6989 | 4293112.7105 | 4293112.7105 | 0.069923 | 0.068973 | 0.013261 | 0.010328 | 0.014942 | 0.023078 | 0.011584 | 0.019515 | 15.5419 | 15.3308 | 2.9476 | 2.2955 | 3.3212 | 2.5749 | 3.668% | 3.576% | 409.5409 | 399.2873
|  | 0.004499 | 14.0159 | 5.0073 | 4078457.075 | 134816.9694 | 145839.6989 | 4293112.7105 | 4293112.7105 | 0.074027 | 0.071561 | 0.013261 | 0.010328 | 0.014942 | 0.023078 | 0.011707 | 0.019746 | 16.4542 | 15.906 | 2.9476 | 2.2955 | 3.3212 | 2.6021 | 3.306% | 3.576% | 369.1087 | 399.2873
|  | 0.004499 | 15.0001 | 5.0073 | 4078457.075 | 144283.8506 | 145839.6989 | 4293112.7105 | 4293112.7105 | 0.071299 | 0.069841 | 0.013261 | 0.010328 | 0.014942 | 0.023078 | 0.01182 | 0.019959 | 15.8479 | 15.5237 | 2.9476 | 2.2955 | 3.3212 | 2.6272 | 3.538% | 3.576% | 395.0277 | 399.2873
|  | 0.004499 | 14.567 | 5.0073 | 4078457.075 | 140117.9227 | 145839.6989 | 4293112.7105 | 4293112.7105 | 0.072454 | 0.070569 | 0.013261 | 0.010328 | 0.014942 | 0.023078 | 0.011633 | 0.019606 | 16.1046 | 15.6855 | 2.9476 | 2.2955 | 3.3212 | 2.5856 | 3.436% | 3.576% | 383.622 | 399.2873
|  | 0.004499 | 14.2914 | 4.8736 | 4078457.075 | 137466.9651 | 141945.6307 | 4293112.7105 | 4293112.7105 | 0.07322 | 0.071404 | 0.013237 | 0.010299 | 0.014816 | 0.022945 | 0.011887 | 0.020021 | 16.2748 | 15.8711 | 2.9423 | 2.2892 | 3.2931 | 2.6422 | 3.371% | 3.48% | 376.364 | 388.626
|  | 0.004499 | 14.764 | 5.0073 | 4078457.075 | 142012.838 | 145839.6989 | 4293112.7105 | 4293112.7105 | 0.071921 | 0.070233 | 0.013261 | 0.010328 | 0.014942 | 0.023078 | 0.011645 | 0.01963 | 15.9859 | 15.6107 | 2.9476 | 2.2955 | 3.3212 | 2.5884 | 3.482% | 3.576% | 388.81 | 399.2873
|  | 0.004499 | 15.1969 | 5.0073 | 4078457.075 | 146176.8421 | 145839.6989 | 4293112.7105 | 4293112.7105 | 0.070796 | 0.069524 | 0.013261 | 0.010328 | 0.014942 | 0.023078 | 0.011816 | 0.019951 | 15.736 | 15.4532 | 2.9476 | 2.2955 | 3.3212 | 2.6263 | 3.584% | 3.576% | 400.2104 | 399.2873
|  | 0.004499 | 15.0001 | 5.0073 | 4078457.075 | 144283.8506 | 145839.6989 | 4293112.7105 | 4293112.7105 | 0.071294 | 0.069836 | 0.013237 | 0.010299 | 0.014816 | 0.022945 | 0.011787 | 0.019832 | 15.8466 | 15.5225 | 2.9423 | 2.2892 | 3.2931 | 2.6199 | 3.538% | 3.576% | 395.0277 | 399.2873
|  | 0.004499 | 14.0159 | 5.0073 | 4078457.075 | 134816.9694 | 145839.6989 | 4293112.7105 | 4293112.7105 | 0.074027 | 0.071561 | 0.013261 | 0.010328 | 0.014942 | 0.023078 | 0.01183 | 0.019977 | 16.4542 | 15.906 | 2.9476 | 2.2955 | 3.3212 | 2.6294 | 3.306% | 3.576% | 369.1087 | 399.2873
|  | 0.004499 | 13.3464 | 5.0073 | 4078457.075 | 128377.1431 | 145839.6989 | 4293112.7105 | 4293112.7105 | 0.076113 | 0.072876 | 0.013261 | 0.010328 | 0.014942 | 0.023078 | 0.011817 | 0.019953 | 16.9177 | 16.1982 | 2.9476 | 2.2955 | 3.3212 | 2.6265 | 3.148% | 3.576% | 351.4775 | 399.2873
|  | 0.0051255 | 21.9685 | 4.0029 | 4078457.075 | 211311.9094 | 116586.1304 | 4293112.7105 | 4293112.7105 | 0.058355 | 0.064687 | 0.012662 | 0.0097335 | 0.01446 | 0.022605 | 0.011049 | 0.019135 | 11.3853 | 12.6206 | 2.4704 | 1.899 | 2.8212 | 2.1557 | 5.181% | 2.859% | 578.5405 | 319.1954
|  | 0.0051255 | 21.9685 | 4.0029 | 4078457.075 | 211311.9094 | 116586.1304 | 4293112.7105 | 4293112.7105 | 0.058373 | 0.064705 | 0.01274 | 0.0098268 | 0.014875 | 0.023044 | 0.01075 | 0.018785 | 11.3888 | 12.6241 | 2.4856 | 1.9172 | 2.9021 | 2.0974 | 5.181% | 2.859% | 578.5405 | 319.1954
|  | 0.005651 | 17.5197 | 4.6756 | 4078457.075 | 168519.5284 | 136178.7982 | 4293112.7105 | 4293112.7105 | 0.064557 | 0.066078 | 0.012093 | 0.0091564 | 0.013705 | 0.021836 | 0.010678 | 0.018782 | 11.4239 | 11.6931 | 2.14 | 1.6203 | 2.4252 | 1.8896 | 4.132% | 3.339% | 461.3813 | 372.8372
|  | 0.005651 | 17.7559 | 4.6756 | 4078457.075 | 170791.503 | 136178.7982 | 4293112.7105 | 4293112.7105 | 0.064112 | 0.065797 | 0.012085 | 0.0091471 | 0.013664 | 0.021793 | 0.010739 | 0.018875 | 11.3453 | 11.6434 | 2.1386 | 1.6187 | 2.4179 | 1.9003 | 4.188% | 3.339% | 467.6017 | 372.8372
|  | 0.005651 | 17.9528 | 4.6756 | 4078457.075 | 172685.4563 | 136178.7982 | 4293112.7105 | 4293112.7105 | 0.063752 | 0.06557 | 0.012085 | 0.0091471 | 0.013664 | 0.021793 | 0.010657 | 0.018721 | 11.2816 | 11.6033 | 2.1386 | 1.6187 | 2.4179 | 1.8858 | 4.234% | 3.339% | 472.787 | 372.8372
|  | 0.0068905 | 15.2361 | 3.6544 | 4078457.075 | 146553.9014 | 106435.9227 | 4293112.7105 | 4293112.7105 | 0.068301 | 0.071837 | 0.010846 | 0.0079076 | 0.012424 | 0.020553 | 0.0093801 | 0.017412 | 9.9123 | 10.4256 | 1.574 | 1.1476 | 1.8031 | 1.3613 | 3.593% | 2.61% | 401.2427 | 291.4057
|  | 0.0068905 | 13.7794 | 3.6544 | 4078457.075 | 132542.1091 | 106435.9227 | 4293112.7105 | 4293112.7105 | 0.072344 | 0.074387 | 0.010846 | 0.0079076 | 0.012424 | 0.020553 | 0.009498 | 0.017634 | 10.4991 | 10.7955 | 1.574 | 1.1476 | 1.8031 | 1.3784 | 3.25% | 2.61% | 362.8805 | 291.4057
|  | 0.0068905 | 15.1574 | 3.6544 | 4078457.075 | 145796.8972 | 106435.9227 | 4293112.7105 | 4293112.7105 | 0.068499 | 0.071963 | 0.010846 | 0.0079076 | 0.012424 | 0.020553 | 0.009197 | 0.017067 | 9.9411 | 10.4437 | 1.574 | 1.1476 | 1.8031 | 1.3347 | 3.575% | 2.61% | 399.1701 | 291.4057
|  | 0.0068905 | 15.5906 | 3.6544 | 4078457.075 | 149963.787 | 106435.9227 | 4293112.7105 | 4293112.7105 | 0.067431 | 0.071289 | 0.010846 | 0.0079076 | 0.012424 | 0.020553 | 0.0093941 | 0.017438 | 9.7861 | 10.346 | 1.574 | 1.1476 | 1.8031 | 1.3633 | 3.677% | 2.61% | 410.5785 | 291.4057
|  | 0.008849 | 9.0945 | 5.3019 | 4078457.075 | 87478.7154 | 154420.0466 | 4293112.7105 | 4293112.7105 | 0.092217 | 0.080726 | 0.0091121 | 0.0062179 | 0.011661 | 0.01986 | 0.0069351 | 0.01515 | 10.4212 | 9.1226 | 1.0297 | 0.70267 | 1.3178 | 0.78372 | 2.145% | 3.786% | 239.5037 | 422.779 |  | 0.008849
|  | 0.008849 | 9.4096 | 5.3019 | 4078457.075 | 90509.618 | 154420.0466 | 4293112.7105 | 4293112.7105 | 0.090072 | 0.079373 | 0.0091121 | 0.0062179 | 0.011661 | 0.01986 | 0.0066158 | 0.014549 | 10.1788 | 8.9697 | 1.0297 | 0.70267 | 1.3178 | 0.74763 | 2.219% | 3.786% | 247.8018 | 422.779 |  | 0.008849
|  | 0.008849 | 9.1339 | 5.3019 | 4078457.075 | 87857.6985 | 154420.0466 | 4293112.7105 | 4293112.7105 | 0.091941 | 0.080551 | 0.0091121 | 0.0062179 | 0.011661 | 0.01986 | 0.0068394 | 0.01497 | 10.39 | 9.1029 | 1.0297 | 0.70267 | 1.3178 | 0.7729 | 2.154% | 3.786% | 240.5413 | 422.779 |  | 0.008849
|  | 0.008849 | 9.2914 | 5.3019 | 4078457.075 | 89372.6688 | 154420.0466 | 4293112.7105 | 4293112.7105 | 0.09086 | 0.079869 | 0.0091121 | 0.0062179 | 0.011661 | 0.01986 | 0.0068111 | 0.014917 | 10.2678 | 9.0258 | 1.0297 | 0.70267 | 1.3178 | 0.7697 | 2.191% | 3.786% | 244.689 | 422.779 |  | 0.008849
|  | 0.008849 | 10.4724 | 5.3019 | 4078457.075 | 100732.5416 | 154420.0466 | 4293112.7105 | 4293112.7105 | 0.083789 | 0.07541 | 0.0091121 | 0.0062179 | 0.011661 | 0.01986 | 0.0066266 | 0.014569 | 9.4688 | 8.5219 | 1.0297 | 0.70267 | 1.3178 | 0.74885 | 2.47% | 3.786% | 275.7907 | 422.779 |  | 0.008849
|  | 0.008849 | 11.6929 | 5.3019 | 4078457.075 | 112472.3593 | 154420.0466 | 4293112.7105 | 4293112.7105 | 0.077983 | 0.071748 | 0.0091121 | 0.0062179 | 0.011661 | 0.01986 | 0.0069657 | 0.015207 | 8.8126 | 8.1081 | 1.0297 | 0.70267 | 1.3178 | 0.78717 | 2.758% | 3.786% | 307.9325 | 422.779 |  | 0.008849
|  | 0.008849 | 10.9448 | 5.3019 | 4078457.075 | 105276.4907 | 154420.0466 | 4293112.7105 | 4293112.7105 | 0.081388 | 0.073896 | 0.0091121 | 0.0062179 | 0.011661 | 0.01986 | 0.006785 | 0.014867 | 9.1974 | 8.3508 | 1.0297 | 0.70267 | 1.3178 | 0.76675 | 2.581% | 3.786% | 288.2313 | 422.779 |  | 0.008849
|  | 0.008849 | 11.0235 | 5.3019 | 4078457.075 | 106033.4949 | 154420.0466 | 4293112.7105 | 4293112.7105 | 0.081008 | 0.073656 | 0.0091121 | 0.0062179 | 0.011661 | 0.01986 | 0.0068409 | 0.014972 | 9.1545 | 8.3237 | 1.0297 | 0.70267 | 1.3178 | 0.77307 | 2.6% | 3.786% | 290.3039 | 422.779 |  | 0.008849
|  | 0.0084805 | 11.8503 | 5.4265 | 4078457.075 | 113986.3678 | 158049.0735 | 4293112.7105 | 4293112.7105 | 0.077689 | 0.07142 | 0.0094806 | 0.0065864 | 0.01203 | 0.020228 | 0.0073191 | 0.015547 | 9.1609 | 8.4217 | 1.1179 | 0.77666 | 1.4185 | 0.86305 | 2.795% | 3.875% | 312.0777 | 432.7148 |  | 0.0084805
|  | 0.0084805 | 11.7715 | 5.4265 | 4078457.075 | 113228.4017 | 158049.0735 | 4293112.7105 | 4293112.7105 | 0.078018 | 0.071627 | 0.0094806 | 0.0065864 | 0.01203 | 0.020228 | 0.0071912 | 0.015307 | 9.1997 | 8.4461 | 1.1179 | 0.77666 | 1.4185 | 0.84797 | 2.776% | 3.875% | 310.0025 | 432.7148 |  | 0.0084805
|  | 0.0099355 | 11.9899 | 8.0583 | 4078457.075 | 115329.1605 | 234701.3451 | 4293112.7105 | 4293112.7105 | 0.075662 | 0.065715 | 0.0080256 | 0.0051314 | 0.010575 | 0.018773 | 0.0054483 | 0.01331 | 7.6153 | 6.6141 | 0.80777 | 0.51648 | 1.0643 | 0.54837 | 2.828% | 5.755% | 315.754 | 642.5773 | 0.0099355 | 0.0099355
|  | 0.0099355 | 10.2363 | 8.0583 | 4078457.075 | 98461.5289 | 234701.3451 | 4293112.7105 | 4293112.7105 | 0.083986 | 0.070964 | 0.0080256 | 0.0051314 | 0.010575 | 0.018773 | 0.0057535 | 0.013884 | 8.4531 | 7.1425 | 0.80777 | 0.51648 | 1.0643 | 0.57909 | 2.414% | 5.755% | 269.573 | 642.5773 | 0.0099355 | 0.0099355
|  | 0.0099355 | 10.9842 | 8.0583 | 4078457.075 | 105655.4738 | 234701.3451 | 4293112.7105 | 4293112.7105 | 0.080111 | 0.06852 | 0.0080256 | 0.0051314 | 0.010575 | 0.018773 | 0.0057484 | 0.013875 | 8.0631 | 6.8965 | 0.80777 | 0.51648 | 1.0643 | 0.57857 | 2.591% | 5.755% | 289.2689 | 642.5773 | 0.0099355 | 0.0099355
|  | 0.0099355 | 11.2597 | 8.0583 | 4078457.075 | 108305.4695 | 234701.3451 | 4293112.7105 | 4293112.7105 | 0.078813 | 0.067702 | 0.0080256 | 0.0051314 | 0.010575 | 0.018773 | 0.0058684 | 0.0141 | 7.9325 | 6.8141 | 0.80777 | 0.51648 | 1.0643 | 0.59065 | 2.656% | 5.755% | 296.5242 | 642.5773 | 0.0099355 | 0.0099355
|  | 0.0099355 | 11.2204 | 8.0583 | 4078457.075 | 107927.4483 | 234701.3451 | 4293112.7105 | 4293112.7105 | 0.078994 | 0.067816 | 0.0080256 | 0.0051314 | 0.010575 | 0.018773 | 0.0055446 | 0.013491 | 7.9507 | 6.8257 | 0.80777 | 0.51648 | 1.0643 | 0.55806 | 2.646% | 5.755% | 295.4892 | 642.5773 | 0.0099355 | 0.0099355
|  | 0.0099355 | 9.9214 | 8.0583 | 4078457.075 | 95432.5502 | 234701.3451 | 4293112.7105 | 4293112.7105 | 0.085792 | 0.072103 | 0.0080256 | 0.0051314 | 0.010575 | 0.018773 | 0.0056651 | 0.013718 | 8.6349 | 7.2571 | 0.80777 | 0.51648 | 1.0643 | 0.57018 | 2.34% | 5.755% | 261.2801 | 642.5773 | 0.0099355 | 0.0099355
|  | 0.0099355 | 10.5908 | 8.0583 | 4078457.075 | 101871.4145 | 234701.3451 | 4293112.7105 | 4293112.7105 | 0.082081 | 0.069763 | 0.0080256 | 0.0051314 | 0.010575 | 0.018773 | 0.0057899 | 0.013953 | 8.2614 | 7.0216 | 0.80777 | 0.51648 | 1.0643 | 0.58275 | 2.498% | 5.755% | 278.9087 | 642.5773 | 0.0099355 | 0.0099355
|  | 0.0099355 | 10.5513 | 8.0583 | 4078457.075 | 101491.4696 | 234701.3451 | 4293112.7105 | 4293112.7105 | 0.082287 | 0.069893 | 0.0080256 | 0.0051314 | 0.010575 | 0.018773 | 0.005451 | 0.013315 | 8.2821 | 7.0346 | 0.80777 | 0.51648 | 1.0643 | 0.54864 | 2.488% | 5.755% | 277.8685 | 642.5773 | 0.0099355 | 0.0099355
|  | 0.0099355 | 10.4727 | 8.0583 | 4078457.075 | 100735.4273 | 234701.3451 | 4293112.7105 | 4293112.7105 | 0.082701 | 0.070154 | 0.0080256 | 0.0051314 | 0.010575 | 0.018773 | 0.0056987 | 0.013781 | 8.3238 | 7.0609 | 0.80777 | 0.51648 | 1.0643 | 0.57357 | 2.47% | 5.755% | 275.7986 | 642.5773 | 0.0099355 | 0.0099355
|  | 0.0099355 | 10.6695 | 8.0583 | 4078457.075 | 102628.4188 | 234701.3451 | 4293112.7105 | 4293112.7105 | 0.081675 | 0.069507 | 0.0080256 | 0.0051314 | 0.010575 | 0.018773 | 0.0058351 | 0.014038 | 8.2205 | 6.9958 | 0.80777 | 0.51648 | 1.0643 | 0.58729 | 2.516% | 5.755% | 280.9813 | 642.5773 | 0.0099355 | 0.0099355
|  | 0.0099355 | 11.4173 | 5.8439 | 4078457.075 | 109821.4017 | 170206.0225 | 4293112.7105 | 4293112.7105 | 0.078099 | 0.07029 | 0.0080256 | 0.0051314 | 0.010575 | 0.018773 | 0.0055937 | 0.013584 | 7.8606 | 7.0747 | 0.80777 | 0.51648 | 1.0643 | 0.563 | 2.693% | 4.173% | 300.6746 | 465.9987 | 0.0099355 | 0.0099355
|  | 0.0099355 | 10.3544 | 8.0583 | 4078457.075 | 99597.5162 | 234701.3451 | 4293112.7105 | 4293112.7105 | 0.083337 | 0.070555 | 0.0080256 | 0.0051314 | 0.010575 | 0.018773 | 0.0058932 | 0.014147 | 8.3878 | 7.1013 | 0.80777 | 0.51648 | 1.0643 | 0.59314 | 2.442% | 5.755% | 272.6831 | 642.5773 | 0.0099355 | 0.0099355
|  | 0.0099355 | 10.0394 | 8.0583 | 4078457.075 | 96567.5756 | 234701.3451 | 4293112.7105 | 4293112.7105 | 0.085102 | 0.071668 | 0.0080256 | 0.0051314 | 0.010575 | 0.018773 | 0.0055535 | 0.013508 | 8.5655 | 7.2133 | 0.80777 | 0.51648 | 1.0643 | 0.55895 | 2.368% | 5.755% | 264.3876 | 642.5773 | 0.0099355 | 0.0099355
|  | 0.0099355 | 10.7481 | 5.3019 | 4078457.075 | 103384.4611 | 154420.0466 | 4293112.7105 | 4293112.7105 | 0.081276 | 0.073424 | 0.0080256 | 0.0051314 | 0.010575 | 0.018773 | 0.0057688 | 0.013913 | 8.1803 | 7.3901 | 0.80777 | 0.51648 | 1.0643 | 0.58063 | 2.535% | 3.786% | 283.0512 | 422.779 | 0.0099355 | 0.0099355
|  | 0.0099355 | 11.6928 | 5.3019 | 4078457.075 | 112471.3974 | 154420.0466 | 4293112.7105 | 4293112.7105 | 0.076896 | 0.070662 | 0.0080256 | 0.0051314 | 0.010575 | 0.018773 | 0.0054759 | 0.013362 | 7.7396 | 7.1121 | 0.80777 | 0.51648 | 1.0643 | 0.55114 | 2.758% | 3.786% | 307.9299 | 422.779 | 0.0099355 | 0.0099355
|  | 0.0099355 | 11.5355 | 8.0583 | 4078457.075 | 110958.3509 | 234701.3451 | 4293112.7105 | 4293112.7105 | 0.077576 | 0.066922 | 0.0080256 | 0.0051314 | 0.010575 | 0.018773 | 0.0058949 | 0.01415 | 7.808 | 6.7356 | 0.80777 | 0.51648 | 1.0643 | 0.59332 | 2.721% | 5.755% | 303.7874 | 642.5773 | 0.0099355 | 0.0099355
|  | 0.0099355 | 11.2598 | 5.8439 | 4078457.075 | 108306.4314 | 170206.0225 | 4293112.7105 | 4293112.7105 | 0.078813 | 0.070741 | 0.0080256 | 0.0051314 | 0.010575 | 0.018773 | 0.0057504 | 0.013879 | 7.9324 | 7.12 | 0.80777 | 0.51648 | 1.0643 | 0.57877 | 2.656% | 4.173% | 296.5268 | 465.9987 | 0.0099355 | 0.0099355
|  | 0.0099355 | 13.0315 | 5.7243 | 4078457.075 | 125348.1643 | 166722.6226 | 4293112.7105 | 4293112.7105 | 0.071778 | 0.066535 | 0.0080256 | 0.0051314 | 0.010575 | 0.018773 | 0.0055312 | 0.013466 | 7.2244 | 6.6967 | 0.80777 | 0.51648 | 1.0643 | 0.55671 | 3.073% | 4.088% | 343.1846 | 456.4617 | 0.0099355 | 0.0099355
|  | 0.0099355 | 11.4567 | 5.3019 | 4078457.075 | 110200.3848 | 154420.0466 | 4293112.7105 | 4293112.7105 | 0.077923 | 0.07131 | 0.0080256 | 0.0051314 | 0.010575 | 0.018773 | 0.0058511 | 0.014068 | 7.8429 | 7.1773 | 0.80777 | 0.51648 | 1.0643 | 0.58891 | 2.702% | 3.786% | 301.7122 | 422.779 | 0.0099355 | 0.0099355
|  | 0.0099355 | 11.4173 | 5.8439 | 4078457.075 | 109821.4017 | 170206.0225 | 4293112.7105 | 4293112.7105 | 0.078099 | 0.07029 | 0.0080256 | 0.0051314 | 0.010575 | 0.018773 | 0.0058479 | 0.014062 | 7.8606 | 7.0747 | 0.80777 | 0.51648 | 1.0643 | 0.58858 | 2.693% | 4.173% | 300.6746 | 465.9987 | 0.0099355 | 0.0099355
|  | 0.0099355 | 11.5354 | 5.8439 | 4078457.075 | 110957.389 | 170206.0225 | 4293112.7105 | 4293112.7105 | 0.077576 | 0.069961 | 0.0080256 | 0.0051314 | 0.010575 | 0.018773 | 0.0056225 | 0.013638 | 7.808 | 7.0415 | 0.80777 | 0.51648 | 1.0643 | 0.5659 | 2.721% | 4.173% | 303.7848 | 465.9987 | 0.0099355 | 0.0099355
|  | 0.0099355 | 11.4961 | 5.8439 | 4078457.075 | 110579.3678 | 170206.0225 | 4293112.7105 | 4293112.7105 | 0.077749 | 0.07007 | 0.0080256 | 0.0051314 | 0.010575 | 0.018773 | 0.0058187 | 0.014007 | 7.8254 | 7.0525 | 0.80777 | 0.51648 | 1.0643 | 0.58565 | 2.711% | 4.173% | 302.7498 | 465.9987 | 0.0099355 | 0.0099355
|  | 0.0099355 | 11.7323 | 5.8439 | 4078457.075 | 112851.3424 | 170206.0225 | 4293112.7105 | 4293112.7105 | 0.076729 | 0.069426 | 0.0080256 | 0.0051314 | 0.010575 | 0.018773 | 0.0057713 | 0.013918 | 7.7227 | 6.9877 | 0.80777 | 0.51648 | 1.0643 | 0.58087 | 2.767% | 4.173% | 308.9701 | 465.9987 | 0.0099355 | 0.0099355
|  | 0.0099355 | 12.0076 | 5.8439 | 4078457.075 | 115499.4143 | 170206.0225 | 4293112.7105 | 4293112.7105 | 0.07559 | 0.068709 | 0.0080256 | 0.0051314 | 0.010575 | 0.018773 | 0.0056871 | 0.01376 | 7.6081 | 6.9155 | 0.80777 | 0.51648 | 1.0643 | 0.5724 | 2.832% | 4.173% | 316.2202 | 465.9987 | 0.0099355 | 0.0099355
|  | 0.0099355 | 13.2285 | 5.8439 | 4078457.075 | 127243.0796 | 170206.0225 | 4293112.7105 | 4293112.7105 | 0.071112 | 0.065885 | 0.0080256 | 0.0051314 | 0.010575 | 0.018773 | 0.0054992 | 0.013406 | 7.1573 | 6.6312 | 0.80777 | 0.51648 | 1.0643 | 0.55349 | 3.12% | 4.173% | 348.3726 | 465.9987 | 0.0099355 | 0.0099355
|  | 0.0099355 | 14.1339 | 5.7243 | 4078457.075 | 135951.9948 | 166722.6226 | 4293112.7105 | 4293112.7105 | 0.06829 | 0.064337 | 0.0080256 | 0.0051314 | 0.010575 | 0.018773 | 0.0057403 | 0.01386 | 6.8734 | 6.4754 | 0.80777 | 0.51648 | 1.0643 | 0.57776 | 3.333% | 4.088% | 372.2163 | 456.4617 | 0.0099355 | 0.0099355
|  | 0.0099355 | 13.8976 | 5.8439 | 4078457.075 | 133679.0583 | 170206.0225 | 4293112.7105 | 4293112.7105 | 0.068991 | 0.064548 | 0.0080256 | 0.0051314 | 0.010575 | 0.018773 | 0.0057145 | 0.013811 | 6.9439 | 6.4967 | 0.80777 | 0.51648 | 1.0643 | 0.57516 | 3.278% | 4.173% | 365.9933 | 465.9987 | 0.0099355 | 0.0099355
|  | 0.0099355 | 10.9449 | 5.8439 | 4078457.075 | 105277.4526 | 170206.0225 | 4293112.7105 | 4293112.7105 | 0.080301 | 0.071679 | 0.0080256 | 0.0051314 | 0.010575 | 0.018773 | 0.0056367 | 0.013665 | 8.0823 | 7.2145 | 0.80777 | 0.51648 | 1.0643 | 0.56732 | 2.581% | 4.173% | 288.234 | 465.9987 | 0.0099355 | 0.0099355
|  | 0.0099355 | 13.5827 | 5.8439 | 4078457.075 | 130650.0795 | 170206.0225 | 4293112.7105 | 4293112.7105 | 0.069963 | 0.06516 | 0.0080256 | 0.0051314 | 0.010575 | 0.018773 | 0.0057475 | 0.013873 | 7.0417 | 6.5583 | 0.80777 | 0.51648 | 1.0643 | 0.57849 | 3.203% | 4.173% | 357.7004 | 465.9987 | 0.0099355 | 0.0099355
|  | 0.0099355 | 11.9899 | 8.0583 | 4078457.075 | 115329.1605 | 234701.3451 | 4293112.7105 | 4293112.7105 | 0.075662 | 0.065715 | 0.0080256 | 0.0051314 | 0.010575 | 0.018773 | 0.0058485 | 0.014063 | 7.6153 | 6.6141 | 0.80777 | 0.51648 | 1.0643 | 0.58864 | 2.828% | 5.755% | 315.754 | 642.5773 | 0.0099355 | 0.0099355
|  | 0.0099355 | 10.6301 | 8.0583 | 4078457.075 | 102249.4357 | 234701.3451 | 4293112.7105 | 4293112.7105 | 0.081878 | 0.069635 | 0.0080256 | 0.0051314 | 0.010575 | 0.018773 | 0.005901 | 0.014162 | 8.2409 | 7.0087 | 0.80777 | 0.51648 | 1.0643 | 0.59393 | 2.507% | 5.755% | 279.9437 | 642.5773 | 0.0099355 | 0.0099355
|  | 0.0099355 | 9.8033 | 8.0583 | 4078457.075 | 94296.5629 | 234701.3451 | 4293112.7105 | 4293112.7105 | 0.0865 | 0.072549 | 0.0080256 | 0.0051314 | 0.010575 | 0.018773 | 0.0058205 | 0.01401 | 8.7061 | 7.302 | 0.80777 | 0.51648 | 1.0643 | 0.58583 | 2.312% | 5.755% | 258.1699 | 642.5773 | 0.0099355 | 0.0099355
|  | 0.0099355 | 9.6457 | 8.0583 | 4078457.075 | 92780.6307 | 234701.3451 | 4293112.7105 | 4293112.7105 | 0.08747 | 0.073162 | 0.0080256 | 0.0051314 | 0.010575 | 0.018773 | 0.0058648 | 0.014094 | 8.8038 | 7.3637 | 0.80777 | 0.51648 | 1.0643 | 0.59029 | 2.275% | 5.755% | 254.0195 | 642.5773 | 0.0099355 | 0.0099355
|  | 0.0099355 | 10.2364 | 8.0583 | 4078457.075 | 98462.4908 | 234701.3451 | 4293112.7105 | 4293112.7105 | 0.083985 | 0.070964 | 0.0080256 | 0.0051314 | 0.010575 | 0.018773 | 0.0058092 | 0.013989 | 8.4531 | 7.1424 | 0.80777 | 0.51648 | 1.0643 | 0.58469 | 2.414% | 5.755% | 269.5756 | 642.5773 | 0.0099355 | 0.0099355
|  | 0.0099355 | 10.2364 | 8.0583 | 4078457.075 | 98462.4908 | 234701.3451 | 4293112.7105 | 4293112.7105 | 0.083985 | 0.070964 | 0.0080256 | 0.0051314 | 0.010575 | 0.018773 | 0.0057612 | 0.013899 | 8.4531 | 7.1424 | 0.80777 | 0.51648 | 1.0643 | 0.57986 | 2.414% | 5.755% | 269.5756 | 642.5773 | 0.0099355 | 0.0099355
|  | 0.0099355 | 10.5118 | 5.3019 | 4078457.075 | 101111.5247 | 154420.0466 | 4293112.7105 | 4293112.7105 | 0.082494 | 0.074192 | 0.0080256 | 0.0051314 | 0.010575 | 0.018773 | 0.0054995 | 0.013406 | 8.303 | 7.4674 | 0.80777 | 0.51648 | 1.0643 | 0.55352 | 2.479% | 3.786% | 276.8283 | 422.779 | 0.0099355 | 0.0099355
|  | 0.0099355 | 10.5008 | 8.0583 | 4078457.075 | 101005.7172 | 234701.3451 | 4293112.7105 | 4293112.7105 | 0.082552 | 0.07006 | 0.0080256 | 0.0051314 | 0.010575 | 0.018773 | 0.0058358 | 0.014039 | 8.3088 | 7.0515 | 0.80777 | 0.51648 | 1.0643 | 0.58737 | 2.477% | 5.755% | 276.5386 | 642.5773 | 0.0099355 | 0.0099355
|  | 0.0099355 | 11.6536 | 5.8439 | 4078457.075 | 112094.3382 | 170206.0225 | 4293112.7105 | 4293112.7105 | 0.077064 | 0.069638 | 0.0080256 | 0.0051314 | 0.010575 | 0.018773 | 0.0056395 | 0.01367 | 7.7564 | 7.009 | 0.80777 | 0.51648 | 1.0643 | 0.56761 | 2.748% | 4.173% | 306.8976 | 465.9987 | 0.0099355 | 0.0099355
|  | 0.0099355 | 12.0076 | 5.8439 | 4078457.075 | 115499.4143 | 170206.0225 | 4293112.7105 | 4293112.7105 | 0.07559 | 0.068709 | 0.0080256 | 0.0051314 | 0.010575 | 0.018773 | 0.0057811 | 0.013936 | 7.6081 | 6.9155 | 0.80777 | 0.51648 | 1.0643 | 0.58187 | 2.832% | 4.173% | 316.2202 | 465.9987 | 0.0099355 | 0.0099355
|  | 0.0099355 | 10 | 8.0583 | 4078457.075 | 96188.5925 | 234701.3451 | 4293112.7105 | 4293112.7105 | 0.085331 | 0.071812 | 0.0080256 | 0.0051314 | 0.010575 | 0.018773 | 0.0058774 | 0.014117 | 8.5885 | 7.2278 | 0.80777 | 0.51648 | 1.0643 | 0.59155 | 2.358% | 5.755% | 263.35 | 642.5773 | 0.0099355 | 0.0099355
|  | 0.0099355 | 10.1181 | 5.3019 | 4078457.075 | 97324.5798 | 154420.0466 | 4293112.7105 | 4293112.7105 | 0.084651 | 0.075552 | 0.0080256 | 0.0051314 | 0.010575 | 0.018773 | 0.0055444 | 0.013491 | 8.52 | 7.6043 | 0.80777 | 0.51648 | 1.0643 | 0.55804 | 2.386% | 3.786% | 266.4602 | 422.779 | 0.0099355 | 0.0099355
|  | 0.0099355 | 13.8582 | 5.8439 | 4078457.075 | 133300.0753 | 170206.0225 | 4293112.7105 | 4293112.7105 | 0.06911 | 0.064623 | 0.0080256 | 0.0051314 | 0.010575 | 0.018773 | 0.0059088 | 0.014176 | 6.9559 | 6.5042 | 0.80777 | 0.51648 | 1.0643 | 0.59472 | 3.268% | 4.173% | 364.9557 | 465.9987 | 0.0099355 | 0.0099355
|  | 0.0099355 | 10.5008 | 8.0583 | 4078457.075 | 101005.7172 | 234701.3451 | 4293112.7105 | 4293112.7105 | 0.082552 | 0.07006 | 0.0080256 | 0.0051314 | 0.010575 | 0.018773 | 0.0058993 | 0.014158 | 8.3088 | 7.0515 | 0.80777 | 0.51648 | 1.0643 | 0.59376 | 2.477% | 5.755% | 276.5386 | 642.5773 | 0.0099355 | 0.0099355
|  | 0.0099355 | 9.3702 | 5.3019 | 4078457.075 | 90130.6349 | 154420.0466 | 4293112.7105 | 4293112.7105 | 0.089246 | 0.07845 | 0.0080256 | 0.0051314 | 0.010575 | 0.018773 | 0.0057806 | 0.013935 | 8.9826 | 7.896 | 0.80777 | 0.51648 | 1.0643 | 0.58181 | 2.21% | 3.786% | 246.7642 | 422.779 | 0.0099355 | 0.0099355
|  | 0.0099355 | 9.1734 | 5.3019 | 4078457.075 | 88237.6434 | 154420.0466 | 4293112.7105 | 4293112.7105 | 0.09058 | 0.079292 | 0.0080256 | 0.0051314 | 0.010575 | 0.018773 | 0.0057994 | 0.013971 | 9.1168 | 7.9806 | 0.80777 | 0.51648 | 1.0643 | 0.5837 | 2.164% | 3.786% | 241.5815 | 422.779 | 0.0099355 | 0.0099355
|  | 0.0099355 | 9.567 | 8.0583 | 4078457.075 | 92023.6264 | 234701.3451 | 4293112.7105 | 4293112.7105 | 0.087967 | 0.073475 | 0.0080256 | 0.0051314 | 0.010575 | 0.018773 | 0.0057469 | 0.013872 | 8.8538 | 7.3952 | 0.80777 | 0.51648 | 1.0643 | 0.57842 | 2.256% | 5.755% | 251.947 | 642.5773 | 0.0099355 | 0.0099355
|  | 0.0099355 | 10.1181 | 5.3019 | 4078457.075 | 97324.5798 | 154420.0466 | 4293112.7105 | 4293112.7105 | 0.084651 | 0.075552 | 0.0080256 | 0.0051314 | 0.010575 | 0.018773 | 0.0057953 | 0.013963 | 8.52 | 7.6043 | 0.80777 | 0.51648 | 1.0643 | 0.58329 | 2.386% | 3.786% | 266.4602 | 422.779 | 0.0099355 | 0.0099355
|  | 0.0099355 | 13.0709 | 5.7243 | 4078457.075 | 125727.1474 | 166722.6226 | 4293112.7105 | 4293112.7105 | 0.071643 | 0.06645 | 0.0080256 | 0.0051314 | 0.010575 | 0.018773 | 0.0057995 | 0.013971 | 7.2108 | 6.6882 | 0.80777 | 0.51648 | 1.0643 | 0.58371 | 3.083% | 4.088% | 344.2222 | 456.4617 | 0.0099355 | 0.0099355
|  | 0.0099355 | 11.0629 | 8.0583 | 4078457.075 | 106412.478 | 234701.3451 | 4293112.7105 | 4293112.7105 | 0.079733 | 0.068282 | 0.0080256 | 0.0051314 | 0.010575 | 0.018773 | 0.0058136 | 0.013997 | 8.0251 | 6.8726 | 0.80777 | 0.51648 | 1.0643 | 0.58513 | 2.609% | 5.755% | 291.3415 | 642.5773 | 0.0099355 | 0.0099355
|  | 0.0099355 | 11.5354 | 5.8439 | 4078457.075 | 110957.389 | 170206.0225 | 4293112.7105 | 4293112.7105 | 0.077576 | 0.069961 | 0.0080256 | 0.0051314 | 0.010575 | 0.018773 | 0.005713 | 0.013808 | 7.808 | 7.0415 | 0.80777 | 0.51648 | 1.0643 | 0.57501 | 2.721% | 4.173% | 303.7848 | 465.9987 | 0.0099355 | 0.0099355
|  | 0.0099355 | 11.063 | 8.0583 | 4078457.075 | 106413.4399 | 234701.3451 | 4293112.7105 | 4293112.7105 | 0.079733 | 0.068282 | 0.0080256 | 0.0051314 | 0.010575 | 0.018773 | 0.0055533 | 0.013508 | 8.0251 | 6.8725 | 0.80777 | 0.51648 | 1.0643 | 0.55893 | 2.609% | 5.755% | 291.3441 | 642.5773 | 0.0099355 | 0.0099355
|  | 0.0099355 | 11.2598 | 8.0583 | 4078457.075 | 108306.4314 | 234701.3451 | 4293112.7105 | 4293112.7105 | 0.078813 | 0.067702 | 0.0080256 | 0.0051314 | 0.010575 | 0.018773 | 0.0058823 | 0.014127 | 7.9324 | 6.8141 | 0.80777 | 0.51648 | 1.0643 | 0.59205 | 2.656% | 5.755% | 296.5268 | 642.5773 | 0.0099355 | 0.0099355
|  | 0.0099355 | 10.5008 | 8.0583 | 4078457.075 | 101005.7172 | 234701.3451 | 4293112.7105 | 4293112.7105 | 0.082552 | 0.07006 | 0.0080256 | 0.0051314 | 0.010575 | 0.018773 | 0.005637 | 0.013665 | 8.3088 | 7.0515 | 0.80777 | 0.51648 | 1.0643 | 0.56736 | 2.477% | 5.755% | 276.5386 | 642.5773 | 0.0099355 | 0.0099355
|  | 0.0099355 | 10.5908 | 8.0583 | 4078457.075 | 101871.4145 | 234701.3451 | 4293112.7105 | 4293112.7105 | 0.082081 | 0.069763 | 0.0080256 | 0.0051314 | 0.010575 | 0.018773 | 0.0058114 | 0.013993 | 8.2614 | 7.0216 | 0.80777 | 0.51648 | 1.0643 | 0.58491 | 2.498% | 5.755% | 278.9087 | 642.5773 | 0.0099355 | 0.0099355
|  | 0.0099355 | 11.0628 | 8.0583 | 4078457.075 | 106411.5161 | 234701.3451 | 4293112.7105 | 4293112.7105 | 0.079734 | 0.068283 | 0.0080256 | 0.0051314 | 0.010575 | 0.018773 | 0.0057894 | 0.013952 | 8.0252 | 6.8726 | 0.80777 | 0.51648 | 1.0643 | 0.58269 | 2.609% | 5.755% | 291.3389 | 642.5773 | 0.0099355 | 0.0099355
|  | 0.0099355 | 10.3151 | 8.0583 | 4078457.075 | 99219.495 | 234701.3451 | 4293112.7105 | 4293112.7105 | 0.083551 | 0.07069 | 0.0080256 | 0.0051314 | 0.010575 | 0.018773 | 0.0058402 | 0.014047 | 8.4094 | 7.1149 | 0.80777 | 0.51648 | 1.0643 | 0.58781 | 2.433% | 5.755% | 271.6482 | 642.5773 | 0.0099355 | 0.0099355
|  | 0.0099355 | 10.0788 | 8.0583 | 4078457.075 | 96946.5586 | 234701.3451 | 4293112.7105 | 4293112.7105 | 0.084875 | 0.071525 | 0.0080256 | 0.0051314 | 0.010575 | 0.018773 | 0.0058438 | 0.014054 | 8.5426 | 7.1989 | 0.80777 | 0.51648 | 1.0643 | 0.58817 | 2.377% | 5.755% | 265.4252 | 642.5773 | 0.0099355 | 0.0099355
|  | 0.0099355 | 11.2598 | 8.0583 | 4078457.075 | 108306.4314 | 234701.3451 | 4293112.7105 | 4293112.7105 | 0.078813 | 0.067702 | 0.0080256 | 0.0051314 | 0.010575 | 0.018773 | 0.0058114 | 0.013993 | 7.9324 | 6.8141 | 0.80777 | 0.51648 | 1.0643 | 0.58492 | 2.656% | 5.755% | 296.5268 | 642.5773 | 0.0099355 | 0.0099355
|  | 0.0099355 | 13.0709 | 5.8439 | 4078457.075 | 125727.1474 | 170206.0225 | 4293112.7105 | 4293112.7105 | 0.071643 | 0.06622 | 0.0080256 | 0.0051314 | 0.010575 | 0.018773 | 0.0058913 | 0.014143 | 7.2108 | 6.6649 | 0.80777 | 0.51648 | 1.0643 | 0.59295 | 3.083% | 4.173% | 344.2222 | 465.9987 | 0.0099355 | 0.0099355
|  | 0.0099355 | 10.3937 | 5.3019 | 4078457.075 | 99975.5374 | 154420.0466 | 4293112.7105 | 4293112.7105 | 0.083124 | 0.074589 | 0.0080256 | 0.0051314 | 0.010575 | 0.018773 | 0.0056722 | 0.013732 | 8.3664 | 7.5074 | 0.80777 | 0.51648 | 1.0643 | 0.57091 | 2.451% | 3.786% | 273.7181 | 422.779 | 0.0099355 | 0.0099355
|  | 0.0099355 | 11.7322 | 5.3019 | 4078457.075 | 112850.3805 | 154420.0466 | 4293112.7105 | 4293112.7105 | 0.076729 | 0.070557 | 0.0080256 | 0.0051314 | 0.010575 | 0.018773 | 0.0058205 | 0.01401 | 7.7227 | 7.1015 | 0.80777 | 0.51648 | 1.0643 | 0.58583 | 2.767% | 3.786% | 308.9675 | 422.779 | 0.0099355 | 0.0099355
|  | 0.0099355 | 11.5355 | 8.0583 | 4078457.075 | 110958.3509 | 234701.3451 | 4293112.7105 | 4293112.7105 | 0.077576 | 0.066922 | 0.0080256 | 0.0051314 | 0.010575 | 0.018773 | 0.0056006 | 0.013597 | 7.808 | 6.7356 | 0.80777 | 0.51648 | 1.0643 | 0.5637 | 2.721% | 5.755% | 303.7874 | 642.5773 | 0.0099355 | 0.0099355
|  | 0.0099355 | 11.4567 | 5.8439 | 4078457.075 | 110200.3848 | 170206.0225 | 4293112.7105 | 4293112.7105 | 0.077923 | 0.07018 | 0.0080256 | 0.0051314 | 0.010575 | 0.018773 | 0.0058366 | 0.014041 | 7.8429 | 7.0635 | 0.80777 | 0.51648 | 1.0643 | 0.58745 | 2.702% | 4.173% | 301.7122 | 465.9987 | 0.0099355 | 0.0099355
|  | 0.0099355 | 10.5905 | 5.3019 | 4078457.075 | 101868.5289 | 154420.0466 | 4293112.7105 | 4293112.7105 | 0.082082 | 0.073933 | 0.0080256 | 0.0051314 | 0.010575 | 0.018773 | 0.0058761 | 0.014115 | 8.2615 | 7.4413 | 0.80777 | 0.51648 | 1.0643 | 0.59142 | 2.498% | 3.786% | 278.9008 | 422.779 | 0.0099355 | 0.0099355
|  | 0.0099355 | 11.4172 | 5.3019 | 4078457.075 | 109820.4398 | 154420.0466 | 4293112.7105 | 4293112.7105 | 0.078099 | 0.071421 | 0.0080256 | 0.0051314 | 0.010575 | 0.018773 | 0.0056483 | 0.013686 | 7.8606 | 7.1884 | 0.80777 | 0.51648 | 1.0643 | 0.56849 | 2.693% | 3.786% | 300.672 | 422.779 | 0.0099355 | 0.0099355
|  | 0.0099355 | 10.2364 | 8.0583 | 4078457.075 | 98462.4908 | 234701.3451 | 4293112.7105 | 4293112.7105 | 0.083985 | 0.070964 | 0.0080256 | 0.0051314 | 0.010575 | 0.018773 | 0.0058579 | 0.014081 | 8.4531 | 7.1424 | 0.80777 | 0.51648 | 1.0643 | 0.58959 | 2.414% | 5.755% | 269.5756 | 642.5773 | 0.0099355 | 0.0099355
|  | 0.0099355 | 11.9899 | 8.0583 | 4078457.075 | 115329.1605 | 234701.3451 | 4293112.7105 | 4293112.7105 | 0.075662 | 0.065715 | 0.0080256 | 0.0051314 | 0.010575 | 0.018773 | 0.0058462 | 0.014059 | 7.6153 | 6.6141 | 0.80777 | 0.51648 | 1.0643 | 0.58841 | 2.828% | 5.755% | 315.754 | 642.5773 | 0.0099355 | 0.0099355
|  | 0.0099355 | 11.0629 | 8.0583 | 4078457.075 | 106412.478 | 234701.3451 | 4293112.7105 | 4293112.7105 | 0.079733 | 0.068282 | 0.0080256 | 0.0051314 | 0.010575 | 0.018773 | 0.0058941 | 0.014149 | 8.0251 | 6.8726 | 0.80777 | 0.51648 | 1.0643 | 0.59324 | 2.609% | 5.755% | 291.3415 | 642.5773 | 0.0099355 | 0.0099355
|  | 0.0099355 | 10.8662 | 5.8439 | 4078457.075 | 104520.4484 | 170206.0225 | 4293112.7105 | 4293112.7105 | 0.080687 | 0.071922 | 0.0080256 | 0.0051314 | 0.010575 | 0.018773 | 0.005534 | 0.013471 | 8.1211 | 7.2389 | 0.80777 | 0.51648 | 1.0643 | 0.55699 | 2.563% | 4.173% | 286.1614 | 465.9987 | 0.0099355 | 0.0099355
|  | 0.0099355 | 11.4567 | 5.8439 | 4078457.075 | 110200.3848 | 170206.0225 | 4293112.7105 | 4293112.7105 | 0.077923 | 0.07018 | 0.0080256 | 0.0051314 | 0.010575 | 0.018773 | 0.0058438 | 0.014054 | 7.8429 | 7.0635 | 0.80777 | 0.51648 | 1.0643 | 0.58818 | 2.702% | 4.173% | 301.7122 | 465.9987 | 0.0099355 | 0.0099355
|  | 0.0099355 | 11.4961 | 5.8439 | 4078457.075 | 110579.3678 | 170206.0225 | 4293112.7105 | 4293112.7105 | 0.077749 | 0.07007 | 0.0080256 | 0.0051314 | 0.010575 | 0.018773 | 0.0058801 | 0.014122 | 7.8254 | 7.0525 | 0.80777 | 0.51648 | 1.0643 | 0.59183 | 2.711% | 4.173% | 302.7498 | 465.9987 | 0.0099355 | 0.0099355
|  | 0.0099355 | 11.5354 | 5.3019 | 4078457.075 | 110957.389 | 154420.0466 | 4293112.7105 | 4293112.7105 | 0.077576 | 0.071091 | 0.0080256 | 0.0051314 | 0.010575 | 0.018773 | 0.0058433 | 0.014053 | 7.808 | 7.1552 | 0.80777 | 0.51648 | 1.0643 | 0.58812 | 2.721% | 3.786% | 303.7848 | 422.779 | 0.0099355 | 0.0099355
|  | 0.0099355 | 12.047 | 5.8439 | 4078457.075 | 115878.3974 | 170206.0225 | 4293112.7105 | 4293112.7105 | 0.075431 | 0.068608 | 0.0080256 | 0.0051314 | 0.010575 | 0.018773 | 0.0058213 | 0.014012 | 7.5921 | 6.9054 | 0.80777 | 0.51648 | 1.0643 | 0.58591 | 2.841% | 4.173% | 317.2578 | 465.9987 | 0.0099355 | 0.0099355
|  | 0.0099355 | 13.8582 | 5.8439 | 4078457.075 | 133300.0753 | 170206.0225 | 4293112.7105 | 4293112.7105 | 0.06911 | 0.064623 | 0.0080256 | 0.0051314 | 0.010575 | 0.018773 | 0.0057719 | 0.013919 | 6.9559 | 6.5042 | 0.80777 | 0.51648 | 1.0643 | 0.58094 | 3.268% | 4.173% | 364.9557 | 465.9987 | 0.0099355 | 0.0099355
|  | 0.0099355 | 13.7008 | 5.7243 | 4078457.075 | 131786.0668 | 166722.6226 | 4293112.7105 | 4293112.7105 | 0.069593 | 0.065158 | 0.0080256 | 0.0051314 | 0.010575 | 0.018773 | 0.005425 | 0.013266 | 7.0045 | 6.5581 | 0.80777 | 0.51648 | 1.0643 | 0.54602 | 3.231% | 4.088% | 360.8106 | 456.4617 | 0.0099355 | 0.0099355
|  | 0.0099355 | 13.8582 | 5.8439 | 4078457.075 | 133300.0753 | 170206.0225 | 4293112.7105 | 4293112.7105 | 0.06911 | 0.064623 | 0.0080256 | 0.0051314 | 0.010575 | 0.018773 | 0.0054601 | 0.013332 | 6.9559 | 6.5042 | 0.80777 | 0.51648 | 1.0643 | 0.54955 | 3.268% | 4.173% | 364.9557 | 465.9987 | 0.0099355 | 0.0099355
|  | 0.0024775 | 2.6772 | 4.0855 | 4078457.075 | 25751.61 | 118991.8898 | 4293112.7105 | 4293112.7105 | 0.23638 | 0.18748 | 0.015159 | 0.012201 | 0.016305 | 0.024402 | 0.014099 | 0.022127 | 95.4107 | 75.6733 | 6.1186 | 4.9247 | 6.5811 | 5.6908 | 0.6314% | 2.918% | 70.5041 | 325.782
|  | 0.0092625 | 24.8426 | 2.4987 | 4078457.075 | 238957.4728 | 72775.6786 | 4293112.7105 | 4293112.7105 | 0.051187 | 0.068357 | 0.0086927 | 0.0057973 | 0.011216 | 0.019413 | 0.0063337 | 0.014367 | 5.5263 | 7.3799 | 0.93848 | 0.62589 | 1.2109 | 0.6838 | 5.859% | 1.784% | 654.2299 | 199.2489 | 0.0092625 | 0.0092625
|  | 0.0061565 | 15.0393 | 3.1913 | 4078457.075 | 144660.9099 | 92947.9422 | 4293112.7105 | 4293112.7105 | 0.069546 | 0.07546 | 0.011625 | 0.0086958 | 0.013399 | 0.021542 | 0.010122 | 0.018283 | 11.2963 | 12.2569 | 1.8883 | 1.4125 | 2.1764 | 1.6441 | 3.547% | 2.279% | 396.06 | 254.4776
|  | 0.0061565 | 17.0864 | 3.1913 | 4078457.075 | 164351.6767 | 92947.9422 | 4293112.7105 | 4293112.7105 | 0.064893 | 0.072522 | 0.01158 | 0.0086416 | 0.013158 | 0.021287 | 0.010142 | 0.018198 | 10.5405 | 11.7798 | 1.8809 | 1.4037 | 2.1373 | 1.6473 | 4.03% | 2.279% | 449.9704 | 254.4776
|  | 0.011012 | 30.6693 | 2.7503 | 4078457.075 | 295003.68 | 80103.6335 | 4293112.7105 | 4293112.7105 | 0.044928 | 0.061385 | 0.0067245 | 0.0037861 | 0.0083028 | 0.016432 | 0.0051575 | 0.0131 | 4.0799 | 5.5744 | 0.61065 | 0.34382 | 0.75397 | 0.46835 | 7.233% | 1.964% | 807.6761 | 219.3118 | 0.011012 | 0.011012
|  | 0.0037775 | 10.3543 | 3.1913 | 4078457.075 | 99596.5543 | 92947.9422 | 4293112.7105 | 4293112.7105 | 0.089452 | 0.088891 | 0.013998 | 0.011068 | 0.015746 | 0.023887 | 0.012461 | 0.020571 | 23.6803 | 23.5316 | 3.7057 | 2.9299 | 4.1683 | 3.2987 | 2.442% | 2.279% | 272.6805 | 254.4776
|  | 0.0037775 | 10.3937 | 3.1913 | 4078457.075 | 99975.5374 | 92947.9422 | 4293112.7105 | 4293112.7105 | 0.089236 | 0.088753 | 0.013986 | 0.011053 | 0.015682 | 0.023819 | 0.0121 | 0.019859 | 23.6231 | 23.4953 | 3.7025 | 2.926 | 4.1513 | 3.2033 | 2.451% | 2.279% | 273.7181 | 254.4776
|  | 0.0037775 | 9.9608 | 3.2123 | 4078457.075 | 95811.5332 | 93559.576 | 4293112.7105 | 4293112.7105 | 0.091667 | 0.090152 | 0.013964 | 0.011027 | 0.015566 | 0.023697 | 0.012584 | 0.02071 | 24.2666 | 23.8656 | 3.6967 | 2.9191 | 4.1207 | 3.3312 | 2.349% | 2.294% | 262.3177 | 256.1522
|  | 0.0037775 | 10.5512 | 3.2123 | 4078457.075 | 101490.5077 | 93559.576 | 4293112.7105 | 4293112.7105 | 0.088396 | 0.08809 | 0.013973 | 0.011037 | 0.01561 | 0.023743 | 0.012541 | 0.020652 | 23.4008 | 23.3198 | 3.6989 | 2.9218 | 4.1323 | 3.3199 | 2.488% | 2.294% | 277.8659 | 256.1522
|  | 0.0037775 | 9.7243 | 3.2123 | 4078457.075 | 93536.673 | 93559.576 | 4293112.7105 | 4293112.7105 | 0.093091 | 0.091051 | 0.013973 | 0.011037 | 0.01561 | 0.023743 | 0.012432 | 0.020447 | 24.6437 | 24.1036 | 3.6989 | 2.9218 | 4.1323 | 3.2911 | 2.293% | 2.294% | 256.0895 | 256.1522
|  | 0.0037775 | 10.3543 | 3.2123 | 4078457.075 | 99596.5543 | 93559.576 | 4293112.7105 | 4293112.7105 | 0.089446 | 0.088753 | 0.013973 | 0.011037 | 0.01561 | 0.023743 | 0.012495 | 0.020566 | 23.6787 | 23.4951 | 3.6989 | 2.9218 | 4.1323 | 3.3078 | 2.442% | 2.294% | 272.6805 | 256.1522
|  | 0.0037775 | 11.3779 | 3.1913 | 4078457.075 | 109442.4187 | 92947.9422 | 4293112.7105 | 4293112.7105 | 0.084391 | 0.085699 | 0.013998 | 0.011068 | 0.015746 | 0.023887 | 0.012438 | 0.020528 | 22.3403 | 22.6866 | 3.7057 | 2.9299 | 4.1683 | 3.2926 | 2.683% | 2.279% | 299.637 | 254.4776
|  | 0.0037775 | 15.1969 | 3.2123 | 4078457.075 | 146176.8421 | 93559.576 | 4293112.7105 | 4293112.7105 | 0.071516 | 0.077446 | 0.013973 | 0.011037 | 0.01561 | 0.023743 | 0.012393 | 0.020374 | 18.932 | 20.5019 | 3.6989 | 2.9218 | 4.1323 | 3.2808 | 3.584% | 2.294% | 400.2104 | 256.1522
|  | 0.0037775 | 11.4174 | 3.1913 | 4078457.075 | 109822.3636 | 92947.9422 | 4293112.7105 | 4293112.7105 | 0.084207 | 0.085581 | 0.013973 | 0.011037 | 0.01561 | 0.023743 | 0.012382 | 0.020352 | 22.2918 | 22.6554 | 3.6989 | 2.9218 | 4.1323 | 3.2777 | 2.693% | 2.279% | 300.6772 | 254.4776
|  | 0.0037775 | 9.9608 | 3.2123 | 4078457.075 | 95811.5332 | 93559.576 | 4293112.7105 | 4293112.7105 | 0.091672 | 0.090157 | 0.013986 | 0.011053 | 0.015682 | 0.023819 | 0.012273 | 0.020185 | 24.268 | 23.867 | 3.7025 | 2.926 | 4.1513 | 3.249 | 2.349% | 2.294% | 262.3177 | 256.1522
|  | 0.0037775 | 10.0788 | 3.2123 | 4078457.075 | 96946.5586 | 93559.576 | 4293112.7105 | 4293112.7105 | 0.090987 | 0.089726 | 0.013986 | 0.011053 | 0.015682 | 0.023819 | 0.012292 | 0.020219 | 24.0867 | 23.7526 | 3.7025 | 2.926 | 4.1513 | 3.2539 | 2.377% | 2.294% | 265.4252 | 256.1522
|  | 0.0037775 | 10.118 | 3.2123 | 4078457.075 | 97323.6179 | 93559.576 | 4293112.7105 | 4293112.7105 | 0.090764 | 0.089584 | 0.013986 | 0.011053 | 0.015682 | 0.023819 | 0.012445 | 0.020507 | 24.0274 | 23.7153 | 3.7025 | 2.926 | 4.1513 | 3.2944 | 2.386% | 2.294% | 266.4575 | 256.1522
|  | 0.0037775 | 10.748 | 3.1913 | 4078457.075 | 103383.4992 | 92947.9422 | 4293112.7105 | 4293112.7105 | 0.087389 | 0.087588 | 0.013986 | 0.011053 | 0.015682 | 0.023819 | 0.012302 | 0.020239 | 23.134 | 23.1868 | 3.7025 | 2.926 | 4.1513 | 3.2567 | 2.535% | 2.279% | 283.0486 | 254.4776
|  | 0.0037775 | 10.4726 | 3.1913 | 4078457.075 | 100734.4654 | 92947.9422 | 4293112.7105 | 4293112.7105 | 0.088808 | 0.088481 | 0.013959 | 0.011021 | 0.015537 | 0.023666 | 0.012559 | 0.02065 | 23.5096 | 23.4231 | 3.6953 | 2.9174 | 4.1131 | 3.3248 | 2.47% | 2.279% | 275.7959 | 254.4776
|  | 0.0037775 | 11.0631 | 3.1913 | 4078457.075 | 106414.4018 | 92947.9422 | 4293112.7105 | 4293112.7105 | 0.085845 | 0.086615 | 0.013986 | 0.011053 | 0.015682 | 0.023819 | 0.012455 | 0.020528 | 22.7253 | 22.9291 | 3.7025 | 2.926 | 4.1513 | 3.2973 | 2.609% | 2.279% | 291.3468 | 254.4776
|  | 0.0037775 | 10.7873 | 3.1913 | 4078457.075 | 103761.5204 | 92947.9422 | 4293112.7105 | 4293112.7105 | 0.087191 | 0.087464 | 0.013986 | 0.011053 | 0.015682 | 0.023819 | 0.012565 | 0.020735 | 23.0817 | 23.1538 | 3.7025 | 2.926 | 4.1513 | 3.3264 | 2.544% | 2.279% | 284.0836 | 254.4776
|  | 0.005399 | 14.0552 | 1.068 | 4078457.075 | 135194.9905 | 31105.945 | 4293112.7105 | 4293112.7105 | 0.073026 | 0.10249 | 0.012426 | 0.0095049 | 0.014386 | 0.022543 | 0.01065 | 0.018727 | 13.5258 | 18.9835 | 2.3015 | 1.7605 | 2.6646 | 1.9726 | 3.315% | 0.7627% | 370.1437 | 85.1634
|  | 0.005399 | 14.0552 | 1.0001 | 4078457.075 | 135194.9905 | 29128.3292 | 4293112.7105 | 4293112.7105 | 0.073051 | 0.10661 | 0.012533 | 0.0096329 | 0.014955 | 0.023145 | 0.010514 | 0.018762 | 13.5304 | 19.7457 | 2.3213 | 1.7842 | 2.77 | 1.9474 | 3.315% | 0.7142% | 370.1437 | 79.749
|  | 0.005399 | 14.134 | 1.068 | 4078457.075 | 135952.9566 | 31105.945 | 4293112.7105 | 4293112.7105 | 0.072791 | 0.10234 | 0.012407 | 0.0094828 | 0.014288 | 0.022438 | 0.010551 | 0.018491 | 13.4822 | 18.9557 | 2.2981 | 1.7564 | 2.6464 | 1.9543 | 3.333% | 0.7627% | 372.2189 | 85.1634
|  | 0.006429 | 2.6379 | 1.0809 | 4078457.075 | 25373.5888 | 31481.6629 | 4293112.7105 | 4293112.7105 | 0.23569 | 0.21386 | 0.011307 | 0.0083691 | 0.012886 | 0.021015 | 0.0098978 | 0.017979 | 36.6605 | 33.2646 | 1.7588 | 1.3018 | 2.0043 | 1.5396 | 0.6221% | 0.7719% | 69.4691 | 86.1921
|  | 0.006429 | 4.0946 | 1.0809 | 4078457.075 | 39385.3811 | 31481.6629 | 4293112.7105 | 4293112.7105 | 0.15719 | 0.16431 | 0.011307 | 0.0083691 | 0.012886 | 0.021015 | 0.0099317 | 0.018043 | 24.4508 | 25.5575 | 1.7588 | 1.3018 | 2.0043 | 1.5448 | 0.9657% | 0.7719% | 107.8313 | 86.1921
|  | 0.006429 | 2.7167 | 1.0809 | 4078457.075 | 26131.5549 | 31481.6629 | 4293112.7105 | 4293112.7105 | 0.22929 | 0.20982 | 0.011307 | 0.0083691 | 0.012886 | 0.021015 | 0.0093668 | 0.016978 | 35.6651 | 32.6362 | 1.7588 | 1.3018 | 2.0043 | 1.457 | 0.6407% | 0.7719% | 71.5443 | 86.1921
|  | 0.006429 | 2.4411 | 1.0809 | 4078457.075 | 23480.5973 | 31481.6629 | 4293112.7105 | 4293112.7105 | 0.25348 | 0.22509 | 0.011307 | 0.0083691 | 0.012886 | 0.021015 | 0.0098165 | 0.017826 | 39.4272 | 35.0111 | 1.7588 | 1.3018 | 2.0043 | 1.5269 | 0.5757% | 0.7719% | 64.2864 | 86.1921
|  | 0.006429 | 4.4096 | 1.8265 | 4078457.075 | 42415.3217 | 53197.5735 | 4293112.7105 | 4293112.7105 | 0.14704 | 0.13359 | 0.011307 | 0.0083691 | 0.012886 | 0.021015 | 0.0097379 | 0.017678 | 22.8712 | 20.7795 | 1.7588 | 1.3018 | 2.0043 | 1.5147 | 1.04% | 1.304% | 116.1268 | 145.647
|  | 0.006429 | 2.3229 | 1.0809 | 4078457.075 | 22343.6482 | 31481.6629 | 4293112.7105 | 4293112.7105 | 0.26561 | 0.23274 | 0.011307 | 0.0083691 | 0.012886 | 0.021015 | 0.0099155 | 0.018012 | 41.3142 | 36.2023 | 1.7588 | 1.3018 | 2.0043 | 1.5423 | 0.5478% | 0.7719% | 61.1736 | 86.1921
|  | 0.010101 | 23.0709 | 1.3027 | 4078457.075 | 221915.7399 | 37941.6803 | 4293112.7105 | 4293112.7105 | 0.052093 | 0.076692 | 0.0076049 | 0.0046604 | 0.0090488 | 0.017168 | 0.0062299 | 0.01423 | 5.1575 | 7.5928 | 0.75292 | 0.46141 | 0.89588 | 0.61679 | 5.441% | 0.9303% | 607.5722 | 103.8787 | 0.010101 | 0.010101
|  | 0.010101 | 21.0631 | 1.3027 | 4078457.075 | 202602.9943 | 37941.6803 | 4293112.7105 | 4293112.7105 | 0.054502 | 0.078209 | 0.0076049 | 0.0046604 | 0.0090488 | 0.017168 | 0.0063671 | 0.014488 | 5.3959 | 7.7431 | 0.75292 | 0.46141 | 0.89588 | 0.63038 | 4.968% | 0.9303% | 554.6968 | 103.8787 | 0.010101 | 0.010101
|  | 0.010101 | 20.5511 | 1.3027 | 4078457.075 | 197678.1383 | 37941.6803 | 4293112.7105 | 4293112.7105 | 0.055191 | 0.078644 | 0.0076049 | 0.0046604 | 0.0090488 | 0.017168 | 0.0060516 | 0.013893 | 5.4642 | 7.7862 | 0.75292 | 0.46141 | 0.89588 | 0.59914 | 4.847% | 0.9303% | 541.2132 | 103.8787 | 0.010101 | 0.010101
|  | 0.010101 | 20.5511 | 1.5945 | 4078457.075 | 197678.1383 | 46440.4769 | 4293112.7105 | 4293112.7105 | 0.055191 | 0.069601 | 0.0076049 | 0.0046604 | 0.0090488 | 0.017168 | 0.0062799 | 0.014324 | 5.4642 | 6.8909 | 0.75292 | 0.46141 | 0.89588 | 0.62174 | 4.847% | 1.139% | 541.2132 | 127.1471 | 0.010101 | 0.010101
|  | 0.010101 | 20.2362 | 1.5945 | 4078457.075 | 194649.1596 | 46440.4769 | 4293112.7105 | 4293112.7105 | 0.055632 | 0.06988 | 0.0076049 | 0.0046604 | 0.0090488 | 0.017168 | 0.0063952 | 0.014541 | 5.5079 | 6.9184 | 0.75292 | 0.46141 | 0.89588 | 0.63316 | 4.773% | 1.139% | 532.9204 | 127.1471 | 0.010101 | 0.010101
|  | 0.010101 | 22.2441 | 1.3027 | 4078457.075 | 213962.867 | 37941.6803 | 4293112.7105 | 4293112.7105 | 0.053032 | 0.077283 | 0.0076049 | 0.0046604 | 0.0090488 | 0.017168 | 0.0063663 | 0.014486 | 5.2505 | 7.6514 | 0.75292 | 0.46141 | 0.89588 | 0.6303 | 5.246% | 0.9303% | 585.7984 | 103.8787 | 0.010101 | 0.010101
|  | 0.010101 | 23.5826 | 1.3027 | 4078457.075 | 226837.7101 | 37941.6803 | 4293112.7105 | 4293112.7105 | 0.051545 | 0.076346 | 0.0076049 | 0.0046604 | 0.0090488 | 0.017168 | 0.0063453 | 0.014447 | 5.1032 | 7.5586 | 0.75292 | 0.46141 | 0.89588 | 0.62822 | 5.562% | 0.9303% | 621.0478 | 103.8787 | 0.010101 | 0.010101
|  | 0.010101 | 20.5118 | 1.3027 | 4078457.075 | 197300.1172 | 37941.6803 | 4293112.7105 | 4293112.7105 | 0.055245 | 0.078678 | 0.0076049 | 0.0046604 | 0.0090488 | 0.017168 | 0.0062644 | 0.014294 | 5.4696 | 7.7895 | 0.75292 | 0.46141 | 0.89588 | 0.6202 | 4.838% | 0.9303% | 540.1783 | 103.8787 | 0.010101 | 0.010101
|  | 0.010101 | 25.8071 | 1.3027 | 4078457.075 | 248234.8626 | 37941.6803 | 4293112.7105 | 4293112.7105 | 0.049414 | 0.075003 | 0.0076049 | 0.0046604 | 0.0090488 | 0.017168 | 0.0061371 | 0.014055 | 4.8923 | 7.4257 | 0.75292 | 0.46141 | 0.89588 | 0.60761 | 6.086% | 0.9303% | 679.63 | 103.8787 | 0.010101 | 0.010101
|  | 0.010101 | 22.1261 | 1.3027 | 4078457.075 | 212827.8417 | 37941.6803 | 4293112.7105 | 4293112.7105 | 0.053198 | 0.077398 | 0.0077181 | 0.0047959 | 0.0096513 | 0.017806 | 0.0060156 | 0.014135 | 5.2669 | 7.6628 | 0.76413 | 0.47482 | 0.95552 | 0.59558 | 5.218% | 0.9303% | 582.6909 | 103.8787 | 0.010101 | 0.010101
|  | 0.010101 | 21.8505 | 1.3027 | 4078457.075 | 210176.884 | 37941.6803 | 4293112.7105 | 4293112.7105 | 0.053504 | 0.077581 | 0.0076049 | 0.0046604 | 0.0090488 | 0.017168 | 0.0063713 | 0.014496 | 5.2972 | 7.6809 | 0.75292 | 0.46141 | 0.89588 | 0.63079 | 5.153% | 0.9303% | 575.4329 | 103.8787 | 0.010101 | 0.010101
|  | 0.010101 | 24.7244 | 1.3027 | 4078457.075 | 237820.5236 | 37941.6803 | 4293112.7105 | 4293112.7105 | 0.050403 | 0.075627 | 0.0076049 | 0.0046604 | 0.0090488 | 0.017168 | 0.0062336 | 0.014236 | 4.9902 | 7.4874 | 0.75292 | 0.46141 | 0.89588 | 0.61716 | 5.831% | 0.9303% | 651.1171 | 103.8787 | 0.010101 | 0.010101
|  | 0.010101 | 23.7009 | 1.3027 | 4078457.075 | 227975.6212 | 37941.6803 | 4293112.7105 | 4293112.7105 | 0.051422 | 0.076268 | 0.0076049 | 0.0046604 | 0.0090488 | 0.017168 | 0.0062461 | 0.01426 | 5.091 | 7.5509 | 0.75292 | 0.46141 | 0.89588 | 0.61839 | 5.59% | 0.9303% | 624.1632 | 103.8787 | 0.010101 | 0.010101
|  | 0.010101 | 21.5748 | 1.3027 | 4078457.075 | 207524.9645 | 37941.6803 | 4293112.7105 | 4293112.7105 | 0.053845 | 0.077796 | 0.0076049 | 0.0046604 | 0.0090488 | 0.017168 | 0.0063581 | 0.014471 | 5.331 | 7.7022 | 0.75292 | 0.46141 | 0.89588 | 0.62949 | 5.088% | 0.9303% | 568.1724 | 103.8787 | 0.010101 | 0.010101
|  | 0.010101 | 24.5277 | 1.3027 | 4078457.075 | 235928.494 | 37941.6803 | 4293112.7105 | 4293112.7105 | 0.050593 | 0.075746 | 0.0076049 | 0.0046604 | 0.0090488 | 0.017168 | 0.0061283 | 0.014038 | 5.0089 | 7.4992 | 0.75292 | 0.46141 | 0.89588 | 0.60673 | 5.785% | 0.9303% | 645.937 | 103.8787 | 0.010101 | 0.010101
|  | 0.010101 | 25.8071 | 1.5945 | 4078457.075 | 248234.8626 | 46440.4769 | 4293112.7105 | 4293112.7105 | 0.049414 | 0.065961 | 0.0076049 | 0.0046604 | 0.0090488 | 0.017168 | 0.0064013 | 0.014552 | 4.8923 | 6.5304 | 0.75292 | 0.46141 | 0.89588 | 0.63376 | 6.086% | 1.139% | 679.63 | 127.1471 | 0.010101 | 0.010101
|  | 0.010101 | 25.8071 | 1.3027 | 4078457.075 | 248234.8626 | 37941.6803 | 4293112.7105 | 4293112.7105 | 0.049414 | 0.075003 | 0.0076049 | 0.0046604 | 0.0090488 | 0.017168 | 0.0063425 | 0.014441 | 4.8923 | 7.4257 | 0.75292 | 0.46141 | 0.89588 | 0.62793 | 6.086% | 0.9303% | 679.63 | 103.8787 | 0.010101 | 0.010101
|  | 0.010101 | 25.3545 | 1.3027 | 4078457.075 | 243881.3669 | 37941.6803 | 4293112.7105 | 4293112.7105 | 0.049817 | 0.075257 | 0.0076049 | 0.0046604 | 0.0090488 | 0.017168 | 0.0063009 | 0.014363 | 4.9322 | 7.4508 | 0.75292 | 0.46141 | 0.89588 | 0.62382 | 5.98% | 0.9303% | 667.7108 | 103.8787 | 0.010101 | 0.010101
|  | 0.010101 | 26.3388 | 1.3027 | 4078457.075 | 253349.21 | 37941.6803 | 4293112.7105 | 4293112.7105 | 0.048958 | 0.074716 | 0.0076049 | 0.0046604 | 0.0090488 | 0.017168 | 0.0063284 | 0.014415 | 4.8471 | 7.3972 | 0.75292 | 0.46141 | 0.89588 | 0.62654 | 6.212% | 0.9303% | 693.6323 | 103.8787 | 0.010101 | 0.010101
|  | 0.010101 | 22.6377 | 1.3027 | 4078457.075 | 217748.85 | 37941.6803 | 4293112.7105 | 4293112.7105 | 0.052577 | 0.076996 | 0.0076049 | 0.0046604 | 0.0090488 | 0.017168 | 0.0063109 | 0.014382 | 5.2054 | 7.623 | 0.75292 | 0.46141 | 0.89588 | 0.62481 | 5.339% | 0.9303% | 596.1639 | 103.8787 | 0.010101 | 0.010101
|  | 0.010101 | 19.4094 | 1.5945 | 4078457.075 | 186696.2867 | 46440.4769 | 4293112.7105 | 4293112.7105 | 0.056886 | 0.070679 | 0.0077181 | 0.0047959 | 0.0096513 | 0.017806 | 0.0060494 | 0.014198 | 5.632 | 6.9976 | 0.76413 | 0.47482 | 0.95552 | 0.59892 | 4.578% | 1.139% | 511.1466 | 127.1471 | 0.010101 | 0.010101
|  | 0.010101 | 20.3149 | 1.4434 | 4078457.075 | 195406.1638 | 42039.6264 | 4293112.7105 | 4293112.7105 | 0.055521 | 0.074036 | 0.0076049 | 0.0046604 | 0.0090488 | 0.017168 | 0.0063811 | 0.014514 | 5.4968 | 7.3299 | 0.75292 | 0.46141 | 0.89588 | 0.63176 | 4.791% | 1.031% | 534.9929 | 115.0982 | 0.010101 | 0.010101
|  | 0.010101 | 25.8071 | 1.3027 | 4078457.075 | 248234.8626 | 37941.6803 | 4293112.7105 | 4293112.7105 | 0.049414 | 0.075003 | 0.0076049 | 0.0046604 | 0.0090488 | 0.017168 | 0.0062011 | 0.014175 | 4.8923 | 7.4257 | 0.75292 | 0.46141 | 0.89588 | 0.61394 | 6.086% | 0.9303% | 679.63 | 103.8787 | 0.010101 | 0.010101
|  | 0.010101 | 27.5984 | 1.3027 | 4078457.075 | 265465.1251 | 37941.6803 | 4293112.7105 | 4293112.7105 | 0.047948 | 0.074079 | 0.0076049 | 0.0046604 | 0.0090488 | 0.017168 | 0.0063841 | 0.01452 | 4.7471 | 7.3342 | 0.75292 | 0.46141 | 0.89588 | 0.63206 | 6.509% | 0.9303% | 726.8039 | 103.8787 | 0.010101 | 0.010101
|  | 0.010101 | 20.3149 | 1.4434 | 4078457.075 | 195406.1638 | 42039.6264 | 4293112.7105 | 4293112.7105 | 0.055573 | 0.074088 | 0.0078313 | 0.0049314 | 0.010254 | 0.018443 | 0.0057274 | 0.013901 | 5.502 | 7.3351 | 0.77534 | 0.48823 | 1.0152 | 0.56704 | 4.791% | 1.031% | 534.9929 | 115.0982 | 0.010101 | 0.010101
|  | 0.010101 | 25.8071 | 1.3027 | 4078457.075 | 248234.8626 | 37941.6803 | 4293112.7105 | 4293112.7105 | 0.049414 | 0.075003 | 0.0076049 | 0.0046604 | 0.0090488 | 0.017168 | 0.0062048 | 0.014182 | 4.8923 | 7.4257 | 0.75292 | 0.46141 | 0.89588 | 0.61431 | 6.086% | 0.9303% | 679.63 | 103.8787 | 0.010101 | 0.010101
|  | 0.010101 | 25.8071 | 1.5945 | 4078457.075 | 248234.8626 | 46440.4769 | 4293112.7105 | 4293112.7105 | 0.049425 | 0.065971 | 0.0076519 | 0.0047168 | 0.0092994 | 0.017433 | 0.0062126 | 0.014325 | 4.8933 | 6.5315 | 0.75758 | 0.46698 | 0.92068 | 0.61508 | 6.086% | 1.139% | 679.63 | 127.1471 | 0.010101 | 0.010101
|  | 0.010101 | 24.2127 | 1.3027 | 4078457.075 | 232898.5534 | 37941.6803 | 4293112.7105 | 4293112.7105 | 0.050902 | 0.075941 | 0.0076049 | 0.0046604 | 0.0090488 | 0.017168 | 0.0063736 | 0.0145 | 5.0395 | 7.5185 | 0.75292 | 0.46141 | 0.89588 | 0.63102 | 5.71% | 0.9303% | 637.6415 | 103.8787 | 0.010101 | 0.010101
|  | 0.010101 | 23.189 | 1.3027 | 4078457.075 | 223051.7271 | 37941.6803 | 4293112.7105 | 4293112.7105 | 0.051991 | 0.076637 | 0.0077181 | 0.0047959 | 0.0096513 | 0.017806 | 0.0058254 | 0.013777 | 5.1474 | 7.5874 | 0.76413 | 0.47482 | 0.95552 | 0.57675 | 5.469% | 0.9303% | 610.6823 | 103.8787 | 0.010101 | 0.010101
|  | 0.010101 | 25.8071 | 1.3027 | 4078457.075 | 248234.8626 | 37941.6803 | 4293112.7105 | 4293112.7105 | 0.04944 | 0.075029 | 0.0077181 | 0.0047959 | 0.0096513 | 0.017806 | 0.0058009 | 0.013731 | 4.8949 | 7.4283 | 0.76413 | 0.47482 | 0.95552 | 0.57432 | 6.086% | 0.9303% | 679.63 | 103.8787 | 0.010101 | 0.010101
|  | 0.010101 | 20.315 | 1.3027 | 4078457.075 | 195407.1257 | 37941.6803 | 4293112.7105 | 4293112.7105 | 0.055547 | 0.078878 | 0.0077181 | 0.0047959 | 0.0096513 | 0.017806 | 0.0061095 | 0.014311 | 5.4994 | 7.8093 | 0.76413 | 0.47482 | 0.95552 | 0.60487 | 4.791% | 0.9303% | 534.9956 | 103.8787 | 0.010101 | 0.010101
|  | 0.010101 | 25.8071 | 1.3027 | 4078457.075 | 248234.8626 | 37941.6803 | 4293112.7105 | 4293112.7105 | 0.049414 | 0.075003 | 0.0076049 | 0.0046604 | 0.0090488 | 0.017168 | 0.0062306 | 0.014231 | 4.8923 | 7.4257 | 0.75292 | 0.46141 | 0.89588 | 0.61686 | 6.086% | 0.9303% | 679.63 | 103.8787 | 0.010101 | 0.010101
|  | 0.010101 | 25.8071 | 1.3027 | 4078457.075 | 248234.8626 | 37941.6803 | 4293112.7105 | 4293112.7105 | 0.049414 | 0.075003 | 0.0076049 | 0.0046604 | 0.0090488 | 0.017168 | 0.0063778 | 0.014508 | 4.8923 | 7.4257 | 0.75292 | 0.46141 | 0.89588 | 0.63143 | 6.086% | 0.9303% | 679.63 | 103.8787 | 0.010101 | 0.010101
|  | 0.010101 | 20.5118 | 1.3027 | 4078457.075 | 197300.1172 | 37941.6803 | 4293112.7105 | 4293112.7105 | 0.055245 | 0.078678 | 0.0076049 | 0.0046604 | 0.0090488 | 0.017168 | 0.0063585 | 0.014472 | 5.4696 | 7.7895 | 0.75292 | 0.46141 | 0.89588 | 0.62952 | 4.838% | 0.9303% | 540.1783 | 103.8787 | 0.010101 | 0.010101
|  | 0.010101 | 20.2757 | 1.3027 | 4078457.075 | 195029.1045 | 37941.6803 | 4293112.7105 | 4293112.7105 | 0.055576 | 0.078887 | 0.0076049 | 0.0046604 | 0.0090488 | 0.017168 | 0.0062198 | 0.014211 | 5.5023 | 7.8102 | 0.75292 | 0.46141 | 0.89588 | 0.6158 | 4.782% | 0.9303% | 533.9606 | 103.8787 | 0.010101 | 0.010101
|  | 0.010101 | 20.2757 | 1.3027 | 4078457.075 | 195029.1045 | 37941.6803 | 4293112.7105 | 4293112.7105 | 0.055576 | 0.078887 | 0.0076049 | 0.0046604 | 0.0090488 | 0.017168 | 0.0063134 | 0.014387 | 5.5023 | 7.8102 | 0.75292 | 0.46141 | 0.89588 | 0.62506 | 4.782% | 0.9303% | 533.9606 | 103.8787 | 0.010101 | 0.010101
|  | 0.010101 | 19.8819 | 1.5945 | 4078457.075 | 191241.1977 | 46440.4769 | 4293112.7105 | 4293112.7105 | 0.056146 | 0.070203 | 0.0076049 | 0.0046604 | 0.0090488 | 0.017168 | 0.0063688 | 0.014491 | 5.5587 | 6.9505 | 0.75292 | 0.46141 | 0.89588 | 0.63054 | 4.689% | 1.139% | 523.5899 | 127.1471 | 0.010101 | 0.010101
|  | 0.010101 | 24.7246 | 1.3027 | 4078457.075 | 237822.4474 | 37941.6803 | 4293112.7105 | 4293112.7105 | 0.050403 | 0.075626 | 0.0076049 | 0.0046604 | 0.0090488 | 0.017168 | 0.0061379 | 0.014056 | 4.9902 | 7.4874 | 0.75292 | 0.46141 | 0.89588 | 0.60768 | 5.831% | 0.9303% | 651.1224 | 103.8787 | 0.010101 | 0.010101
|  | 0.010101 | 25.8071 | 1.3027 | 4078457.075 | 248234.8626 | 37941.6803 | 4293112.7105 | 4293112.7105 | 0.049414 | 0.075003 | 0.0076049 | 0.0046604 | 0.0090488 | 0.017168 | 0.006135 | 0.014051 | 4.8923 | 7.4257 | 0.75292 | 0.46141 | 0.89588 | 0.6074 | 6.086% | 0.9303% | 679.63 | 103.8787 | 0.010101 | 0.010101
|  | 0.010101 | 20.8662 | 1.3027 | 4078457.075 | 200709.0409 | 37941.6803 | 4293112.7105 | 4293112.7105 | 0.054763 | 0.078374 | 0.0076049 | 0.0046604 | 0.0090488 | 0.017168 | 0.0063709 | 0.014495 | 5.4218 | 7.7594 | 0.75292 | 0.46141 | 0.89588 | 0.63075 | 4.921% | 0.9303% | 549.5114 | 103.8787 | 0.010101 | 0.010101
|  | 0.010101 | 22.6377 | 1.3027 | 4078457.075 | 217748.85 | 37941.6803 | 4293112.7105 | 4293112.7105 | 0.052577 | 0.076996 | 0.0076049 | 0.0046604 | 0.0090488 | 0.017168 | 0.0063268 | 0.014412 | 5.2054 | 7.623 | 0.75292 | 0.46141 | 0.89588 | 0.62639 | 5.339% | 0.9303% | 596.1639 | 103.8787 | 0.010101 | 0.010101
|  | 0.010101 | 20.5511 | 1.5945 | 4078457.075 | 197678.1383 | 46440.4769 | 4293112.7105 | 4293112.7105 | 0.055191 | 0.069601 | 0.0076049 | 0.0046604 | 0.0090488 | 0.017168 | 0.006393 | 0.014537 | 5.4642 | 6.8909 | 0.75292 | 0.46141 | 0.89588 | 0.63294 | 4.847% | 1.139% | 541.2132 | 127.1471 | 0.010101 | 0.010101
|  | 0.010101 | 19.8819 | 1.5945 | 4078457.075 | 191241.1977 | 46440.4769 | 4293112.7105 | 4293112.7105 | 0.056146 | 0.070203 | 0.0076049 | 0.0046604 | 0.0090488 | 0.017168 | 0.006056 | 0.013902 | 5.5587 | 6.9505 | 0.75292 | 0.46141 | 0.89588 | 0.59957 | 4.689% | 1.139% | 523.5899 | 127.1471 | 0.010101 | 0.010101
|  | 0.010101 | 24.5277 | 1.3027 | 4078457.075 | 235928.494 | 37941.6803 | 4293112.7105 | 4293112.7105 | 0.050593 | 0.075746 | 0.0076049 | 0.0046604 | 0.0090488 | 0.017168 | 0.0062922 | 0.014347 | 5.0089 | 7.4992 | 0.75292 | 0.46141 | 0.89588 | 0.62296 | 5.785% | 0.9303% | 645.937 | 103.8787 | 0.010101 | 0.010101
|  | 0.010101 | 21.0047 | 1.5945 | 4078457.075 | 202041.2529 | 46440.4769 | 4293112.7105 | 4293112.7105 | 0.054579 | 0.069215 | 0.0076049 | 0.0046604 | 0.0090488 | 0.017168 | 0.0064068 | 0.014562 | 5.4036 | 6.8527 | 0.75292 | 0.46141 | 0.89588 | 0.6343 | 4.954% | 1.139% | 553.1588 | 127.1471 | 0.010101 | 0.010101
|  | 0.010101 | 25.8071 | 1.5945 | 4078457.075 | 248234.8626 | 46440.4769 | 4293112.7105 | 4293112.7105 | 0.049414 | 0.065961 | 0.0076049 | 0.0046604 | 0.0090488 | 0.017168 | 0.0063756 | 0.014504 | 4.8923 | 6.5304 | 0.75292 | 0.46141 | 0.89588 | 0.63122 | 6.086% | 1.139% | 679.63 | 127.1471 | 0.010101 | 0.010101
|  | 0.010101 | 20.5511 | 1.3027 | 4078457.075 | 197678.1383 | 37941.6803 | 4293112.7105 | 4293112.7105 | 0.055191 | 0.078644 | 0.0076049 | 0.0046604 | 0.0090488 | 0.017168 | 0.0062628 | 0.014291 | 5.4642 | 7.7862 | 0.75292 | 0.46141 | 0.89588 | 0.62004 | 4.847% | 0.9303% | 541.2132 | 103.8787 | 0.010101 | 0.010101
|  | 0.010101 | 23.5826 | 1.3027 | 4078457.075 | 226837.7101 | 37941.6803 | 4293112.7105 | 4293112.7105 | 0.051545 | 0.076346 | 0.0076049 | 0.0046604 | 0.0090488 | 0.017168 | 0.0063258 | 0.01441 | 5.1032 | 7.5586 | 0.75292 | 0.46141 | 0.89588 | 0.62628 | 5.562% | 0.9303% | 621.0478 | 103.8787 | 0.010101 | 0.010101
|  | 0.010101 | 26.3388 | 1.3027 | 4078457.075 | 253349.21 | 37941.6803 | 4293112.7105 | 4293112.7105 | 0.048958 | 0.074716 | 0.0076049 | 0.0046604 | 0.0090488 | 0.017168 | 0.0061072 | 0.013998 | 4.8471 | 7.3972 | 0.75292 | 0.46141 | 0.89588 | 0.60464 | 6.212% | 0.9303% | 693.6323 | 103.8787 | 0.010101 | 0.010101
|  | 0.010101 | 20.5511 | 1.5945 | 4078457.075 | 197678.1383 | 46440.4769 | 4293112.7105 | 4293112.7105 | 0.055191 | 0.069601 | 0.0076049 | 0.0046604 | 0.0090488 | 0.017168 | 0.0063159 | 0.014391 | 5.4642 | 6.8909 | 0.75292 | 0.46141 | 0.89588 | 0.62531 | 4.847% | 1.139% | 541.2132 | 127.1471 | 0.010101 | 0.010101
|  | 0.010101 | 21.0047 | 1.5945 | 4078457.075 | 202041.2529 | 46440.4769 | 4293112.7105 | 4293112.7105 | 0.054579 | 0.069215 | 0.0076049 | 0.0046604 | 0.0090488 | 0.017168 | 0.0061814 | 0.014138 | 5.4036 | 6.8527 | 0.75292 | 0.46141 | 0.89588 | 0.61199 | 4.954% | 1.139% | 553.1588 | 127.1471 | 0.010101 | 0.010101
|  | 0.011959 | 16.6928 | 1.7407 | 4078457.075 | 160565.6937 | 50698.6128 | 4293112.7105 | 4293112.7105 | 0.059911 | 0.068507 | 0.0058467 | 0.0029219 | 0.0077239 | 0.015874 | 0.004107 | 0.012147 | 5.0097 | 5.7285 | 0.48889 | 0.24433 | 0.64587 | 0.34342 | 3.937% | 1.243% | 439.6049 | 138.8052 | 0.011959 | 0.011959
|  | 0.011959 | 16.6928 | 1.7407 | 4078457.075 | 160565.6937 | 50698.6128 | 4293112.7105 | 4293112.7105 | 0.059881 | 0.068478 | 0.0057205 | 0.002771 | 0.0070526 | 0.015164 | 0.0043845 | 0.012325 | 5.0072 | 5.7261 | 0.47834 | 0.23171 | 0.58973 | 0.36663 | 3.937% | 1.243% | 439.6049 | 138.8052 | 0.011959 | 0.011959
|  | 0.011959 | 15.7086 | 1.7407 | 4078457.075 | 151098.8124 | 50698.6128 | 4293112.7105 | 4293112.7105 | 0.062098 | 0.069886 | 0.0058467 | 0.0029219 | 0.0077239 | 0.015874 | 0.0042621 | 0.012439 | 5.1926 | 5.8438 | 0.48889 | 0.24433 | 0.64587 | 0.35639 | 3.705% | 1.243% | 413.686 | 138.8052 | 0.011959 | 0.011959
|  | 0.011959 | 18.0315 | 1.4434 | 4078457.075 | 173442.4606 | 42039.6264 | 4293112.7105 | 4293112.7105 | 0.057319 | 0.07449 | 0.0058467 | 0.0029219 | 0.0077239 | 0.015874 | 0.0042504 | 0.012417 | 4.7929 | 6.2288 | 0.48889 | 0.24433 | 0.64587 | 0.35542 | 4.253% | 1.031% | 474.8596 | 115.0982 | 0.011959 | 0.011959
|  | 0.011959 | 16.496 | 1.7759 | 4078457.075 | 158672.7022 | 51723.8275 | 4293112.7105 | 4293112.7105 | 0.060327 | 0.068037 | 0.0058467 | 0.0029219 | 0.0077239 | 0.015874 | 0.0041372 | 0.012204 | 5.0445 | 5.6891 | 0.48889 | 0.24433 | 0.64587 | 0.34595 | 3.891% | 1.268% | 434.4222 | 141.6121 | 0.011959 | 0.011959
|  | 0.011959 | 18.0315 | 1.4434 | 4078457.075 | 173442.4606 | 42039.6264 | 4293112.7105 | 4293112.7105 | 0.057348 | 0.07452 | 0.0059728 | 0.0030729 | 0.0083952 | 0.016585 | 0.003681 | 0.011689 | 4.7954 | 6.2313 | 0.49944 | 0.25695 | 0.702 | 0.3078 | 4.253% | 1.031% | 474.8596 | 115.0982 | 0.011959 | 0.011959
|  | 0.0036055 | 40.4725 | 1.2905 | 4078457.075 | 389299.281 | 37586.3502 | 4293112.7105 | 4293112.7105 | 0.047774 | 0.076859 | 0.014326 | 0.011426 | 0.016749 | 0.024938 | 0.012312 | 0.020565 | 13.2503 | 21.3172 | 3.9735 | 3.1692 | 4.6453 | 3.4149 | 9.545% | 0.9216% | 1065.8433 | 102.9058
|  | 0.008038 | 18.1889 | 0.7153 | 4078457.075 | 174956.469 | 20833.4105 | 4293112.7105 | 4293112.7105 | 0.060989 | 0.12364 | 0.0098938 | 0.0069939 | 0.012316 | 0.020506 | 0.0078428 | 0.016063 | 7.5876 | 15.3821 | 1.2309 | 0.8701 | 1.5322 | 0.97572 | 4.29% | 0.5108% | 479.0047 | 57.0388 |  | 0.008038
|  | 0.008038 | 18.3465 | 0.7153 | 4078457.075 | 176472.4012 | 20833.4105 | 4293112.7105 | 4293112.7105 | 0.060714 | 0.12347 | 0.0098938 | 0.0069939 | 0.012316 | 0.020506 | 0.0077713 | 0.015928 | 7.5534 | 15.3605 | 1.2309 | 0.8701 | 1.5322 | 0.96682 | 4.327% | 0.5108% | 483.1551 | 57.0388 |  | 0.008038
|  | 0.008038 | 18.5434 | 0.7153 | 4078457.075 | 178366.3546 | 20833.4105 | 4293112.7105 | 4293112.7105 | 0.060377 | 0.12326 | 0.0098938 | 0.0069939 | 0.012316 | 0.020506 | 0.0078388 | 0.016055 | 7.5114 | 15.334 | 1.2309 | 0.8701 | 1.5322 | 0.97521 | 4.373% | 0.5108% | 488.3405 | 57.0388 |  | 0.008038
|  | 0.008038 | 18.0315 | 0.7153 | 4078457.075 | 173442.4606 | 20833.4105 | 4293112.7105 | 4293112.7105 | 0.061269 | 0.12382 | 0.0098938 | 0.0069939 | 0.012316 | 0.020506 | 0.0076189 | 0.015642 | 7.6224 | 15.404 | 1.2309 | 0.8701 | 1.5322 | 0.94785 | 4.253% | 0.5108% | 474.8596 | 57.0388 |  | 0.008038
|  | 0.008038 | 18.4646 | 0.7153 | 4078457.075 | 177608.3885 | 20833.4105 | 4293112.7105 | 4293112.7105 | 0.060511 | 0.12334 | 0.0098938 | 0.0069939 | 0.012316 | 0.020506 | 0.0077079 | 0.015809 | 7.5281 | 15.3446 | 1.2309 | 0.8701 | 1.5322 | 0.95894 | 4.355% | 0.5108% | 486.2653 | 57.0388 |  | 0.008038
|  | 0.008038 | 18.8583 | 0.7153 | 4078457.075 | 181395.3334 | 20833.4105 | 4293112.7105 | 4293112.7105 | 0.059852 | 0.12292 | 0.0098938 | 0.0069939 | 0.012316 | 0.020506 | 0.007593 | 0.015593 | 7.4461 | 15.2929 | 1.2309 | 0.8701 | 1.5322 | 0.94464 | 4.448% | 0.5108% | 496.6334 | 57.0388 |  | 0.008038
|  | 0.008038 | 18.8583 | 0.7153 | 4078457.075 | 181395.3334 | 20833.4105 | 4293112.7105 | 4293112.7105 | 0.059852 | 0.12292 | 0.0098938 | 0.0069939 | 0.012316 | 0.020506 | 0.0076177 | 0.015639 | 7.4461 | 15.2929 | 1.2309 | 0.8701 | 1.5322 | 0.94771 | 4.448% | 0.5108% | 496.6334 | 57.0388 |  | 0.008038
|  | 0.008038 | 18.8583 | 0.7153 | 4078457.075 | 181395.3334 | 20833.4105 | 4293112.7105 | 4293112.7105 | 0.059852 | 0.12292 | 0.0098938 | 0.0069939 | 0.012316 | 0.020506 | 0.0076803 | 0.015757 | 7.4461 | 15.2929 | 1.2309 | 0.8701 | 1.5322 | 0.9555 | 4.448% | 0.5108% | 496.6334 | 57.0388 |  | 0.008038
|  | 0.006928 | 26.5356 | 1.5049 | 4078457.075 | 255242.2015 | 43830.8395 | 4293112.7105 | 4293112.7105 | 0.052019 | 0.071198 | 0.011004 | 0.0081039 | 0.013426 | 0.021616 | 0.0087279 | 0.01675 | 7.5085 | 10.2769 | 1.5883 | 1.1697 | 1.938 | 1.2598 | 6.258% | 1.075% | 698.8151 | 120.0023
|  | 0.006928 | 26.063 | 1.5049 | 4078457.075 | 250696.3286 | 43830.8395 | 4293112.7105 | 4293112.7105 | 0.052417 | 0.071449 | 0.011004 | 0.0081039 | 0.013426 | 0.021616 | 0.0089838 | 0.017231 | 7.566 | 10.3131 | 1.5883 | 1.1697 | 1.938 | 1.2967 | 6.147% | 1.075% | 686.3691 | 120.0023
|  | 0.006928 | 26.063 | 1.5049 | 4078457.075 | 250696.3286 | 43830.8395 | 4293112.7105 | 4293112.7105 | 0.052417 | 0.071449 | 0.011004 | 0.0081039 | 0.013426 | 0.021616 | 0.0089696 | 0.017204 | 7.566 | 10.3131 | 1.5883 | 1.1697 | 1.938 | 1.2947 | 6.147% | 1.075% | 686.3691 | 120.0023
|  | 0.0087 | 21.7323 | 1.5945 | 4078457.075 | 209039.9349 | 46440.4769 | 4293112.7105 | 4293112.7105 | 0.055103 | 0.070083 | 0.0092318 | 0.0063319 | 0.011654 | 0.019844 | 0.006979 | 0.015021 | 6.3336 | 8.0555 | 1.0611 | 0.7278 | 1.3396 | 0.80218 | 5.125% | 1.139% | 572.3202 | 127.1471 |  | 0.0087
|  | 0.0087 | 23.8583 | 1.5945 | 4078457.075 | 229489.6296 | 46440.4769 | 4293112.7105 | 4293112.7105 | 0.052712 | 0.068576 | 0.0092318 | 0.0063319 | 0.011654 | 0.019844 | 0.007141 | 0.015326 | 6.0589 | 7.8823 | 1.0611 | 0.7278 | 1.3396 | 0.82081 | 5.627% | 1.139% | 628.3084 | 127.1471 |  | 0.0087
|  | 0.0087 | 21.063 | 1.5945 | 4078457.075 | 202602.0324 | 46440.4769 | 4293112.7105 | 4293112.7105 | 0.055955 | 0.07062 | 0.0092318 | 0.0063319 | 0.011654 | 0.019844 | 0.0070704 | 0.015193 | 6.4316 | 8.1172 | 1.0611 | 0.7278 | 1.3396 | 0.81269 | 4.968% | 1.139% | 554.6941 | 127.1471 |  | 0.0087
|  | 0.0087 | 20.6694 | 1.5945 | 4078457.075 | 198816.0494 | 46440.4769 | 4293112.7105 | 4293112.7105 | 0.056482 | 0.070952 | 0.0092318 | 0.0063319 | 0.011654 | 0.019844 | 0.0071387 | 0.015322 | 6.4922 | 8.1554 | 1.0611 | 0.7278 | 1.3396 | 0.82054 | 4.875% | 1.139% | 544.3287 | 127.1471 |  | 0.0087
|  | 0.0087 | 23.3858 | 1.6081 | 4078457.075 | 224944.7186 | 46836.5825 | 4293112.7105 | 4293112.7105 | 0.053206 | 0.068546 | 0.0092318 | 0.0063319 | 0.011654 | 0.019844 | 0.0072137 | 0.015463 | 6.1156 | 7.8789 | 1.0611 | 0.7278 | 1.3396 | 0.82917 | 5.515% | 1.148% | 615.8651 | 128.2316 |  | 0.0087
|  | 0.0087 | 21.4173 | 1.5945 | 4078457.075 | 206009.9942 | 46440.4769 | 4293112.7105 | 4293112.7105 | 0.055497 | 0.070331 | 0.0092318 | 0.0063319 | 0.011654 | 0.019844 | 0.0070974 | 0.015244 | 6.379 | 8.0841 | 1.0611 | 0.7278 | 1.3396 | 0.8158 | 5.051% | 1.139% | 564.0246 | 127.1471 |  | 0.0087
|  | 0.0087 | 20.4726 | 1.5945 | 4078457.075 | 196923.0579 | 46440.4769 | 4293112.7105 | 4293112.7105 | 0.056753 | 0.071123 | 0.0092318 | 0.0063319 | 0.011654 | 0.019844 | 0.0071128 | 0.015273 | 6.5233 | 8.1751 | 1.0611 | 0.7278 | 1.3396 | 0.81757 | 4.828% | 1.139% | 539.1459 | 127.1471 |  | 0.0087
|  | 0.0087 | 21.7716 | 1.5945 | 4078457.075 | 209417.956 | 46440.4769 | 4293112.7105 | 4293112.7105 | 0.055054 | 0.070052 | 0.0092318 | 0.0063319 | 0.011654 | 0.019844 | 0.0072004 | 0.015438 | 6.3281 | 8.052 | 1.0611 | 0.7278 | 1.3396 | 0.82763 | 5.135% | 1.139% | 573.3551 | 127.1471 |  | 0.0087
|  | 0.0087 | 20.9845 | 1.5945 | 4078457.075 | 201846.9519 | 46440.4769 | 4293112.7105 | 4293112.7105 | 0.056058 | 0.070685 | 0.0092318 | 0.0063319 | 0.011654 | 0.019844 | 0.006907 | 0.014886 | 6.4435 | 8.1247 | 1.0611 | 0.7278 | 1.3396 | 0.79391 | 4.949% | 1.139% | 552.6268 | 127.1471 |  | 0.0087
|  | 0.0087 | 22.441 | 1.5945 | 4078457.075 | 215856.8204 | 46440.4769 | 4293112.7105 | 4293112.7105 | 0.054255 | 0.069549 | 0.0092318 | 0.0063319 | 0.011654 | 0.019844 | 0.0071889 | 0.015416 | 6.2363 | 7.9941 | 1.0611 | 0.7278 | 1.3396 | 0.82631 | 5.293% | 1.139% | 590.9838 | 127.1471 |  | 0.0087
|  | 0.0087 | 20.6694 | 1.5945 | 4078457.075 | 198816.0494 | 46440.4769 | 4293112.7105 | 4293112.7105 | 0.056482 | 0.070952 | 0.0092318 | 0.0063319 | 0.011654 | 0.019844 | 0.0070247 | 0.015107 | 6.4922 | 8.1554 | 1.0611 | 0.7278 | 1.3396 | 0.80744 | 4.875% | 1.139% | 544.3287 | 127.1471 |  | 0.0087
|  | 0.0087 | 21.5748 | 1.5945 | 4078457.075 | 207524.9645 | 46440.4769 | 4293112.7105 | 4293112.7105 | 0.055298 | 0.070206 | 0.0092318 | 0.0063319 | 0.011654 | 0.019844 | 0.0070764 | 0.015205 | 6.3561 | 8.0697 | 1.0611 | 0.7278 | 1.3396 | 0.81338 | 5.088% | 1.139% | 568.1724 | 127.1471 |  | 0.0087
|  | 0.0087 | 21.3387 | 1.5945 | 4078457.075 | 205253.9519 | 46440.4769 | 4293112.7105 | 4293112.7105 | 0.055597 | 0.070395 | 0.0092318 | 0.0063319 | 0.011654 | 0.019844 | 0.0071738 | 0.015388 | 6.3905 | 8.0913 | 1.0611 | 0.7278 | 1.3396 | 0.82458 | 5.033% | 1.139% | 561.9547 | 127.1471 |  | 0.0087
|  | 0.0087 | 20.3938 | 1.5945 | 4078457.075 | 196165.0918 | 46440.4769 | 4293112.7105 | 4293112.7105 | 0.056863 | 0.071192 | 0.0092318 | 0.0063319 | 0.011654 | 0.019844 | 0.0071014 | 0.015251 | 6.536 | 8.183 | 1.0611 | 0.7278 | 1.3396 | 0.81625 | 4.81% | 1.139% | 537.0708 | 127.1471 |  | 0.0087
|  | 0.0087 | 20.3938 | 1.5945 | 4078457.075 | 196165.0918 | 46440.4769 | 4293112.7105 | 4293112.7105 | 0.056863 | 0.071192 | 0.0092318 | 0.0063319 | 0.011654 | 0.019844 | 0.007039 | 0.015134 | 6.536 | 8.183 | 1.0611 | 0.7278 | 1.3396 | 0.80908 | 4.81% | 1.139% | 537.0708 | 127.1471 |  | 0.0087
|  | 0.0087 | 23.1891 | 1.5945 | 4078457.075 | 223052.689 | 46440.4769 | 4293112.7105 | 4293112.7105 | 0.053417 | 0.069021 | 0.0092318 | 0.0063319 | 0.011654 | 0.019844 | 0.0069971 | 0.015055 | 6.1399 | 7.9334 | 1.0611 | 0.7278 | 1.3396 | 0.80426 | 5.469% | 1.139% | 610.685 | 127.1471 |  | 0.0087
|  | 0.0087 | 22.6772 | 1.5945 | 4078457.075 | 218128.795 | 46440.4769 | 4293112.7105 | 4293112.7105 | 0.053985 | 0.069378 | 0.0092318 | 0.0063319 | 0.011654 | 0.019844 | 0.007167 | 0.015375 | 6.2052 | 7.9745 | 1.0611 | 0.7278 | 1.3396 | 0.82379 | 5.348% | 1.139% | 597.2041 | 127.1471 |  | 0.0087
|  | 0.0087 | 21.1023 | 1.5945 | 4078457.075 | 202980.0536 | 46440.4769 | 4293112.7105 | 4293112.7105 | 0.055903 | 0.070587 | 0.0092318 | 0.0063319 | 0.011654 | 0.019844 | 0.0071138 | 0.015275 | 6.4257 | 8.1135 | 1.0611 | 0.7278 | 1.3396 | 0.81768 | 4.977% | 1.139% | 555.7291 | 127.1471 |  | 0.0087
|  | 0.0087 | 20.5906 | 1.6081 | 4078457.075 | 198058.0833 | 46836.5825 | 4293112.7105 | 4293112.7105 | 0.05659 | 0.070679 | 0.0092318 | 0.0063319 | 0.011654 | 0.019844 | 0.0071559 | 0.015354 | 6.5046 | 8.124 | 1.0611 | 0.7278 | 1.3396 | 0.82252 | 4.856% | 1.148% | 542.2535 | 128.2316 |  | 0.0087
|  | 0.0087 | 20.3938 | 1.5945 | 4078457.075 | 196165.0918 | 46440.4769 | 4293112.7105 | 4293112.7105 | 0.056863 | 0.071192 | 0.0092318 | 0.0063319 | 0.011654 | 0.019844 | 0.0072191 | 0.015473 | 6.536 | 8.183 | 1.0611 | 0.7278 | 1.3396 | 0.82978 | 4.81% | 1.139% | 537.0708 | 127.1471 |  | 0.0087
|  | 0.0087 | 21.0631 | 1.5945 | 4078457.075 | 202602.9943 | 46440.4769 | 4293112.7105 | 4293112.7105 | 0.055955 | 0.07062 | 0.0092318 | 0.0063319 | 0.011654 | 0.019844 | 0.0071533 | 0.015349 | 6.4316 | 8.1172 | 1.0611 | 0.7278 | 1.3396 | 0.82221 | 4.968% | 1.139% | 554.6968 | 127.1471 |  | 0.0087
|  | 0.0087 | 20.9057 | 1.5945 | 4078457.075 | 201088.9858 | 46440.4769 | 4293112.7105 | 4293112.7105 | 0.056163 | 0.070751 | 0.0092318 | 0.0063319 | 0.011654 | 0.019844 | 0.0071831 | 0.015405 | 6.4555 | 8.1323 | 1.0611 | 0.7278 | 1.3396 | 0.82564 | 4.931% | 1.139% | 550.5516 | 127.1471 |  | 0.0087
|  | 0.0087 | 20.9057 | 1.5945 | 4078457.075 | 201088.9858 | 46440.4769 | 4293112.7105 | 4293112.7105 | 0.056163 | 0.070751 | 0.0092318 | 0.0063319 | 0.011654 | 0.019844 | 0.0070931 | 0.015236 | 6.4555 | 8.1323 | 1.0611 | 0.7278 | 1.3396 | 0.8153 | 4.931% | 1.139% | 550.5516 | 127.1471 |  | 0.0087
|  | 0.0087 | 20.6694 | 1.5945 | 4078457.075 | 198816.0494 | 46440.4769 | 4293112.7105 | 4293112.7105 | 0.056482 | 0.070952 | 0.0092318 | 0.0063319 | 0.011654 | 0.019844 | 0.0069884 | 0.015039 | 6.4922 | 8.1554 | 1.0611 | 0.7278 | 1.3396 | 0.80326 | 4.875% | 1.139% | 544.3287 | 127.1471 |  | 0.0087
|  | 0.0087 | 26.0631 | 1.5945 | 4078457.075 | 250697.2905 | 46440.4769 | 4293112.7105 | 4293112.7105 | 0.050645 | 0.067274 | 0.0092318 | 0.0063319 | 0.011654 | 0.019844 | 0.0071793 | 0.015398 | 5.8213 | 7.7326 | 1.0611 | 0.7278 | 1.3396 | 0.82521 | 6.147% | 1.139% | 686.3718 | 127.1471 |  | 0.0087
|  | 0.0087 | 20.9057 | 1.5945 | 4078457.075 | 201088.9858 | 46440.4769 | 4293112.7105 | 4293112.7105 | 0.056163 | 0.070751 | 0.0092318 | 0.0063319 | 0.011654 | 0.019844 | 0.0071578 | 0.015358 | 6.4555 | 8.1323 | 1.0611 | 0.7278 | 1.3396 | 0.82273 | 4.931% | 1.139% | 550.5516 | 127.1471 |  | 0.0087
|  | 0.031413 | 23.9369 | 1.7759 | 4078457.075 | 230245.672 | 51723.8275 | 4293112.7105 | 4293112.7105 | 0.029919 | 0.041689 | -0.013481 | -0.016381 | -0.011059 | -0.0028692 | -0.015649 | -0.007531 | 0.95244 | 1.3271 | -0.42916 | -0.52148 | -0.35205 | -0.49816 | 5.645% | 1.268% | 630.3783 | 141.6121 | 0.031413 | 0.031413
|  | 0.031413 | 23.6615 | 1.7759 | 4078457.075 | 227596.6381 | 51723.8275 | 4293112.7105 | 4293112.7105 | 0.030203 | 0.041867 | -0.013481 | -0.016381 | -0.011059 | -0.0028692 | -0.015531 | -0.0073094 | 0.96147 | 1.3328 | -0.42916 | -0.52148 | -0.35205 | -0.4944 | 5.58% | 1.268% | 623.1256 | 141.6121 | 0.031413 | 0.031413
|  | 0.031413 | 22.4408 | 1.7759 | 4078457.075 | 215854.8967 | 51723.8275 | 4293112.7105 | 4293112.7105 | 0.031543 | 0.042712 | -0.013481 | -0.016381 | -0.011059 | -0.0028692 | -0.015537 | -0.0073203 | 1.0041 | 1.3597 | -0.42916 | -0.52148 | -0.35205 | -0.49459 | 5.293% | 1.268% | 590.9785 | 141.6121 | 0.031413 | 0.031413
|  | 0.031413 | 37.0866 | 1.4955 | 4078457.075 | 356730.7855 | 43557.0606 | 4293112.7105 | 4293112.7105 | 0.021253 | 0.043014 | -0.013607 | -0.016532 | -0.01173 | -0.0035797 | -0.015343 | -0.0072994 | 0.67657 | 1.3693 | -0.43318 | -0.52628 | -0.37342 | -0.48842 | 8.747% | 1.068% | 976.6757 | 119.2527 | 0.031413 | 0.031413
|  | 0.0095485 | 31.4172 | 1.4955 | 4078457.075 | 302197.6248 | 43557.0606 | 4293112.7105 | 4293112.7105 | 0.045984 | 0.066695 | 0.0083833 | 0.0054834 | 0.010806 | 0.018995 | 0.0060117 | 0.013949 | 4.8159 | 6.9849 | 0.87797 | 0.57427 | 1.1317 | 0.6296 | 7.41% | 1.068% | 827.372 | 119.2527 | 0.0095485 | 0.0095485
|  | 0.0095485 | 30.5116 | 1.4955 | 4078457.075 | 293486.7859 | 43557.0606 | 4293112.7105 | 4293112.7105 | 0.046535 | 0.067043 | 0.0083833 | 0.0054834 | 0.010806 | 0.018995 | 0.0062463 | 0.014391 | 4.8736 | 7.0213 | 0.87797 | 0.57427 | 1.1317 | 0.65417 | 7.196% | 1.068% | 803.523 | 119.2527 | 0.0095485 | 0.0095485
|  | 0.007378 | 34.0159 | 1.2277 | 4078457.075 | 327194.1544 | 35757.274 | 4293112.7105 | 4293112.7105 | 0.046737 | 0.077361 | 0.010554 | 0.0076539 | 0.012976 | 0.021166 | 0.0083664 | 0.016466 | 6.3346 | 10.4853 | 1.4304 | 1.0374 | 1.7588 | 1.134 | 8.022% | 0.8767% | 895.8088 | 97.8981
|  | 0.007378 | 32.9921 | 1.2277 | 4078457.075 | 317346.3663 | 35757.274 | 4293112.7105 | 4293112.7105 | 0.047269 | 0.077696 | 0.010554 | 0.0076539 | 0.012976 | 0.021166 | 0.008492 | 0.016703 | 6.4067 | 10.5308 | 1.4304 | 1.0374 | 1.7588 | 1.151 | 7.781% | 0.8767% | 868.847 | 97.8981
|  | 0.007378 | 34.6062 | 1.2277 | 4078457.075 | 332872.167 | 35757.274 | 4293112.7105 | 4293112.7105 | 0.046444 | 0.077177 | 0.010554 | 0.0076539 | 0.012976 | 0.021166 | 0.0083522 | 0.01644 | 6.295 | 10.4604 | 1.4304 | 1.0374 | 1.7588 | 1.132 | 8.162% | 0.8767% | 911.3543 | 97.8981
|  | 0.007378 | 34.5668 | 1.2277 | 4078457.075 | 332493.1839 | 35757.274 | 4293112.7105 | 4293112.7105 | 0.046464 | 0.077189 | 0.010554 | 0.0076539 | 0.012976 | 0.021166 | 0.0085362 | 0.016786 | 6.2976 | 10.462 | 1.4304 | 1.0374 | 1.7588 | 1.157 | 8.152% | 0.8767% | 910.3167 | 97.8981
|  | 0.007378 | 32.9528 | 1.2277 | 4078457.075 | 316968.3451 | 35757.274 | 4293112.7105 | 4293112.7105 | 0.04729 | 0.077709 | 0.010554 | 0.0076539 | 0.012976 | 0.021166 | 0.0082514 | 0.01625 | 6.4096 | 10.5326 | 1.4304 | 1.0374 | 1.7588 | 1.1184 | 7.772% | 0.8767% | 867.812 | 97.8981
|  | 0.007378 | 33.5827 | 1.2277 | 4078457.075 | 323027.2645 | 35757.274 | 4293112.7105 | 4293112.7105 | 0.046958 | 0.0775 | 0.010554 | 0.0076539 | 0.012976 | 0.021166 | 0.008377 | 0.016486 | 6.3646 | 10.5042 | 1.4304 | 1.0374 | 1.7588 | 1.1354 | 7.92% | 0.8767% | 884.4005 | 97.8981
|  | 0.007378 | 32.8742 | 1.2277 | 4078457.075 | 316212.3028 | 35757.274 | 4293112.7105 | 4293112.7105 | 0.047332 | 0.077736 | 0.010554 | 0.0076539 | 0.012976 | 0.021166 | 0.0083683 | 0.01647 | 6.4153 | 10.5362 | 1.4304 | 1.0374 | 1.7588 | 1.1342 | 7.753% | 0.8767% | 865.7421 | 97.8981
|  | 0.007378 | 34.7639 | 1.2277 | 4078457.075 | 334389.0611 | 35757.274 | 4293112.7105 | 4293112.7105 | 0.046368 | 0.077128 | 0.010554 | 0.0076539 | 0.012976 | 0.021166 | 0.0084255 | 0.016578 | 6.2846 | 10.4538 | 1.4304 | 1.0374 | 1.7588 | 1.142 | 8.199% | 0.8767% | 915.5074 | 97.8981
|  | 0.0066 | 19.2913 | 1.5699 | 4078457.075 | 185560.2994 | 45723.9916 | 4293112.7105 | 4293112.7105 | 0.060538 | 0.074897 | 0.011083 | 0.0081336 | 0.012428 | 0.02054 | 0.0097492 | 0.017703 | 9.1725 | 11.348 | 1.6792 | 1.2324 | 1.883 | 1.4771 | 4.55% | 1.121% | 508.0364 | 125.1855
|  | 0.007963 | 2.6379 | 0.015 | 4078457.075 | 25373.5888 | 436.8812 | 4293112.7105 | 4293112.7105 | 0.23417 | 4.4374 | 0.0098416 | 0.0069166 | 0.011714 | 0.019864 | 0.0081841 | 0.016292 | 29.4075 | 557.2487 | 1.2359 | 0.8686 | 1.4711 | 1.0278 | 0.6221% | 0.01071% | 69.4691 | 1.1961 |  | 0.007963
|  | 0.007963 | 2.5591 | 0.015 | 4078457.075 | 24615.6227 | 436.8812 | 4293112.7105 | 4293112.7105 | 0.24092 | 4.4416 | 0.0096338 | 0.006668 | 0.010609 | 0.018694 | 0.0086656 | 0.016633 | 30.2546 | 557.7812 | 1.2098 | 0.83738 | 1.3323 | 1.0882 | 0.6036% | 0.01071% | 67.3939 | 1.1961 |  | 0.007963
|  | 0.007963 | 2.5591 | 0.015 | 4078457.075 | 24615.6227 | 436.8812 | 4293112.7105 | 4293112.7105 | 0.24092 | 4.4416 | 0.0096338 | 0.006668 | 0.010609 | 0.018694 | 0.0087894 | 0.016866 | 30.2546 | 557.7812 | 1.2098 | 0.83738 | 1.3323 | 1.1038 | 0.6036% | 0.01071% | 67.3939 | 1.1961 |  | 0.007963
|  | 0.007963 | 2.5591 | 0.015 | 4078457.075 | 24615.6227 | 436.8812 | 4293112.7105 | 4293112.7105 | 0.24092 | 4.4416 | 0.0096338 | 0.006668 | 0.010609 | 0.018694 | 0.0084077 | 0.016146 | 30.2546 | 557.7812 | 1.2098 | 0.83738 | 1.3323 | 1.0559 | 0.6036% | 0.01071% | 67.3939 | 1.1961 |  | 0.007963
|  | 0.007963 | 2.7166 | 0.015 | 4078457.075 | 26130.593 | 436.8812 | 4293112.7105 | 4293112.7105 | 0.22781 | 4.4334 | 0.0099688 | 0.0070689 | 0.012391 | 0.020581 | 0.0078269 | 0.015967 | 28.6086 | 556.7457 | 1.2519 | 0.88772 | 1.5561 | 0.98291 | 0.6407% | 0.01071% | 71.5417 | 1.1961 |  | 0.007963
|  | 0.007963 | 2.5591 | 0.015 | 4078457.075 | 24615.6227 | 436.8812 | 4293112.7105 | 4293112.7105 | 0.24092 | 4.4416 | 0.0096338 | 0.006668 | 0.010609 | 0.018694 | 0.00876 | 0.01681 | 30.2546 | 557.7812 | 1.2098 | 0.83738 | 1.3323 | 1.1001 | 0.6036% | 0.01071% | 67.3939 | 1.1961 |  | 0.007963
|  | 0.007963 | 2.6379 | 0.015 | 4078457.075 | 25373.5888 | 436.8812 | 4293112.7105 | 4293112.7105 | 0.23412 | 4.4373 | 0.0096338 | 0.006668 | 0.010609 | 0.018694 | 0.0087263 | 0.016747 | 29.4015 | 557.2427 | 1.2098 | 0.83738 | 1.3323 | 1.0959 | 0.6221% | 0.01071% | 69.4691 | 1.1961 |  | 0.007963
|  | 0.007963 | 2.6379 | 0.015 | 4078457.075 | 25373.5888 | 436.8812 | 4293112.7105 | 4293112.7105 | 0.23412 | 4.4373 | 0.0096338 | 0.006668 | 0.010609 | 0.018694 | 0.0085833 | 0.016477 | 29.4015 | 557.2427 | 1.2098 | 0.83738 | 1.3323 | 1.0779 | 0.6221% | 0.01071% | 69.4691 | 1.1961 |  | 0.007963
|  | 0.008078 | 38.8977 | 1.2008 | 4078457.075 | 374151.5014 | 34973.8003 | 4293112.7105 | 4293112.7105 | 0.043798 | 0.076392 | 0.0094764 | 0.0065023 | 0.010497 | 0.018566 | 0.0088032 | 0.016878 | 5.4218 | 9.4568 | 1.1731 | 0.80494 | 1.2994 | 1.0898 | 9.174% | 0.8575% | 1024.371 | 95.753 |  | 0.008078
|  | 0.008078 | 39.0158 | 1.2846 | 4078457.075 | 375287.4887 | 37414.5102 | 4293112.7105 | 4293112.7105 | 0.043752 | 0.072867 | 0.0094764 | 0.0065023 | 0.010497 | 0.018566 | 0.0086622 | 0.016612 | 5.4162 | 9.0204 | 1.1731 | 0.80494 | 1.2994 | 1.0723 | 9.202% | 0.9174% | 1027.4811 | 102.4353 |  | 0.008078
|  | 0.008078 | 39.1339 | 1.1937 | 4078457.075 | 376423.476 | 34767.0099 | 4293112.7105 | 4293112.7105 | 0.043707 | 0.076654 | 0.0094764 | 0.0065023 | 0.010497 | 0.018566 | 0.0087911 | 0.016855 | 5.4106 | 9.4892 | 1.1731 | 0.80494 | 1.2994 | 1.0883 | 9.23% | 0.8525% | 1030.5913 | 95.1869 |  | 0.008078
|  | 0.008078 | 45.1181 | 1.2846 | 4078457.075 | 433984.6535 | 37414.5102 | 4293112.7105 | 4293112.7105 | 0.04173 | 0.071594 | 0.0094764 | 0.0065023 | 0.010497 | 0.018566 | 0.0087863 | 0.016846 | 5.1659 | 8.8628 | 1.1731 | 0.80494 | 1.2994 | 1.0877 | 10.64% | 0.9174% | 1188.1852 | 102.4353 |  | 0.008078
|  | 0.008078 | 39.6063 | 1.2846 | 4078457.075 | 380967.4251 | 37414.5102 | 4293112.7105 | 4293112.7105 | 0.043529 | 0.072727 | 0.0094764 | 0.0065023 | 0.010497 | 0.018566 | 0.0088125 | 0.016895 | 5.3886 | 9.0031 | 1.1731 | 0.80494 | 1.2994 | 1.0909 | 9.341% | 0.9174% | 1043.032 | 102.4353 |  | 0.008078
|  | 0.008078 | 39.3305 | 1.2846 | 4078457.075 | 378314.5437 | 37414.5102 | 4293112.7105 | 4293112.7105 | 0.043633 | 0.072792 | 0.0094764 | 0.0065023 | 0.010497 | 0.018566 | 0.00878 | 0.016834 | 5.4014 | 9.0111 | 1.1731 | 0.80494 | 1.2994 | 1.0869 | 9.276% | 0.9174% | 1035.7688 | 102.4353 |  | 0.008078
|  | 0.008078 | 39.2519 | 1.3563 | 4078457.075 | 377558.5014 | 39502.8026 | 4293112.7105 | 4293112.7105 | 0.043662 | 0.070162 | 0.0094764 | 0.0065023 | 0.010497 | 0.018566 | 0.0087731 | 0.016821 | 5.4051 | 8.6855 | 1.1731 | 0.80494 | 1.2994 | 1.0861 | 9.257% | 0.9686% | 1033.6988 | 108.1528 |  | 0.008078
|  | 0.008078 | 39.3306 | 1.2846 | 4078457.075 | 378315.5056 | 37414.5102 | 4293112.7105 | 4293112.7105 | 0.043633 | 0.072792 | 0.0094764 | 0.0065023 | 0.010497 | 0.018566 | 0.0087346 | 0.016748 | 5.4014 | 9.0111 | 1.1731 | 0.80494 | 1.2994 | 1.0813 | 9.276% | 0.9174% | 1035.7714 | 102.4353 |  | 0.008078
|  | 0.008078 | 38.937 | 1.2008 | 4078457.075 | 374529.5226 | 34973.8003 | 4293112.7105 | 4293112.7105 | 0.043782 | 0.076383 | 0.0094764 | 0.0065023 | 0.010497 | 0.018566 | 0.0087796 | 0.016833 | 5.42 | 9.4556 | 1.1731 | 0.80494 | 1.2994 | 1.0869 | 9.183% | 0.8575% | 1025.4059 | 95.753 |  | 0.008078
|  | 0.008078 | 40.6301 | 1.2846 | 4078457.075 | 390815.2132 | 37414.5102 | 4293112.7105 | 4293112.7105 | 0.043168 | 0.072503 | 0.0095188 | 0.006553 | 0.010722 | 0.018804 | 0.0086789 | 0.016759 | 5.3439 | 8.9753 | 1.1784 | 0.81122 | 1.3273 | 1.0744 | 9.582% | 0.9174% | 1069.9937 | 102.4353 |  | 0.008078
|  | 0.0078895 | 40.2754 | 1.2846 | 4078457.075 | 387403.4038 | 37414.5102 | 4293112.7105 | 4293112.7105 | 0.043473 | 0.072761 | 0.0096649 | 0.0066908 | 0.010685 | 0.018754 | 0.0088408 | 0.016782 | 5.5103 | 9.2225 | 1.225 | 0.84806 | 1.3543 | 1.1206 | 9.499% | 0.9174% | 1060.6527 | 102.4353 |  | 0.0078895
|  | 0.0078895 | 34.7637 | 1.2846 | 4078457.075 | 334387.1373 | 37414.5102 | 4293112.7105 | 4293112.7105 | 0.045769 | 0.074207 | 0.0096649 | 0.0066908 | 0.010685 | 0.018754 | 0.0088557 | 0.01681 | 5.8013 | 9.4058 | 1.225 | 0.84806 | 1.3543 | 1.1225 | 8.199% | 0.9174% | 915.5021 | 102.4353 |  | 0.0078895
|  | 0.0078895 | 39.0158 | 1.3563 | 4078457.075 | 375287.4887 | 39502.8026 | 4293112.7105 | 4293112.7105 | 0.043941 | 0.070407 | 0.0096649 | 0.0066908 | 0.010685 | 0.018754 | 0.0089581 | 0.017003 | 5.5695 | 8.9241 | 1.225 | 0.84806 | 1.3543 | 1.1354 | 9.202% | 0.9686% | 1027.4811 | 108.1528 |  | 0.0078895
|  | 0.0078895 | 39.6064 | 1.2846 | 4078457.075 | 380968.387 | 37414.5102 | 4293112.7105 | 4293112.7105 | 0.043718 | 0.072915 | 0.0096649 | 0.0066908 | 0.010685 | 0.018754 | 0.0088504 | 0.0168 | 5.5413 | 9.2421 | 1.225 | 0.84806 | 1.3543 | 1.1218 | 9.341% | 0.9174% | 1043.0346 | 102.4353 |  | 0.0078895
|  | 0.0078895 | 39.6851 | 1.2846 | 4078457.075 | 381725.3912 | 37414.5102 | 4293112.7105 | 4293112.7105 | 0.043689 | 0.072897 | 0.0096649 | 0.0066908 | 0.010685 | 0.018754 | 0.0087227 | 0.016559 | 5.5376 | 9.2397 | 1.225 | 0.84806 | 1.3543 | 1.1056 | 9.36% | 0.9174% | 1045.1072 | 102.4353 |  | 0.0078895
|  | 0.0078895 | 37.5985 | 1.206 | 4078457.075 | 361654.6795 | 35125.2525 | 4293112.7105 | 4293112.7105 | 0.044504 | 0.076676 | 0.0096649 | 0.0066908 | 0.010685 | 0.018754 | 0.0089721 | 0.017029 | 5.6409 | 9.7187 | 1.225 | 0.84806 | 1.3543 | 1.1372 | 8.867% | 0.8612% | 990.1565 | 96.1677 |  | 0.0078895
|  | 0.0078895 | 39.6064 | 1.2846 | 4078457.075 | 380968.387 | 37414.5102 | 4293112.7105 | 4293112.7105 | 0.043718 | 0.072915 | 0.0096649 | 0.0066908 | 0.010685 | 0.018754 | 0.0089101 | 0.016912 | 5.5413 | 9.2421 | 1.225 | 0.84806 | 1.3543 | 1.1294 | 9.341% | 0.9174% | 1043.0346 | 102.4353 |  | 0.0078895
|  | 0.0078895 | 39.4095 | 1.3563 | 4078457.075 | 379074.4336 | 39502.8026 | 4293112.7105 | 4293112.7105 | 0.043791 | 0.070313 | 0.0096649 | 0.0066908 | 0.010685 | 0.018754 | 0.0089256 | 0.016942 | 5.5506 | 8.9122 | 1.225 | 0.84806 | 1.3543 | 1.1313 | 9.295% | 0.9686% | 1037.8492 | 108.1528 |  | 0.0078895
|  | 0.0078895 | 39.4095 | 1.3563 | 4078457.075 | 379074.4336 | 39502.8026 | 4293112.7105 | 4293112.7105 | 0.043791 | 0.070313 | 0.0096649 | 0.0066908 | 0.010685 | 0.018754 | 0.0088941 | 0.016882 | 5.5506 | 8.9122 | 1.225 | 0.84806 | 1.3543 | 1.1273 | 9.295% | 0.9686% | 1037.8492 | 108.1528 |  | 0.0078895
|  | 0.0078895 | 40.1968 | 1.3563 | 4078457.075 | 386647.3615 | 39502.8026 | 4293112.7105 | 4293112.7105 | 0.043502 | 0.07013 | 0.0096649 | 0.0066908 | 0.010685 | 0.018754 | 0.0090108 | 0.017102 | 5.5138 | 8.8891 | 1.225 | 0.84806 | 1.3543 | 1.1421 | 9.48% | 0.9686% | 1058.5828 | 108.1528 |  | 0.0078895
|  | 0.0078895 | 33.74 | 1.3563 | 4078457.075 | 324540.3111 | 39502.8026 | 4293112.7105 | 4293112.7105 | 0.046278 | 0.071879 | 0.0096649 | 0.0066908 | 0.010685 | 0.018754 | 0.008853 | 0.016805 | 5.8658 | 9.1108 | 1.225 | 0.84806 | 1.3543 | 1.1221 | 7.957% | 0.9686% | 888.5429 | 108.1528 |  | 0.0078895
|  | 0.0078895 | 34.6455 | 1.3563 | 4078457.075 | 333250.1881 | 39502.8026 | 4293112.7105 | 4293112.7105 | 0.045826 | 0.071595 | 0.0096649 | 0.0066908 | 0.010685 | 0.018754 | 0.0088882 | 0.016871 | 5.8085 | 9.0747 | 1.225 | 0.84806 | 1.3543 | 1.1266 | 8.171% | 0.9686% | 912.3893 | 108.1528 |  | 0.0078895
|  | 0.0078895 | 36.063 | 1.3131 | 4078457.075 | 346884.9211 | 38244.5846 | 4293112.7105 | 4293112.7105 | 0.045165 | 0.072739 | 0.0096649 | 0.0066908 | 0.010685 | 0.018754 | 0.0088727 | 0.016842 | 5.7247 | 9.2198 | 1.225 | 0.84806 | 1.3543 | 1.1246 | 8.505% | 0.9377% | 949.7192 | 104.708 |  | 0.0078895
|  | 0.0078895 | 35.6299 | 1.2846 | 4078457.075 | 342718.9932 | 37414.5102 | 4293112.7105 | 4293112.7105 | 0.045361 | 0.073951 | 0.0096649 | 0.0066908 | 0.010685 | 0.018754 | 0.0089933 | 0.017069 | 5.7496 | 9.3733 | 1.225 | 0.84806 | 1.3543 | 1.1399 | 8.403% | 0.9174% | 938.3135 | 102.4353 |  | 0.0078895
|  | 0.0078895 | 40.7087 | 1.206 | 4078457.075 | 391571.2556 | 35125.2525 | 4293112.7105 | 4293112.7105 | 0.043319 | 0.075929 | 0.0096649 | 0.0066908 | 0.010685 | 0.018754 | 0.0088293 | 0.01676 | 5.4907 | 9.6241 | 1.225 | 0.84806 | 1.3543 | 1.1191 | 9.601% | 0.8612% | 1072.0637 | 96.1677 |  | 0.0078895
|  | 0.0078895 | 39.2913 | 1.206 | 4078457.075 | 377937.4844 | 35125.2525 | 4293112.7105 | 4293112.7105 | 0.043836 | 0.076255 | 0.0096649 | 0.0066908 | 0.010685 | 0.018754 | 0.0089704 | 0.017026 | 5.5562 | 9.6654 | 1.225 | 0.84806 | 1.3543 | 1.137 | 9.267% | 0.8612% | 1034.7364 | 96.1677 |  | 0.0078895
|  | 0.0078895 | 39.6457 | 1.3563 | 4078457.075 | 381346.4082 | 39502.8026 | 4293112.7105 | 4293112.7105 | 0.043703 | 0.070257 | 0.0096649 | 0.0066908 | 0.010685 | 0.018754 | 0.0089925 | 0.017068 | 5.5394 | 8.9052 | 1.225 | 0.84806 | 1.3543 | 1.1398 | 9.35% | 0.9686% | 1044.0696 | 108.1528 |  | 0.0078895
|  | 0.0078895 | 35.7088 | 1.3131 | 4078457.075 | 343477.9212 | 38244.5846 | 4293112.7105 | 4293112.7105 | 0.045325 | 0.07284 | 0.0096649 | 0.0066908 | 0.010685 | 0.018754 | 0.0089899 | 0.017063 | 5.745 | 9.2326 | 1.225 | 0.84806 | 1.3543 | 1.1395 | 8.422% | 0.9377% | 940.3913 | 104.708 |  | 0.0078895
|  | 0.0078895 | 46.7322 | 1.2846 | 4078457.075 | 449510.4542 | 37414.5102 | 4293112.7105 | 4293112.7105 | 0.041472 | 0.071501 | 0.0096649 | 0.0066908 | 0.010685 | 0.018754 | 0.0089116 | 0.016915 | 5.2566 | 9.0628 | 1.225 | 0.84806 | 1.3543 | 1.1296 | 11.02% | 0.9174% | 1230.6926 | 102.4353 |  | 0.0078895
|  | 0.0078895 | 40.0787 | 1.3131 | 4078457.075 | 385511.3742 | 38244.5846 | 4293112.7105 | 4293112.7105 | 0.043544 | 0.071718 | 0.0096649 | 0.0066908 | 0.010685 | 0.018754 | 0.0088957 | 0.016885 | 5.5193 | 9.0904 | 1.225 | 0.84806 | 1.3543 | 1.1275 | 9.452% | 0.9377% | 1055.4726 | 104.708 |  | 0.0078895
|  | 0.0078895 | 43.2282 | 1.2846 | 4078457.075 | 415805.9714 | 37414.5102 | 4293112.7105 | 4293112.7105 | 0.042484 | 0.072138 | 0.0096649 | 0.0066908 | 0.010685 | 0.018754 | 0.0089115 | 0.016915 | 5.3849 | 9.1436 | 1.225 | 0.84806 | 1.3543 | 1.1295 | 10.2% | 0.9174% | 1138.4147 | 102.4353 |  | 0.0078895
|  | 0.0078895 | 37.0471 | 1.206 | 4078457.075 | 356350.8405 | 35125.2525 | 4293112.7105 | 4293112.7105 | 0.044735 | 0.076821 | 0.0096649 | 0.0066908 | 0.010685 | 0.018754 | 0.0089573 | 0.017001 | 5.6702 | 9.7372 | 1.225 | 0.84806 | 1.3543 | 1.1354 | 8.737% | 0.8612% | 975.6354 | 96.1677 |  | 0.0078895
|  | 0.0078895 | 39.9213 | 1.2846 | 4078457.075 | 383997.3658 | 37414.5102 | 4293112.7105 | 4293112.7105 | 0.043602 | 0.072842 | 0.0096649 | 0.0066908 | 0.010685 | 0.018754 | 0.0088588 | 0.016816 | 5.5265 | 9.2328 | 1.225 | 0.84806 | 1.3543 | 1.1229 | 9.415% | 0.9174% | 1051.3275 | 102.4353 |  | 0.0078895
|  | 0.0078895 | 41.8897 | 1.2846 | 4078457.075 | 402931.1283 | 37414.5102 | 4293112.7105 | 4293112.7105 | 0.042915 | 0.07241 | 0.0096649 | 0.0066908 | 0.010685 | 0.018754 | 0.008965 | 0.017016 | 5.4395 | 9.178 | 1.225 | 0.84806 | 1.3543 | 1.1363 | 9.879% | 0.9174% | 1103.1653 | 102.4353 |  | 0.0078895
|  | 0.0078895 | 46.1811 | 1.2846 | 4078457.075 | 444209.5009 | 37414.5102 | 4293112.7105 | 4293112.7105 | 0.041621 | 0.071595 | 0.0096649 | 0.0066908 | 0.010685 | 0.018754 | 0.0088965 | 0.016887 | 5.2755 | 9.0747 | 1.225 | 0.84806 | 1.3543 | 1.1276 | 10.89% | 0.9174% | 1216.1793 | 102.4353 |  | 0.0078895
|  | 0.0078895 | 34.4882 | 1.3563 | 4078457.075 | 331737.1416 | 39502.8026 | 4293112.7105 | 4293112.7105 | 0.045903 | 0.071643 | 0.0096649 | 0.0066908 | 0.010685 | 0.018754 | 0.0088717 | 0.01684 | 5.8183 | 9.0808 | 1.225 | 0.84806 | 1.3543 | 1.1245 | 8.134% | 0.9686% | 908.2468 | 108.1528 |  | 0.0078895
|  | 0.0078895 | 39.4095 | 1.3563 | 4078457.075 | 379074.4336 | 39502.8026 | 4293112.7105 | 4293112.7105 | 0.043791 | 0.070313 | 0.0096649 | 0.0066908 | 0.010685 | 0.018754 | 0.0089601 | 0.017006 | 5.5506 | 8.9122 | 1.225 | 0.84806 | 1.3543 | 1.1357 | 9.295% | 0.9686% | 1037.8492 | 108.1528 |  | 0.0078895
|  | 0.0078895 | 41.0237 | 1.3563 | 4078457.075 | 394601.1962 | 39502.8026 | 4293112.7105 | 4293112.7105 | 0.043209 | 0.069946 | 0.0096649 | 0.0066908 | 0.010685 | 0.018754 | 0.0088473 | 0.016794 | 5.4768 | 8.8657 | 1.225 | 0.84806 | 1.3543 | 1.1214 | 9.675% | 0.9686% | 1080.3592 | 108.1528 |  | 0.0078895
|  | 0.0078895 | 38.7402 | 1.3131 | 4078457.075 | 372636.5311 | 38244.5846 | 4293112.7105 | 4293112.7105 | 0.044047 | 0.072035 | 0.0096649 | 0.0066908 | 0.010685 | 0.018754 | 0.0087523 | 0.016615 | 5.583 | 9.1305 | 1.225 | 0.84806 | 1.3543 | 1.1094 | 9.137% | 0.9377% | 1020.2232 | 104.708 |  | 0.0078895
|  | 0.0078895 | 46.4961 | 1.3563 | 4078457.075 | 447239.4416 | 39502.8026 | 4293112.7105 | 4293112.7105 | 0.041525 | 0.068881 | 0.0096187 | 0.0066355 | 0.010439 | 0.018494 | 0.0090378 | 0.017027 | 5.2633 | 8.7308 | 1.2192 | 0.84106 | 1.3232 | 1.1456 | 10.97% | 0.9686% | 1224.4749 | 108.1528 |  | 0.0078895
|  | 0.0078895 | 34.9999 | 1.3563 | 4078457.075 | 336659.1119 | 39502.8026 | 4293112.7105 | 4293112.7105 | 0.045656 | 0.071487 | 0.0096649 | 0.0066908 | 0.010685 | 0.018754 | 0.0089867 | 0.017057 | 5.7869 | 9.0611 | 1.225 | 0.84806 | 1.3543 | 1.1391 | 8.255% | 0.9686% | 921.7224 | 108.1528 |  | 0.0078895
|  | 0.0078895 | 40.4723 | 1.206 | 4078457.075 | 389297.3572 | 35125.2525 | 4293112.7105 | 4293112.7105 | 0.043403 | 0.075982 | 0.0096649 | 0.0066908 | 0.010685 | 0.018754 | 0.0088853 | 0.016866 | 5.5013 | 9.6308 | 1.225 | 0.84806 | 1.3543 | 1.1262 | 9.545% | 0.8612% | 1065.8381 | 96.1677 |  | 0.0078895
|  | 0.0078895 | 45.9449 | 1.206 | 4078457.075 | 441937.5264 | 35125.2525 | 4293112.7105 | 4293112.7105 | 0.041686 | 0.074901 | 0.0096649 | 0.0066908 | 0.010685 | 0.018754 | 0.0089063 | 0.016905 | 5.2837 | 9.4937 | 1.225 | 0.84806 | 1.3543 | 1.1289 | 10.84% | 0.8612% | 1209.959 | 96.1677 |  | 0.0078895
|  | 0.0078895 | 34.1338 | 1.3131 | 4078457.075 | 328328.2179 | 38244.5846 | 4293112.7105 | 4293112.7105 | 0.046079 | 0.073315 | 0.0096649 | 0.0066908 | 0.010685 | 0.018754 | 0.0087796 | 0.016666 | 5.8405 | 9.2927 | 1.225 | 0.84806 | 1.3543 | 1.1128 | 8.05% | 0.9377% | 898.9137 | 104.708 |  | 0.0078895
|  | 0.0078895 | 49.0945 | 1.2846 | 4078457.075 | 472233.0854 | 37414.5102 | 4293112.7105 | 4293112.7105 | 0.040871 | 0.071123 | 0.0096649 | 0.0066908 | 0.010685 | 0.018754 | 0.0088296 | 0.016761 | 5.1805 | 9.0148 | 1.225 | 0.84806 | 1.3543 | 1.1192 | 11.58% | 0.9174% | 1292.9037 | 102.4353 |  | 0.0078895
|  | 0.0078895 | 39.4095 | 1.2846 | 4078457.075 | 379074.4336 | 37414.5102 | 4293112.7105 | 4293112.7105 | 0.043791 | 0.072962 | 0.0096649 | 0.0066908 | 0.010685 | 0.018754 | 0.0090012 | 0.017084 | 5.5506 | 9.2479 | 1.225 | 0.84806 | 1.3543 | 1.1409 | 9.295% | 0.9174% | 1037.8492 | 102.4353 |  | 0.0078895
|  | 0.0078895 | 33.8976 | 1.2846 | 4078457.075 | 326056.2433 | 37414.5102 | 4293112.7105 | 4293112.7105 | 0.046198 | 0.074477 | 0.0096649 | 0.0066908 | 0.010685 | 0.018754 | 0.0089839 | 0.017051 | 5.8556 | 9.4401 | 1.225 | 0.84806 | 1.3543 | 1.1387 | 7.995% | 0.9174% | 892.6933 | 102.4353 |  | 0.0078895
|  | 0.0078895 | 34.1732 | 1.3131 | 4078457.075 | 328707.2009 | 38244.5846 | 4293112.7105 | 4293112.7105 | 0.046069 | 0.073312 | 0.0097073 | 0.0067415 | 0.010911 | 0.018993 | 0.0086451 | 0.016529 | 5.8393 | 9.2924 | 1.2304 | 0.8545 | 1.3829 | 1.0958 | 8.06% | 0.9377% | 899.9513 | 104.708 |  | 0.0078895
|  | 0.0078895 | 35.9449 | 1.3131 | 4078457.075 | 345748.9339 | 38244.5846 | 4293112.7105 | 4293112.7105 | 0.045228 | 0.072783 | 0.0097073 | 0.0067415 | 0.010911 | 0.018993 | 0.0088611 | 0.016936 | 5.7326 | 9.2252 | 1.2304 | 0.8545 | 1.3829 | 1.1231 | 8.477% | 0.9377% | 946.609 | 104.708 |  | 0.0078895
|  | 0.0078895 | 34.6851 | 1.3131 | 4078457.075 | 333631.095 | 38244.5846 | 4293112.7105 | 4293112.7105 | 0.045817 | 0.073154 | 0.0097073 | 0.0067415 | 0.010911 | 0.018993 | 0.0088527 | 0.01692 | 5.8073 | 9.2723 | 1.2304 | 0.8545 | 1.3829 | 1.1221 | 8.18% | 0.9377% | 913.4322 | 104.708 |  | 0.0078895
|  | 0.0078895 | 34.6851 | 1.3131 | 4078457.075 | 333631.095 | 38244.5846 | 4293112.7105 | 4293112.7105 | 0.045817 | 0.073154 | 0.0097073 | 0.0067415 | 0.010911 | 0.018993 | 0.0088948 | 0.016999 | 5.8073 | 9.2723 | 1.2304 | 0.8545 | 1.3829 | 1.1274 | 8.18% | 0.9377% | 913.4322 | 104.708 |  | 0.0078895
|  | 0.0078895 | 34.1732 | 1.3131 | 4078457.075 | 328707.2009 | 38244.5846 | 4293112.7105 | 4293112.7105 | 0.046069 | 0.073312 | 0.0097073 | 0.0067415 | 0.010911 | 0.018993 | 0.0086949 | 0.016623 | 5.8393 | 9.2924 | 1.2304 | 0.8545 | 1.3829 | 1.1021 | 8.06% | 0.9377% | 899.9513 | 104.708 |  | 0.0078895
|  | 0.0078895 | 34.803 | 1.3563 | 4078457.075 | 334765.1585 | 39502.8026 | 4293112.7105 | 4293112.7105 | 0.04575 | 0.071547 | 0.0096649 | 0.0066908 | 0.010685 | 0.018754 | 0.0088852 | 0.016865 | 5.7989 | 9.0686 | 1.225 | 0.84806 | 1.3543 | 1.1262 | 8.208% | 0.9686% | 916.5371 | 108.1528 |  | 0.0078895
|  | 0.0078895 | 39.6064 | 1.2846 | 4078457.075 | 380968.387 | 37414.5102 | 4293112.7105 | 4293112.7105 | 0.043718 | 0.072915 | 0.0096649 | 0.0066908 | 0.010685 | 0.018754 | 0.0089472 | 0.016982 | 5.5413 | 9.2421 | 1.225 | 0.84806 | 1.3543 | 1.1341 | 9.341% | 0.9174% | 1043.0346 | 102.4353 |  | 0.0078895
|  | 0.0078895 | 38.6615 | 1.206 | 4078457.075 | 371879.5269 | 35125.2525 | 4293112.7105 | 4293112.7105 | 0.044078 | 0.076407 | 0.0096649 | 0.0066908 | 0.010685 | 0.018754 | 0.0089745 | 0.017034 | 5.5869 | 9.6847 | 1.225 | 0.84806 | 1.3543 | 1.1375 | 9.118% | 0.8612% | 1018.1507 | 96.1677 |  | 0.0078895
|  | 0.0078895 | 45.9449 | 1.206 | 4078457.075 | 441937.5264 | 35125.2525 | 4293112.7105 | 4293112.7105 | 0.041686 | 0.074901 | 0.0096649 | 0.0066908 | 0.010685 | 0.018754 | 0.0088769 | 0.01685 | 5.2837 | 9.4937 | 1.225 | 0.84806 | 1.3543 | 1.1251 | 10.84% | 0.8612% | 1209.959 | 96.1677 |  | 0.0078895
|  | 0.0078895 | 42.4017 | 1.206 | 4078457.075 | 407855.9843 | 35125.2525 | 4293112.7105 | 4293112.7105 | 0.042747 | 0.075569 | 0.0096649 | 0.0066908 | 0.010685 | 0.018754 | 0.0087903 | 0.016687 | 5.4182 | 9.5784 | 1.225 | 0.84806 | 1.3543 | 1.1142 | 10% | 0.8612% | 1116.6488 | 96.1677 |  | 0.0078895
|  | 0.0078895 | 34.2127 | 1.2846 | 4078457.075 | 329087.1459 | 37414.5102 | 4293112.7105 | 4293112.7105 | 0.046039 | 0.074378 | 0.0096649 | 0.0066908 | 0.010685 | 0.018754 | 0.0088791 | 0.016854 | 5.8355 | 9.4274 | 1.225 | 0.84806 | 1.3543 | 1.1254 | 8.069% | 0.9174% | 900.9915 | 102.4353 |  | 0.0078895
|  | 0.0078895 | 44.4095 | 1.2846 | 4078457.075 | 427168.7299 | 37414.5102 | 4293112.7105 | 4293112.7105 | 0.042125 | 0.071912 | 0.0096649 | 0.0066908 | 0.010685 | 0.018754 | 0.0087549 | 0.01662 | 5.3394 | 9.1149 | 1.225 | 0.84806 | 1.3543 | 1.1097 | 10.47% | 0.9174% | 1169.5242 | 102.4353 |  | 0.0078895
|  | 0.0078895 | 39.8031 | 1.2846 | 4078457.075 | 382860.4166 | 37414.5102 | 4293112.7105 | 4293112.7105 | 0.043645 | 0.072869 | 0.0096649 | 0.0066908 | 0.010685 | 0.018754 | 0.0088767 | 0.016849 | 5.532 | 9.2363 | 1.225 | 0.84806 | 1.3543 | 1.1251 | 9.387% | 0.9174% | 1048.2147 | 102.4353 |  | 0.0078895
|  | 0.0078895 | 34.2522 | 1.2846 | 4078457.075 | 329467.0908 | 37414.5102 | 4293112.7105 | 4293112.7105 | 0.04602 | 0.074365 | 0.0096649 | 0.0066908 | 0.010685 | 0.018754 | 0.008927 | 0.016944 | 5.833 | 9.4259 | 1.225 | 0.84806 | 1.3543 | 1.1315 | 8.078% | 0.9174% | 902.0317 | 102.4353 |  | 0.0078895
|  | 0.0078895 | 38.3071 | 1.3563 | 4078457.075 | 368470.6032 | 39502.8026 | 4293112.7105 | 4293112.7105 | 0.044217 | 0.070581 | 0.0096649 | 0.0066908 | 0.010685 | 0.018754 | 0.0088416 | 0.016783 | 5.6046 | 8.9462 | 1.225 | 0.84806 | 1.3543 | 1.1207 | 9.035% | 0.9686% | 1008.8175 | 108.1528 |  | 0.0078895
|  | 0.0078895 | 37.3621 | 1.206 | 4078457.075 | 359380.7812 | 35125.2525 | 4293112.7105 | 4293112.7105 | 0.044602 | 0.076738 | 0.0096649 | 0.0066908 | 0.010685 | 0.018754 | 0.0089465 | 0.016981 | 5.6534 | 9.7266 | 1.225 | 0.84806 | 1.3543 | 1.134 | 8.812% | 0.8612% | 983.931 | 96.1677 |  | 0.0078895
|  | 0.0078895 | 38.6615 | 1.206 | 4078457.075 | 371879.5269 | 35125.2525 | 4293112.7105 | 4293112.7105 | 0.044078 | 0.076407 | 0.0096649 | 0.0066908 | 0.010685 | 0.018754 | 0.0090033 | 0.017088 | 5.5869 | 9.6847 | 1.225 | 0.84806 | 1.3543 | 1.1412 | 9.118% | 0.8612% | 1018.1507 | 96.1677 |  | 0.0078895
|  | 0.0078895 | 40.5512 | 1.3563 | 4078457.075 | 390056.2852 | 39502.8026 | 4293112.7105 | 4293112.7105 | 0.043375 | 0.07005 | 0.0096649 | 0.0066908 | 0.010685 | 0.018754 | 0.0089035 | 0.0169 | 5.4978 | 8.8789 | 1.225 | 0.84806 | 1.3543 | 1.1285 | 9.564% | 0.9686% | 1067.9159 | 108.1528 |  | 0.0078895
|  | 0.0078895 | 39.2913 | 1.206 | 4078457.075 | 377937.4844 | 35125.2525 | 4293112.7105 | 4293112.7105 | 0.043836 | 0.076255 | 0.0096649 | 0.0066908 | 0.010685 | 0.018754 | 0.0089911 | 0.017065 | 5.5562 | 9.6654 | 1.225 | 0.84806 | 1.3543 | 1.1396 | 9.267% | 0.8612% | 1034.7364 | 96.1677 |  | 0.0078895
|  | 0.0078895 | 33.6219 | 1.2846 | 4078457.075 | 323404.3238 | 37414.5102 | 4293112.7105 | 4293112.7105 | 0.046339 | 0.074566 | 0.0096649 | 0.0066908 | 0.010685 | 0.018754 | 0.0089961 | 0.017074 | 5.8735 | 9.4513 | 1.225 | 0.84806 | 1.3543 | 1.1403 | 7.93% | 0.9174% | 885.4328 | 102.4353 |  | 0.0078895
|  | 0.0078895 | 35.5117 | 1.3131 | 4078457.075 | 341582.044 | 38244.5846 | 4293112.7105 | 4293112.7105 | 0.045416 | 0.072897 | 0.0096649 | 0.0066908 | 0.010685 | 0.018754 | 0.009 | 0.017082 | 5.7565 | 9.2398 | 1.225 | 0.84806 | 1.3543 | 1.1408 | 8.375% | 0.9377% | 935.2007 | 104.708 |  | 0.0078895
|  | 0.0078895 | 39.5277 | 1.3563 | 4078457.075 | 380211.3828 | 39502.8026 | 4293112.7105 | 4293112.7105 | 0.043747 | 0.070285 | 0.0096649 | 0.0066908 | 0.010685 | 0.018754 | 0.0088654 | 0.016828 | 5.545 | 8.9087 | 1.225 | 0.84806 | 1.3543 | 1.1237 | 9.322% | 0.9686% | 1040.962 | 108.1528 |  | 0.0078895
|  | 0.0078895 | 44.8032 | 1.2846 | 4078457.075 | 430955.6747 | 37414.5102 | 4293112.7105 | 4293112.7105 | 0.042009 | 0.071839 | 0.0096649 | 0.0066908 | 0.010685 | 0.018754 | 0.0087624 | 0.016634 | 5.3247 | 9.1057 | 1.225 | 0.84806 | 1.3543 | 1.1106 | 10.57% | 0.9174% | 1179.8923 | 102.4353 |  | 0.0078895
|  | 0.0055625 | 26.4174 | 1.0209 | 4078457.075 | 254105.2524 | 29734.1379 | 4293112.7105 | 4293112.7105 | 0.053378 | 0.092796 | 0.011918 | 0.0089298 | 0.012621 | 0.020667 | 0.011494 | 0.019522 | 9.5961 | 16.6825 | 2.1426 | 1.6054 | 2.2689 | 2.0663 | 6.23% | 0.7291% | 695.7023 | 81.4076
|  | 0.0055625 | 25.9054 | 1.0037 | 4078457.075 | 249180.3964 | 29233.1807 | 4293112.7105 | 4293112.7105 | 0.053831 | 0.094168 | 0.011989 | 0.0090144 | 0.012997 | 0.021065 | 0.011321 | 0.01939 | 9.6775 | 16.929 | 2.1553 | 1.6206 | 2.3365 | 2.0353 | 6.11% | 0.7168% | 682.2187 | 80.0361
|  | 0.0055625 | 26.6142 | 1.0209 | 4078457.075 | 255998.2439 | 29734.1379 | 4293112.7105 | 4293112.7105 | 0.053215 | 0.092694 | 0.011918 | 0.0089298 | 0.012621 | 0.020667 | 0.011501 | 0.019535 | 9.5668 | 16.664 | 2.1426 | 1.6054 | 2.2689 | 2.0675 | 6.277% | 0.7291% | 700.885 | 81.4076
|  | 0.0055625 | 26.0235 | 1.0037 | 4078457.075 | 250316.3837 | 29233.1807 | 4293112.7105 | 4293112.7105 | 0.053727 | 0.094101 | 0.01198 | 0.009004 | 0.012951 | 0.021016 | 0.011242 | 0.019217 | 9.6587 | 16.9171 | 2.1538 | 1.6187 | 2.3282 | 2.0211 | 6.138% | 0.7168% | 685.3289 | 80.0361
|  | 0.0055625 | 27.8348 | 1.0037 | 4078457.075 | 267739.0235 | 29233.1807 | 4293112.7105 | 4293112.7105 | 0.05227 | 0.093184 | 0.011986 | 0.0090109 | 0.012981 | 0.021049 | 0.01114 | 0.01904 | 9.3969 | 16.7522 | 2.1548 | 1.6199 | 2.3337 | 2.0026 | 6.565% | 0.7168% | 733.0295 | 80.0361
|  | 0.0055625 | 26.378 | 1.0209 | 4078457.075 | 253726.2693 | 29734.1379 | 4293112.7105 | 4293112.7105 | 0.053416 | 0.092822 | 0.011939 | 0.008955 | 0.012733 | 0.020786 | 0.011373 | 0.019352 | 9.6029 | 16.6871 | 2.1464 | 1.6099 | 2.289 | 2.0445 | 6.221% | 0.7291% | 694.6647 | 81.4076
|  | 0.0055625 | 26.2993 | 1.0209 | 4078457.075 | 252969.2651 | 29734.1379 | 4293112.7105 | 4293112.7105 | 0.053492 | 0.092874 | 0.011983 | 0.009007 | 0.012964 | 0.021031 | 0.011302 | 0.019336 | 9.6166 | 16.6964 | 2.1542 | 1.6192 | 2.3307 | 2.0318 | 6.203% | 0.7291% | 692.5921 | 81.4076
|  | 0.0038785 | 23.2284 | 0.2713 | 4078457.075 | 223430.7102 | 7901.7255 | 4293112.7105 | 4293112.7105 | 0.058108 | 0.27046 | 0.013671 | 0.010696 | 0.014671 | 0.022739 | 0.012879 | 0.02083 | 14.9821 | 69.7338 | 3.5249 | 2.7578 | 3.7827 | 3.3205 | 5.478% | 0.1937% | 611.7199 | 21.6337
|  | 0.0038785 | 23.9371 | 0.2713 | 4078457.075 | 230247.5958 | 7901.7255 | 4293112.7105 | 4293112.7105 | 0.057365 | 0.26999 | 0.013671 | 0.010696 | 0.014671 | 0.022739 | 0.012938 | 0.020943 | 14.7905 | 69.6131 | 3.5249 | 2.7578 | 3.7827 | 3.3359 | 5.645% | 0.1937% | 630.3836 | 21.6337
|  | 0.0038785 | 22.9134 | 0.2713 | 4078457.075 | 220400.7695 | 7901.7255 | 4293112.7105 | 4293112.7105 | 0.058453 | 0.27068 | 0.013671 | 0.010696 | 0.014671 | 0.022739 | 0.01277 | 0.020626 | 15.071 | 69.7899 | 3.5249 | 2.7578 | 3.7827 | 3.2926 | 5.404% | 0.1937% | 603.4244 | 21.6337
|  | 0.0056635 | 2.2835 | 0.2182 | 4078457.075 | 21964.6651 | 6355.1659 | 4293112.7105 | 4293112.7105 | 0.27065 | 0.47141 | 0.011851 | 0.0088688 | 0.012698 | 0.020754 | 0.011186 | 0.019122 | 47.7877 | 83.2371 | 2.0925 | 1.566 | 2.242 | 1.975 | 0.5386% | 0.1558% | 60.136 | 17.3995
|  | 0.0056635 | 2.4409 | 0.2182 | 4078457.075 | 23478.6735 | 6355.1659 | 4293112.7105 | 4293112.7105 | 0.25421 | 0.46103 | 0.011836 | 0.0088508 | 0.012617 | 0.020669 | 0.011177 | 0.019065 | 44.8852 | 81.4046 | 2.0898 | 1.5628 | 2.2279 | 1.9735 | 0.5757% | 0.1558% | 64.2811 | 17.3995
|  | 0.0056635 | 2.5984 | 0.2182 | 4078457.075 | 24993.6439 | 6355.1659 | 4293112.7105 | 4293112.7105 | 0.23978 | 0.45193 | 0.011933 | 0.0089675 | 0.013137 | 0.021219 | 0.011055 | 0.019102 | 42.3373 | 79.7977 | 2.1071 | 1.5834 | 2.3195 | 1.952 | 0.6128% | 0.1558% | 68.4289 | 17.3995
|  | 0.0056635 | 3.0316 | 0.3447 | 4078457.075 | 29160.5337 | 10039.5311 | 4293112.7105 | 4293112.7105 | 0.20775 | 0.32357 | 0.011851 | 0.0088688 | 0.012698 | 0.020754 | 0.011326 | 0.019386 | 36.6826 | 57.1333 | 2.0925 | 1.566 | 2.242 | 1.9998 | 0.715% | 0.2462% | 79.8372 | 27.4867
|  | 0.0056635 | 2.4015 | 0.2182 | 4078457.075 | 23099.6905 | 6355.1659 | 4293112.7105 | 4293112.7105 | 0.25813 | 0.46352 | 0.011886 | 0.0089112 | 0.012886 | 0.020954 | 0.011048 | 0.018959 | 45.578 | 81.8427 | 2.0987 | 1.5734 | 2.2753 | 1.9507 | 0.5664% | 0.1558% | 63.2435 | 17.3995
|  | 0.0056635 | 2.4015 | 0.2182 | 4078457.075 | 23099.6905 | 6355.1659 | 4293112.7105 | 4293112.7105 | 0.25813 | 0.46352 | 0.011886 | 0.0089112 | 0.012886 | 0.020954 | 0.011191 | 0.01923 | 45.578 | 81.8427 | 2.0987 | 1.5734 | 2.2753 | 1.976 | 0.5664% | 0.1558% | 63.2435 | 17.3995
|  | 0.0072755 | 31.6536 | 0.8128 | 4078457.075 | 304471.5232 | 23673.1387 | 4293112.7105 | 4293112.7105 | 0.048028 | 0.10493 | 0.010262 | 0.007285 | 0.011207 | 0.019271 | 0.0096138 | 0.01765 | 6.6013 | 14.4226 | 1.4105 | 1.0013 | 1.5404 | 1.3214 | 7.465% | 0.5804% | 833.5976 | 64.8135
|  | 0.045123 | 31.9686 | 0.8128 | 4078457.075 | 307501.4638 | 23673.1387 | 4293112.7105 | 4293112.7105 | 0.0099972 | 0.066969 | -0.027591 | -0.030569 | -0.026671 | -0.018609 | -0.028329 | -0.020393 | 0.22155 | 1.4841 | -0.61146 | -0.67747 | -0.59107 | -0.62783 | 7.54% | 0.5804% | 841.8931 | 64.8135 | 0.045123 | 0.045123
|  | 0.045123 | 34.4883 | 0.8128 | 4078457.075 | 331738.1035 | 23673.1387 | 4293112.7105 | 4293112.7105 | 0.0086644 | 0.066129 | -0.027591 | -0.030569 | -0.026671 | -0.018609 | -0.028199 | -0.020148 | 0.19202 | 1.4655 | -0.61146 | -0.67747 | -0.59107 | -0.62494 | 8.134% | 0.5804% | 908.2494 | 64.8135 | 0.045123 | 0.045123
|  | 0.045123 | 32.7165 | 0.8128 | 4078457.075 | 314695.4087 | 23673.1387 | 4293112.7105 | 4293112.7105 | 0.0095802 | 0.066706 | -0.027591 | -0.030569 | -0.026671 | -0.018609 | -0.028208 | -0.020164 | 0.21231 | 1.4783 | -0.61146 | -0.67747 | -0.59107 | -0.62513 | 7.716% | 0.5804% | 861.5891 | 64.8135 | 0.045123 | 0.045123
|  | 0.045123 | 31.9292 | 0.7047 | 4078457.075 | 307122.4808 | 20524.6811 | 4293112.7105 | 4293112.7105 | 0.01002 | 0.079124 | -0.027591 | -0.030569 | -0.026671 | -0.018609 | -0.028176 | -0.020105 | 0.22205 | 1.7535 | -0.61146 | -0.67747 | -0.59107 | -0.62444 | 7.53% | 0.5032% | 840.8555 | 56.1935 | 0.045123 | 0.045123
|  | 0.045123 | 32.2835 | 0.8128 | 4078457.075 | 310530.4426 | 23673.1387 | 4293112.7105 | 4293112.7105 | 0.0098192 | 0.066857 | -0.027591 | -0.030569 | -0.026671 | -0.018609 | -0.028195 | -0.02014 | 0.21761 | 1.4817 | -0.61146 | -0.67747 | -0.59107 | -0.62484 | 7.614% | 0.5804% | 850.186 | 64.8135 | 0.045123 | 0.045123
|  | 0.045123 | 34.2519 | 0.7047 | 4078457.075 | 329464.2051 | 20524.6811 | 4293112.7105 | 4293112.7105 | 0.0087848 | 0.078347 | -0.027575 | -0.03055 | -0.026587 | -0.01852 | -0.028303 | -0.020301 | 0.19469 | 1.7363 | -0.61111 | -0.67705 | -0.5892 | -0.62725 | 8.078% | 0.5032% | 902.0238 | 56.1935 | 0.045123 | 0.045123
|  | 0.045123 | 31.4172 | 0.8128 | 4078457.075 | 302197.6248 | 23673.1387 | 4293112.7105 | 4293112.7105 | 0.010317 | 0.06717 | -0.027591 | -0.030569 | -0.026671 | -0.018609 | -0.028303 | -0.020343 | 0.22865 | 1.4886 | -0.61146 | -0.67747 | -0.59107 | -0.62724 | 7.41% | 0.5804% | 827.372 | 64.8135 | 0.045123 | 0.045123
|  | 0.045123 | 32.8347 | 0.7047 | 4078457.075 | 315832.3578 | 20524.6811 | 4293112.7105 | 4293112.7105 | 0.0095197 | 0.07881 | -0.027575 | -0.03055 | -0.026587 | -0.01852 | -0.028442 | -0.020562 | 0.21097 | 1.7466 | -0.61111 | -0.67705 | -0.5892 | -0.63032 | 7.744% | 0.5032% | 864.7019 | 56.1935 | 0.045123 | 0.045123
|  | 0.045123 | 32.2442 | 0.8128 | 4078457.075 | 310152.4214 | 23673.1387 | 4293112.7105 | 4293112.7105 | 0.0098412 | 0.06687 | -0.027591 | -0.030569 | -0.026671 | -0.018609 | -0.028205 | -0.020158 | 0.2181 | 1.482 | -0.61146 | -0.67747 | -0.59107 | -0.62506 | 7.605% | 0.5804% | 849.1511 | 64.8135 | 0.045123 | 0.045123
|  | 0.045123 | 31.9686 | 0.8128 | 4078457.075 | 307501.4638 | 23673.1387 | 4293112.7105 | 4293112.7105 | 0.0099972 | 0.066969 | -0.027591 | -0.030569 | -0.026671 | -0.018609 | -0.028184 | -0.02012 | 0.22155 | 1.4841 | -0.61146 | -0.67747 | -0.59107 | -0.62461 | 7.54% | 0.5804% | 841.8931 | 64.8135 | 0.045123 | 0.045123
|  | 0.045123 | 33.0707 | 0.8128 | 4078457.075 | 318102.4086 | 23673.1387 | 4293112.7105 | 4293112.7105 | 0.0093929 | 0.066589 | -0.027575 | -0.03055 | -0.026587 | -0.01852 | -0.028253 | -0.020207 | 0.20816 | 1.4757 | -0.61111 | -0.67705 | -0.5892 | -0.62614 | 7.8% | 0.5804% | 870.9169 | 64.8135 | 0.045123 | 0.045123
|  | 0.045123 | 38.0708 | 0.8128 | 4078457.075 | 366197.6667 | 23673.1387 | 4293112.7105 | 4293112.7105 | 0.0070731 | 0.065127 | -0.027591 | -0.030569 | -0.026671 | -0.018609 | -0.028305 | -0.020347 | 0.15675 | 1.4433 | -0.61146 | -0.67747 | -0.59107 | -0.62728 | 8.979% | 0.5804% | 1002.5946 | 64.8135 | 0.045123 | 0.045123
|  | 0.045123 | 32.5983 | 0.7047 | 4078457.075 | 313558.4595 | 20524.6811 | 4293112.7105 | 4293112.7105 | 0.0096448 | 0.078888 | -0.027591 | -0.030569 | -0.026671 | -0.018609 | -0.028328 | -0.020392 | 0.21374 | 1.7483 | -0.61146 | -0.67747 | -0.59107 | -0.62781 | 7.688% | 0.5032% | 858.4763 | 56.1935 | 0.045123 | 0.045123
|  | 0.045123 | 33.189 | 0.8128 | 4078457.075 | 319240.3196 | 23673.1387 | 4293112.7105 | 4293112.7105 | 0.0093264 | 0.066546 | -0.027591 | -0.030569 | -0.026671 | -0.018609 | -0.028186 | -0.020123 | 0.20669 | 1.4748 | -0.61146 | -0.67747 | -0.59107 | -0.62465 | 7.827% | 0.5804% | 874.0324 | 64.8135 | 0.045123 | 0.045123
|  | 0.045123 | 33.5826 | 0.7047 | 4078457.075 | 323026.3026 | 20524.6811 | 4293112.7105 | 4293112.7105 | 0.0091205 | 0.078558 | -0.027591 | -0.030569 | -0.026671 | -0.018609 | -0.028212 | -0.020171 | 0.20212 | 1.741 | -0.61146 | -0.67747 | -0.59107 | -0.62522 | 7.92% | 0.5032% | 884.3978 | 56.1935 | 0.045123 | 0.045123
|  | 0.045123 | 38.1497 | 0.8128 | 4078457.075 | 366956.5947 | 23673.1387 | 4293112.7105 | 4293112.7105 | 0.0070415 | 0.065107 | -0.027591 | -0.030569 | -0.026671 | -0.018609 | -0.028227 | -0.020201 | 0.15605 | 1.4429 | -0.61146 | -0.67747 | -0.59107 | -0.62557 | 8.997% | 0.5804% | 1004.6724 | 64.8135 | 0.045123 | 0.045123
|  | 0.045123 | 31.9686 | 0.7047 | 4078457.075 | 307501.4638 | 20524.6811 | 4293112.7105 | 4293112.7105 | 0.010001 | 0.079114 | -0.027575 | -0.03055 | -0.026587 | -0.01852 | -0.028457 | -0.020591 | 0.22163 | 1.7533 | -0.61111 | -0.67705 | -0.5892 | -0.63066 | 7.54% | 0.5032% | 841.8931 | 56.1935 | 0.045123 | 0.045123
|  | 0.045123 | 33.6613 | 0.8128 | 4078457.075 | 323783.3069 | 23673.1387 | 4293112.7105 | 4293112.7105 | 0.0090799 | 0.066391 | -0.027591 | -0.030569 | -0.026671 | -0.018609 | -0.028206 | -0.02016 | 0.20122 | 1.4713 | -0.61146 | -0.67747 | -0.59107 | -0.62508 | 7.939% | 0.5804% | 886.4704 | 64.8135 | 0.045123 | 0.045123
|  | 0.045123 | 31.7716 | 0.8128 | 4078457.075 | 305606.5485 | 23673.1387 | 4293112.7105 | 4293112.7105 | 0.01011 | 0.06704 | -0.027591 | -0.030569 | -0.026671 | -0.018609 | -0.028307 | -0.02035 | 0.22406 | 1.4857 | -0.61146 | -0.67747 | -0.59107 | -0.62732 | 7.493% | 0.5804% | 836.7051 | 64.8135 | 0.045123 | 0.045123
|  | 0.045123 | 33.622 | 0.8128 | 4078457.075 | 323405.2857 | 23673.1387 | 4293112.7105 | 4293112.7105 | 0.0091038 | 0.066407 | -0.027575 | -0.03055 | -0.026587 | -0.01852 | -0.028224 | -0.020151 | 0.20175 | 1.4717 | -0.61111 | -0.67705 | -0.5892 | -0.62548 | 7.93% | 0.5804% | 885.4354 | 64.8135 | 0.045123 | 0.045123
|  | 0.045123 | 31.2993 | 0.7047 | 4078457.075 | 301063.5613 | 20524.6811 | 4293112.7105 | 4293112.7105 | 0.010387 | 0.079356 | -0.027591 | -0.030569 | -0.026671 | -0.018609 | -0.028166 | -0.020086 | 0.2302 | 1.7587 | -0.61146 | -0.67747 | -0.59107 | -0.62421 | 7.382% | 0.5032% | 824.2671 | 56.1935 | 0.045123 | 0.045123
|  | 0.045123 | 37.5982 | 0.8128 | 4078457.075 | 361651.7939 | 23673.1387 | 4293112.7105 | 4293112.7105 | 0.0072657 | 0.065248 | -0.027591 | -0.030569 | -0.026671 | -0.018609 | -0.028183 | -0.020117 | 0.16102 | 1.446 | -0.61146 | -0.67747 | -0.59107 | -0.62458 | 8.867% | 0.5804% | 990.1486 | 64.8135 | 0.045123 | 0.045123
|  | 0.045123 | 33.3071 | 0.7047 | 4078457.075 | 320376.3069 | 20524.6811 | 4293112.7105 | 4293112.7105 | 0.0092678 | 0.078652 | -0.027575 | -0.03055 | -0.026587 | -0.01852 | -0.028262 | -0.020223 | 0.20539 | 1.7431 | -0.61111 | -0.67705 | -0.5892 | -0.62633 | 7.855% | 0.5032% | 877.1425 | 56.1935 | 0.045123 | 0.045123
|  | 0.045123 | 31.4172 | 0.8128 | 4078457.075 | 302197.6248 | 23673.1387 | 4293112.7105 | 4293112.7105 | 0.010317 | 0.06717 | -0.027591 | -0.030569 | -0.026671 | -0.018609 | -0.02822 | -0.020188 | 0.22865 | 1.4886 | -0.61146 | -0.67747 | -0.59107 | -0.62541 | 7.41% | 0.5804% | 827.372 | 64.8135 | 0.045123 | 0.045123
|  | 0.045123 | 32.7166 | 0.8128 | 4078457.075 | 314696.3705 | 23673.1387 | 4293112.7105 | 4293112.7105 | 0.0095801 | 0.066706 | -0.027591 | -0.030569 | -0.026671 | -0.018609 | -0.0282 | -0.020149 | 0.21231 | 1.4783 | -0.61146 | -0.67747 | -0.59107 | -0.62496 | 7.716% | 0.5804% | 861.5917 | 64.8135 | 0.045123 | 0.045123
|  | 0.045123 | 31.5748 | 0.7047 | 4078457.075 | 303713.557 | 20524.6811 | 4293112.7105 | 4293112.7105 | 0.010225 | 0.079253 | -0.027591 | -0.030569 | -0.026671 | -0.018609 | -0.028236 | -0.020218 | 0.2266 | 1.7564 | -0.61146 | -0.67747 | -0.59107 | -0.62576 | 7.447% | 0.5032% | 831.5224 | 56.1935 | 0.045123 | 0.045123
|  | 0.045123 | 39.5276 | 0.8128 | 4078457.075 | 380210.4209 | 23673.1387 | 4293112.7105 | 4293112.7105 | 0.0065069 | 0.064769 | -0.027598 | -0.030578 | -0.026708 | -0.018648 | -0.028345 | -0.020442 | 0.1442 | 1.4354 | -0.61162 | -0.67765 | -0.59189 | -0.62817 | 9.322% | 0.5804% | 1040.9594 | 64.8135 | 0.045123 | 0.045123
|  | 0.045123 | 30.9841 | 0.7047 | 4078457.075 | 298031.6969 | 20524.6811 | 4293112.7105 | 4293112.7105 | 0.010577 | 0.079475 | -0.027591 | -0.030569 | -0.026671 | -0.018609 | -0.028418 | -0.020561 | 0.2344 | 1.7613 | -0.61146 | -0.67747 | -0.59107 | -0.6298 | 7.307% | 0.5032% | 815.9663 | 56.1935 | 0.045123 | 0.045123
|  | 0.045123 | 33.7007 | 0.7047 | 4078457.075 | 324162.2899 | 20524.6811 | 4293112.7105 | 4293112.7105 | 0.0090596 | 0.078519 | -0.027591 | -0.030569 | -0.026671 | -0.018609 | -0.028186 | -0.020124 | 0.20078 | 1.7401 | -0.61146 | -0.67747 | -0.59107 | -0.62466 | 7.948% | 0.5032% | 887.508 | 56.1935 | 0.045123 | 0.045123
|  | 0.045123 | 32.4409 | 0.7047 | 4078457.075 | 312044.451 | 20524.6811 | 4293112.7105 | 4293112.7105 | 0.009739 | 0.07895 | -0.027559 | -0.030531 | -0.026502 | -0.018429 | -0.028289 | -0.020231 | 0.21583 | 1.7497 | -0.61076 | -0.67662 | -0.58732 | -0.62694 | 7.651% | 0.5032% | 854.3311 | 56.1935 | 0.045123 | 0.045123
|  | 0.045123 | 32.3229 | 0.8128 | 4078457.075 | 310909.4257 | 23673.1387 | 4293112.7105 | 4293112.7105 | 0.0097972 | 0.066843 | -0.027591 | -0.030569 | -0.026671 | -0.018609 | -0.028193 | -0.020136 | 0.21712 | 1.4813 | -0.61146 | -0.67747 | -0.59107 | -0.6248 | 7.623% | 0.5804% | 851.2236 | 64.8135 | 0.045123 | 0.045123
|  | 0.045123 | 31.9686 | 0.8128 | 4078457.075 | 307501.4638 | 23673.1387 | 4293112.7105 | 4293112.7105 | 0.0099972 | 0.066969 | -0.027591 | -0.030569 | -0.026671 | -0.018609 | -0.028237 | -0.020219 | 0.22155 | 1.4841 | -0.61146 | -0.67747 | -0.59107 | -0.62578 | 7.54% | 0.5804% | 841.8931 | 64.8135 | 0.045123 | 0.045123
|  | 0.045123 | 32.1654 | 0.7047 | 4078457.075 | 309394.4553 | 20524.6811 | 4293112.7105 | 4293112.7105 | 0.0098855 | 0.07904 | -0.027591 | -0.030569 | -0.026671 | -0.018609 | -0.028179 | -0.02011 | 0.21908 | 1.7516 | -0.61146 | -0.67747 | -0.59107 | -0.62449 | 7.586% | 0.5032% | 847.0759 | 56.1935 | 0.045123 | 0.045123
|  | 0.045123 | 31.9292 | 0.8128 | 4078457.075 | 307122.4808 | 23673.1387 | 4293112.7105 | 4293112.7105 | 0.01002 | 0.066983 | -0.027591 | -0.030569 | -0.026671 | -0.018609 | -0.028235 | -0.020216 | 0.22205 | 1.4845 | -0.61146 | -0.67747 | -0.59107 | -0.62574 | 7.53% | 0.5804% | 840.8555 | 64.8135 | 0.045123 | 0.045123
|  | 0.045123 | 33.8188 | 0.7047 | 4078457.075 | 325298.2772 | 20524.6811 | 4293112.7105 | 4293112.7105 | 0.0090029 | 0.078485 | -0.027575 | -0.03055 | -0.026587 | -0.01852 | -0.02824 | -0.020182 | 0.19952 | 1.7394 | -0.61111 | -0.67705 | -0.5892 | -0.62585 | 7.976% | 0.5032% | 890.6181 | 56.1935 | 0.045123 | 0.045123
|  | 0.045123 | 34.6851 | 0.7047 | 4078457.075 | 333631.095 | 20524.6811 | 4293112.7105 | 4293112.7105 | 0.0085759 | 0.078217 | -0.027559 | -0.030531 | -0.026502 | -0.018429 | -0.028309 | -0.020269 | 0.19006 | 1.7334 | -0.61076 | -0.67662 | -0.58732 | -0.62738 | 8.18% | 0.5032% | 913.4322 | 56.1935 | 0.045123 | 0.045123
|  | 0.045123 | 31.9292 | 0.7047 | 4078457.075 | 307122.4808 | 20524.6811 | 4293112.7105 | 4293112.7105 | 0.01002 | 0.079124 | -0.027591 | -0.030569 | -0.026671 | -0.018609 | -0.028443 | -0.020607 | 0.22205 | 1.7535 | -0.61146 | -0.67747 | -0.59107 | -0.63034 | 7.53% | 0.5032% | 840.8555 | 56.1935 | 0.045123 | 0.045123
|  | 0.045123 | 37.4411 | 0.8128 | 4078457.075 | 360140.6711 | 23673.1387 | 4293112.7105 | 4293112.7105 | 0.0073321 | 0.06529 | -0.027585 | -0.030562 | -0.02664 | -0.018576 | -0.028206 | -0.020145 | 0.16249 | 1.4469 | -0.61133 | -0.67732 | -0.59039 | -0.62508 | 8.83% | 0.5804% | 986.0114 | 64.8135 | 0.045123 | 0.045123
|  | 0.045123 | 35.7874 | 0.7047 | 4078457.075 | 344233.9635 | 20524.6811 | 4293112.7105 | 4293112.7105 | 0.008058 | 0.077891 | -0.027559 | -0.030531 | -0.026502 | -0.018429 | -0.028319 | -0.020286 | 0.17858 | 1.7262 | -0.61076 | -0.67662 | -0.58732 | -0.62759 | 8.44% | 0.5032% | 942.4612 | 56.1935 | 0.045123 | 0.045123
|  | 0.045123 | 36.2205 | 0.8128 | 4078457.075 | 348399.8915 | 23673.1387 | 4293112.7105 | 4293112.7105 | 0.0078631 | 0.065627 | -0.027559 | -0.030531 | -0.026502 | -0.018429 | -0.028287 | -0.020227 | 0.17426 | 1.4544 | -0.61076 | -0.67662 | -0.58732 | -0.62689 | 8.542% | 0.5804% | 953.8669 | 64.8135 | 0.045123 | 0.045123
|  | 0.045123 | 31.9292 | 0.8128 | 4078457.075 | 307122.4808 | 23673.1387 | 4293112.7105 | 4293112.7105 | 0.01002 | 0.066983 | -0.027591 | -0.030569 | -0.026671 | -0.018609 | -0.028203 | -0.020154 | 0.22205 | 1.4845 | -0.61146 | -0.67747 | -0.59107 | -0.62502 | 7.53% | 0.5804% | 840.8555 | 64.8135 | 0.045123 | 0.045123
|  | 0.045123 | 31.9292 | 0.7047 | 4078457.075 | 307122.4808 | 20524.6811 | 4293112.7105 | 4293112.7105 | 0.01002 | 0.079124 | -0.027591 | -0.030569 | -0.026671 | -0.018609 | -0.028208 | -0.020165 | 0.22205 | 1.7535 | -0.61146 | -0.67747 | -0.59107 | -0.62515 | 7.53% | 0.5032% | 840.8555 | 56.1935 | 0.045123 | 0.045123
|  | 0.045123 | 37.5589 | 0.8128 | 4078457.075 | 361273.7727 | 23673.1387 | 4293112.7105 | 4293112.7105 | 0.0072819 | 0.065258 | -0.027591 | -0.030569 | -0.026671 | -0.018609 | -0.028249 | -0.020242 | 0.16138 | 1.4462 | -0.61146 | -0.67747 | -0.59107 | -0.62605 | 8.858% | 0.5804% | 989.1137 | 64.8135 | 0.045123 | 0.045123
|  | 0.045123 | 34.6852 | 0.7047 | 4078457.075 | 333632.0569 | 20524.6811 | 4293112.7105 | 4293112.7105 | 0.0085758 | 0.078217 | -0.027559 | -0.030531 | -0.026502 | -0.018429 | -0.028279 | -0.020211 | 0.19005 | 1.7334 | -0.61076 | -0.67662 | -0.58732 | -0.6267 | 8.18% | 0.5032% | 913.4348 | 56.1935 | 0.045123 | 0.045123
|  | 0.045123 | 33.8582 | 0.7047 | 4078457.075 | 325677.2603 | 20524.6811 | 4293112.7105 | 4293112.7105 | 0.0089828 | 0.078472 | -0.027575 | -0.03055 | -0.026587 | -0.01852 | -0.02837 | -0.020427 | 0.19907 | 1.7391 | -0.61111 | -0.67705 | -0.5892 | -0.62873 | 7.985% | 0.5032% | 891.6557 | 56.1935 | 0.045123 | 0.045123
|  | 0.045123 | 31.9686 | 0.8128 | 4078457.075 | 307501.4638 | 23673.1387 | 4293112.7105 | 4293112.7105 | 0.0099972 | 0.066969 | -0.027591 | -0.030569 | -0.026671 | -0.018609 | -0.028203 | -0.020155 | 0.22155 | 1.4841 | -0.61146 | -0.67747 | -0.59107 | -0.62503 | 7.54% | 0.5804% | 841.8931 | 64.8135 | 0.045123 | 0.045123
|  | 0.045123 | 31.9292 | 0.7047 | 4078457.075 | 307122.4808 | 20524.6811 | 4293112.7105 | 4293112.7105 | 0.010027 | 0.079131 | -0.027559 | -0.030531 | -0.026502 | -0.018429 | -0.028305 | -0.02026 | 0.22222 | 1.7537 | -0.61076 | -0.67662 | -0.58732 | -0.62728 | 7.53% | 0.5032% | 840.8555 | 56.1935 | 0.045123 | 0.045123
|  | 0.045123 | 38.3858 | 0.8128 | 4078457.075 | 369227.6074 | 23673.1387 | 4293112.7105 | 4293112.7105 | 0.0069474 | 0.065047 | -0.027591 | -0.030569 | -0.026671 | -0.018609 | -0.02833 | -0.020395 | 0.15397 | 1.4416 | -0.61146 | -0.67747 | -0.59107 | -0.62785 | 9.053% | 0.5804% | 1010.8901 | 64.8135 | 0.045123 | 0.045123
|  | 0.045123 | 38.0314 | 0.8128 | 4078457.075 | 365818.6837 | 23673.1387 | 4293112.7105 | 4293112.7105 | 0.0070874 | 0.065135 | -0.027598 | -0.030578 | -0.026708 | -0.018648 | -0.028332 | -0.020417 | 0.15707 | 1.4435 | -0.61162 | -0.67765 | -0.59189 | -0.62788 | 8.97% | 0.5804% | 1001.557 | 64.8135 | 0.045123 | 0.045123
|  | 0.045123 | 35.5905 | 0.7047 | 4078457.075 | 342340.0101 | 20524.6811 | 4293112.7105 | 4293112.7105 | 0.0081444 | 0.077944 | -0.027575 | -0.03055 | -0.026587 | -0.01852 | -0.028212 | -0.020129 | 0.18049 | 1.7274 | -0.61111 | -0.67705 | -0.5892 | -0.62522 | 8.394% | 0.5032% | 937.2759 | 56.1935 | 0.045123 | 0.045123
|  | 0.045123 | 31.9686 | 0.8128 | 4078457.075 | 307501.4638 | 23673.1387 | 4293112.7105 | 4293112.7105 | 0.0099972 | 0.066969 | -0.027591 | -0.030569 | -0.026671 | -0.018609 | -0.028295 | -0.020329 | 0.22155 | 1.4841 | -0.61146 | -0.67747 | -0.59107 | -0.62707 | 7.54% | 0.5804% | 841.8931 | 64.8135 | 0.045123 | 0.045123
|  | 0.045123 | 31.9292 | 0.7047 | 4078457.075 | 307122.4808 | 20524.6811 | 4293112.7105 | 4293112.7105 | 0.01002 | 0.079124 | -0.027591 | -0.030569 | -0.026671 | -0.018609 | -0.028186 | -0.020122 | 0.22205 | 1.7535 | -0.61146 | -0.67747 | -0.59107 | -0.62464 | 7.53% | 0.5032% | 840.8555 | 56.1935 | 0.045123 | 0.045123
|  | 0.045123 | 34.7639 | 0.7047 | 4078457.075 | 334389.0611 | 20524.6811 | 4293112.7105 | 4293112.7105 | 0.0085378 | 0.078193 | -0.027559 | -0.030531 | -0.026502 | -0.018429 | -0.028307 | -0.020264 | 0.18921 | 1.7329 | -0.61076 | -0.67662 | -0.58732 | -0.62732 | 8.199% | 0.5032% | 915.5074 | 56.1935 | 0.045123 | 0.045123
|  | 0.045123 | 31.6141 | 0.7047 | 4078457.075 | 304091.5782 | 20524.6811 | 4293112.7105 | 4293112.7105 | 0.010202 | 0.079239 | -0.027591 | -0.030569 | -0.026671 | -0.018609 | -0.028259 | -0.020261 | 0.22609 | 1.7561 | -0.61146 | -0.67747 | -0.59107 | -0.62627 | 7.456% | 0.5032% | 832.5574 | 56.1935 | 0.045123 | 0.045123
|  | 0.045123 | 31.9686 | 0.8128 | 4078457.075 | 307501.4638 | 23673.1387 | 4293112.7105 | 4293112.7105 | 0.0099972 | 0.066969 | -0.027591 | -0.030569 | -0.026671 | -0.018609 | -0.02831 | -0.020356 | 0.22155 | 1.4841 | -0.61146 | -0.67747 | -0.59107 | -0.62739 | 7.54% | 0.5804% | 841.8931 | 64.8135 | 0.045123 | 0.045123
|  | 0.045123 | 31.9292 | 0.7047 | 4078457.075 | 307122.4808 | 20524.6811 | 4293112.7105 | 4293112.7105 | 0.01002 | 0.079124 | -0.027591 | -0.030569 | -0.026671 | -0.018609 | -0.028239 | -0.020223 | 0.22205 | 1.7535 | -0.61146 | -0.67747 | -0.59107 | -0.62583 | 7.53% | 0.5032% | 840.8555 | 56.1935 | 0.045123 | 0.045123
|  | 0.045123 | 31.9292 | 0.8128 | 4078457.075 | 307122.4808 | 23673.1387 | 4293112.7105 | 4293112.7105 | 0.01002 | 0.066983 | -0.027591 | -0.030569 | -0.026671 | -0.018609 | -0.028219 | -0.020185 | 0.22205 | 1.4845 | -0.61146 | -0.67747 | -0.59107 | -0.62537 | 7.53% | 0.5804% | 840.8555 | 64.8135 | 0.045123 | 0.045123
|  | 0.045123 | 34.882 | 0.7047 | 4078457.075 | 335525.0484 | 20524.6811 | 4293112.7105 | 4293112.7105 | 0.008481 | 0.078157 | -0.027559 | -0.030531 | -0.026502 | -0.018429 | -0.028266 | -0.020187 | 0.18795 | 1.7321 | -0.61076 | -0.67662 | -0.58732 | -0.62642 | 8.227% | 0.5032% | 918.6175 | 56.1935 | 0.045123 | 0.045123
|  | 0.045123 | 32.4016 | 0.8128 | 4078457.075 | 311666.4299 | 23673.1387 | 4293112.7105 | 4293112.7105 | 0.0097534 | 0.066815 | -0.027591 | -0.030569 | -0.026671 | -0.018609 | -0.028216 | -0.020179 | 0.21615 | 1.4807 | -0.61146 | -0.67747 | -0.59107 | -0.62531 | 7.642% | 0.5804% | 853.2962 | 64.8135 | 0.045123 | 0.045123
|  | 0.0075605 | 36.2598 | 0.7476 | 4078457.075 | 348777.9126 | 21774.1615 | 4293112.7105 | 4293112.7105 | 0.045398 | 0.11007 | 0.0099574 | 0.0069761 | 0.010816 | 0.018874 | 0.0094084 | 0.017461 | 6.0046 | 14.5587 | 1.317 | 0.92271 | 1.4306 | 1.2444 | 8.552% | 0.5339% | 954.9019 | 59.6144 |  | 0.0075605
|  | 0.00587 | 9.4883 | 0.7029 | 4078457.075 | 91266.6222 | 20472.2554 | 4293112.7105 | 4293112.7105 | 0.09243 | 0.14582 | 0.011627 | 0.0086417 | 0.012396 | 0.020447 | 0.011059 | 0.019019 | 15.7462 | 24.841 | 1.9808 | 1.4722 | 2.1117 | 1.884 | 2.238% | 0.502% | 249.8744 | 56.05
|  | 0.00587 | 9.4883 | 0.7029 | 4078457.075 | 91266.6222 | 20472.2554 | 4293112.7105 | 4293112.7105 | 0.092429 | 0.14582 | 0.011623 | 0.0086372 | 0.012376 | 0.020426 | 0.011039 | 0.018972 | 15.7461 | 24.8409 | 1.9801 | 1.4714 | 2.1083 | 1.8807 | 2.238% | 0.502% | 249.8744 | 56.05
|  | 0.00587 | 9.6456 | 0.7029 | 4078457.075 | 92779.6688 | 20472.2554 | 4293112.7105 | 4293112.7105 | 0.091428 | 0.14518 | 0.011623 | 0.0086372 | 0.012376 | 0.020426 | 0.01102 | 0.018935 | 15.5755 | 24.7333 | 1.9801 | 1.4714 | 2.1083 | 1.8774 | 2.275% | 0.502% | 254.0169 | 56.05
|  | 0.00587 | 10.3936 | 0.7029 | 4078457.075 | 99974.5755 | 20472.2554 | 4293112.7105 | 4293112.7105 | 0.087082 | 0.14244 | 0.011623 | 0.0086372 | 0.012376 | 0.020426 | 0.011069 | 0.019028 | 14.835 | 24.2663 | 1.9801 | 1.4714 | 2.1083 | 1.8857 | 2.451% | 0.502% | 273.7155 | 56.05
|  | 0.00587 | 10.2361 | 0.7029 | 4078457.075 | 98459.6052 | 20472.2554 | 4293112.7105 | 4293112.7105 | 0.087944 | 0.14299 | 0.011623 | 0.0086372 | 0.012376 | 0.020426 | 0.011181 | 0.019239 | 14.982 | 24.359 | 1.9801 | 1.4714 | 2.1083 | 1.9048 | 2.414% | 0.502% | 269.5677 | 56.05
|  | 0.00587 | 10.2361 | 0.7029 | 4078457.075 | 98459.6052 | 20472.2554 | 4293112.7105 | 4293112.7105 | 0.087945 | 0.14299 | 0.011625 | 0.0086393 | 0.012385 | 0.020436 | 0.011024 | 0.018947 | 14.982 | 24.3591 | 1.9804 | 1.4718 | 2.1099 | 1.878 | 2.414% | 0.502% | 269.5677 | 56.05
|  | 0.00587 | 42.4016 | 0.7029 | 4078457.075 | 407855.0224 | 20472.2554 | 4293112.7105 | 4293112.7105 | 0.044753 | 0.11576 | 0.011625 | 0.0086393 | 0.012385 | 0.020436 | 0.011063 | 0.019021 | 7.624 | 19.7207 | 1.9804 | 1.4718 | 2.1099 | 1.8847 | 10% | 0.502% | 1116.6462 | 56.05
|  | 0.00587 | 10.4724 | 0.7029 | 4078457.075 | 100732.5416 | 20472.2554 | 4293112.7105 | 4293112.7105 | 0.08666 | 0.14218 | 0.011623 | 0.0086372 | 0.012376 | 0.020426 | 0.010956 | 0.018814 | 14.7632 | 24.221 | 1.9801 | 1.4714 | 2.1083 | 1.8664 | 2.47% | 0.502% | 275.7907 | 56.05
|  | 0.00587 | 9.9607 | 0.7029 | 4078457.075 | 95810.5713 | 20472.2554 | 4293112.7105 | 4293112.7105 | 0.08952 | 0.14398 | 0.011633 | 0.0086484 | 0.012425 | 0.020478 | 0.011085 | 0.019084 | 15.2504 | 24.5284 | 1.9817 | 1.4733 | 2.1168 | 1.8885 | 2.349% | 0.502% | 262.315 | 56.05
|  | 0.00587 | 10.2361 | 0.7029 | 4078457.075 | 98459.6052 | 20472.2554 | 4293112.7105 | 4293112.7105 | 0.087968 | 0.14301 | 0.011727 | 0.008761 | 0.012926 | 0.021009 | 0.01085 | 0.018899 | 14.986 | 24.3631 | 1.9977 | 1.4925 | 2.2021 | 1.8485 | 2.414% | 0.502% | 269.5677 | 56.05
|  | 0.00587 | 10.4724 | 0.7029 | 4078457.075 | 100732.5416 | 20472.2554 | 4293112.7105 | 4293112.7105 | 0.086684 | 0.1422 | 0.011727 | 0.008761 | 0.012926 | 0.021009 | 0.010904 | 0.018999 | 14.7673 | 24.2251 | 1.9977 | 1.4925 | 2.2021 | 1.8575 | 2.47% | 0.502% | 275.7907 | 56.05
|  | 0.00587 | 10.2361 | 0.7029 | 4078457.075 | 98459.6052 | 20472.2554 | 4293112.7105 | 4293112.7105 | 0.087944 | 0.14299 | 0.011623 | 0.0086372 | 0.012376 | 0.020426 | 0.011165 | 0.019208 | 14.982 | 24.359 | 1.9801 | 1.4714 | 2.1083 | 1.902 | 2.414% | 0.502% | 269.5677 | 56.05
|  | 0.00587 | 10.1182 | 0.7029 | 4078457.075 | 97325.5417 | 20472.2554 | 4293112.7105 | 4293112.7105 | 0.088631 | 0.14343 | 0.011727 | 0.008761 | 0.012926 | 0.021009 | 0.010839 | 0.018877 | 15.099 | 24.4343 | 1.9977 | 1.4925 | 2.2021 | 1.8465 | 2.386% | 0.502% | 266.4628 | 56.05
|  | 0.00587 | 10.1574 | 0.7029 | 4078457.075 | 97702.6009 | 20472.2554 | 4293112.7105 | 4293112.7105 | 0.088385 | 0.14327 | 0.011623 | 0.0086372 | 0.012376 | 0.020426 | 0.011144 | 0.019168 | 15.0571 | 24.4064 | 1.9801 | 1.4714 | 2.1083 | 1.8984 | 2.396% | 0.502% | 267.4951 | 56.05
|  | 0.00587 | 10.1181 | 0.7029 | 4078457.075 | 97324.5798 | 20472.2554 | 4293112.7105 | 4293112.7105 | 0.088632 | 0.14343 | 0.011727 | 0.008761 | 0.012926 | 0.021009 | 0.010886 | 0.018965 | 15.0991 | 24.4344 | 1.9977 | 1.4925 | 2.2021 | 1.8545 | 2.386% | 0.502% | 266.4602 | 56.05
|  | 0.00587 | 10.3149 | 0.7029 | 4078457.075 | 99217.5713 | 20472.2554 | 4293112.7105 | 4293112.7105 | 0.087509 | 0.14271 | 0.011623 | 0.0086372 | 0.012376 | 0.020426 | 0.010945 | 0.018795 | 14.9079 | 24.3123 | 1.9801 | 1.4714 | 2.1083 | 1.8646 | 2.433% | 0.502% | 271.6429 | 56.05
|  | 0.00587 | 10.3148 | 0.7029 | 4078457.075 | 99216.6094 | 20472.2554 | 4293112.7105 | 4293112.7105 | 0.087534 | 0.14274 | 0.011727 | 0.008761 | 0.012926 | 0.021009 | 0.010766 | 0.018739 | 14.9121 | 24.3164 | 1.9977 | 1.4925 | 2.2021 | 1.834 | 2.433% | 0.502% | 271.6403 | 56.05
|  | 0.00587 | 9.567 | 0.7029 | 4078457.075 | 92023.6264 | 20472.2554 | 4293112.7105 | 4293112.7105 | 0.091924 | 0.1455 | 0.011623 | 0.0086372 | 0.012376 | 0.020426 | 0.010988 | 0.018875 | 15.66 | 24.7866 | 1.9801 | 1.4714 | 2.1083 | 1.8719 | 2.256% | 0.502% | 251.947 | 56.05
|  | 0.00587 | 37.0077 | 0.7214 | 4078457.075 | 355971.8575 | 21011.0756 | 4293112.7105 | 4293112.7105 | 0.046765 | 0.11468 | 0.011659 | 0.0086795 | 0.012564 | 0.020625 | 0.011061 | 0.01911 | 7.9669 | 19.5373 | 1.9861 | 1.4786 | 2.1404 | 1.8844 | 8.728% | 0.5152% | 974.5978 | 57.5252
|  | 0.00587 | 9.9607 | 0.7214 | 4078457.075 | 95810.5713 | 21011.0756 | 4293112.7105 | 4293112.7105 | 0.089526 | 0.14164 | 0.011659 | 0.0086795 | 0.012564 | 0.020625 | 0.010935 | 0.018872 | 15.2514 | 24.1296 | 1.9861 | 1.4786 | 2.1404 | 1.8629 | 2.349% | 0.5152% | 262.315 | 57.5252
|  | 0.00587 | 10 | 0.7063 | 4078457.075 | 96188.5925 | 20571.2818 | 4293112.7105 | 4293112.7105 | 0.089304 | 0.14341 | 0.011694 | 0.0087217 | 0.012751 | 0.020824 | 0.010843 | 0.018794 | 15.2137 | 24.4311 | 1.9921 | 1.4858 | 2.1723 | 1.8471 | 2.358% | 0.5044% | 263.35 | 56.3211
|  | 0.00587 | 10 | 0.7063 | 4078457.075 | 96188.5925 | 20571.2818 | 4293112.7105 | 4293112.7105 | 0.089304 | 0.14341 | 0.011694 | 0.0087217 | 0.012751 | 0.020824 | 0.010895 | 0.018892 | 15.2137 | 24.4311 | 1.9921 | 1.4858 | 2.1723 | 1.856 | 2.358% | 0.5044% | 263.35 | 56.3211
|  | 0.00587 | 10.9056 | 0.7214 | 4078457.075 | 104899.4314 | 21011.0756 | 4293112.7105 | 4293112.7105 | 0.084458 | 0.13845 | 0.011659 | 0.0086795 | 0.012564 | 0.020625 | 0.011066 | 0.019118 | 14.3881 | 23.5852 | 1.9861 | 1.4786 | 2.1404 | 1.8851 | 2.572% | 0.5152% | 287.199 | 57.5252
|  | 0.00587 | 10.3148 | 0.7029 | 4078457.075 | 99216.6094 | 20472.2554 | 4293112.7105 | 4293112.7105 | 0.087506 | 0.14271 | 0.011609 | 0.0086196 | 0.012297 | 0.020343 | 0.011185 | 0.019206 | 14.9074 | 24.3118 | 1.9776 | 1.4684 | 2.0949 | 1.9054 | 2.433% | 0.502% | 271.6403 | 56.05
|  | 0.00587 | 10.5118 | 0.7063 | 4078457.075 | 101111.5247 | 20571.2818 | 4293112.7105 | 4293112.7105 | 0.086448 | 0.1416 | 0.011609 | 0.0086196 | 0.012297 | 0.020343 | 0.011035 | 0.018924 | 14.7271 | 24.123 | 1.9776 | 1.4684 | 2.0949 | 1.88 | 2.479% | 0.5044% | 276.8283 | 56.3211
|  | 0.00587 | 11.1417 | 0.7172 | 4078457.075 | 107170.4441 | 20888.7488 | 4293112.7105 | 4293112.7105 | 0.083318 | 0.13824 | 0.011621 | 0.0086348 | 0.012365 | 0.020415 | 0.011073 | 0.01903 | 14.1938 | 23.5511 | 1.9798 | 1.471 | 2.1065 | 1.8864 | 2.628% | 0.5122% | 293.4167 | 57.1903
|  | 0.00587 | 10.3148 | 0.7029 | 4078457.075 | 99216.6094 | 20472.2554 | 4293112.7105 | 4293112.7105 | 0.087498 | 0.1427 | 0.01157 | 0.0085737 | 0.012094 | 0.020127 | 0.011208 | 0.019145 | 14.9059 | 24.3102 | 1.9711 | 1.4606 | 2.0602 | 1.9094 | 2.433% | 0.502% | 271.6403 | 56.05
|  | 0.00587 | 10.63 | 0.7029 | 4078457.075 | 102248.4738 | 20472.2554 | 4293112.7105 | 4293112.7105 | 0.085823 | 0.14165 | 0.01157 | 0.0085737 | 0.012094 | 0.020127 | 0.011237 | 0.0192 | 14.6206 | 24.1303 | 1.9711 | 1.4606 | 2.0602 | 1.9144 | 2.507% | 0.502% | 279.9411 | 56.05
|  | 0.00587 | 10.1181 | 0.7029 | 4078457.075 | 97324.5798 | 20472.2554 | 4293112.7105 | 4293112.7105 | 0.088632 | 0.14343 | 0.011727 | 0.008761 | 0.012926 | 0.021009 | 0.010906 | 0.019003 | 15.0991 | 24.4344 | 1.9977 | 1.4925 | 2.2021 | 1.8579 | 2.386% | 0.502% | 266.4602 | 56.05
|  | 0.00587 | 10.0787 | 0.7029 | 4078457.075 | 96945.5967 | 20472.2554 | 4293112.7105 | 4293112.7105 | 0.088833 | 0.14355 | 0.011623 | 0.0086372 | 0.012376 | 0.020426 | 0.011085 | 0.019059 | 15.1334 | 24.4545 | 1.9801 | 1.4714 | 2.1083 | 1.8885 | 2.377% | 0.502% | 265.4226 | 56.05
|  | 0.00587 | 10.1181 | 0.7029 | 4078457.075 | 97324.5798 | 20472.2554 | 4293112.7105 | 4293112.7105 | 0.088608 | 0.14341 | 0.011625 | 0.0086393 | 0.012385 | 0.020436 | 0.011053 | 0.019003 | 15.0951 | 24.4304 | 1.9804 | 1.4718 | 2.1099 | 1.883 | 2.386% | 0.502% | 266.4602 | 56.05
|  | 0.00587 | 10.2361 | 0.7029 | 4078457.075 | 98459.6052 | 20472.2554 | 4293112.7105 | 4293112.7105 | 0.087968 | 0.14301 | 0.011727 | 0.008761 | 0.012926 | 0.021009 | 0.010715 | 0.018644 | 14.986 | 24.3631 | 1.9977 | 1.4925 | 2.2021 | 1.8254 | 2.414% | 0.502% | 269.5677 | 56.05
|  | 0.00587 | 10.2361 | 0.7029 | 4078457.075 | 98459.6052 | 20472.2554 | 4293112.7105 | 4293112.7105 | 0.087968 | 0.14301 | 0.011727 | 0.008761 | 0.012926 | 0.021009 | 0.010821 | 0.018843 | 14.986 | 24.3631 | 1.9977 | 1.4925 | 2.2021 | 1.8435 | 2.414% | 0.502% | 269.5677 | 56.05
|  | 0.00587 | 9.9607 | 0.7029 | 4078457.075 | 95810.5713 | 20472.2554 | 4293112.7105 | 4293112.7105 | 0.089542 | 0.144 | 0.011727 | 0.008761 | 0.012926 | 0.021009 | 0.01086 | 0.018917 | 15.2541 | 24.5321 | 1.9977 | 1.4925 | 2.2021 | 1.8501 | 2.349% | 0.502% | 262.315 | 56.05
|  | 0.00587 | 9.9606 | 0.7063 | 4078457.075 | 95809.6094 | 20571.2818 | 4293112.7105 | 4293112.7105 | 0.089535 | 0.14356 | 0.011694 | 0.0087217 | 0.012751 | 0.020824 | 0.010994 | 0.019078 | 15.2529 | 24.4558 | 1.9921 | 1.4858 | 2.1723 | 1.8728 | 2.349% | 0.5044% | 262.3124 | 56.3211
|  | 0.011741 | 22.0079 | 0.7692 | 4078457.075 | 211690.8925 | 22403.2705 | 4293112.7105 | 4293112.7105 | 0.051641 | 0.11005 | 0.0058234 | 0.0028512 | 0.006881 | 0.014953 | 0.0051104 | 0.013184 | 4.3985 | 9.3732 | 0.49601 | 0.24285 | 0.58609 | 0.43528 | 5.19% | 0.5493% | 579.5781 | 61.3368 | 0.011741 | 0.011741
|  | 0.011741 | 22.2833 | 0.7692 | 4078457.075 | 214339.9263 | 22403.2705 | 4293112.7105 | 4293112.7105 | 0.051314 | 0.10984 | 0.0058234 | 0.0028512 | 0.006881 | 0.014953 | 0.0050616 | 0.013092 | 4.3706 | 9.3557 | 0.49601 | 0.24285 | 0.58609 | 0.43112 | 5.255% | 0.5493% | 586.8307 | 61.3368 | 0.011741 | 0.011741
|  | 0.012071 | 6.0236 | 0.1789 | 4078457.075 | 57940.1606 | 5210.537 | 4293112.7105 | 4293112.7105 | 0.10609 | 0.42995 | 0.0059457 | 0.0030624 | 0.0089715 | 0.017184 | 0.0036346 | 0.011931 | 8.7888 | 35.6181 | 0.49256 | 0.2537 | 0.74323 | 0.3011 | 1.421% | 0.1278% | 158.6315 | 14.2657 | 0.012071 | 0.012071
|  | 0.012071 | 6.1811 | 0.1799 | 4078457.075 | 59455.1309 | 5239.6625 | 4293112.7105 | 4293112.7105 | 0.10363 | 0.42639 | 0.0059457 | 0.0030624 | 0.0089715 | 0.017184 | 0.0036346 | 0.011931 | 8.5848 | 35.3239 | 0.49256 | 0.2537 | 0.74323 | 0.3011 | 1.458% | 0.1285% | 162.7793 | 14.3454 | 0.012071 | 0.012071
|  | 0.012071 | 6.063 | 0.1789 | 4078457.075 | 58319.1436 | 5210.537 | 4293112.7105 | 4293112.7105 | 0.10546 | 0.42955 | 0.0059457 | 0.0030624 | 0.0089715 | 0.017184 | 0.0036346 | 0.011931 | 8.7368 | 35.5853 | 0.49256 | 0.2537 | 0.74323 | 0.3011 | 1.43% | 0.1278% | 159.6691 | 14.2657 | 0.012071 | 0.012071
|  | 0.012071 | 6.1417 | 0.1789 | 4078457.075 | 59076.1479 | 5210.537 | 4293112.7105 | 4293112.7105 | 0.10423 | 0.42877 | 0.0059457 | 0.0030624 | 0.0089715 | 0.017184 | 0.0036346 | 0.011931 | 8.6348 | 35.521 | 0.49256 | 0.2537 | 0.74323 | 0.3011 | 1.448% | 0.1278% | 161.7417 | 14.2657 | 0.012071 | 0.012071
|  | 0.012071 | 6.2205 | 0.1799 | 4078457.075 | 59834.114 | 5239.6625 | 4293112.7105 | 4293112.7105 | 0.10303 | 0.42602 | 0.0059457 | 0.0030624 | 0.0089715 | 0.017184 | 0.0036346 | 0.011931 | 8.5354 | 35.2927 | 0.49256 | 0.2537 | 0.74323 | 0.3011 | 1.467% | 0.1285% | 163.8169 | 14.3454 | 0.012071 | 0.012071
|  | 0.012071 | 6.1417 | 0.1789 | 4078457.075 | 59076.1479 | 5210.537 | 4293112.7105 | 4293112.7105 | 0.10423 | 0.42877 | 0.0059457 | 0.0030624 | 0.0089715 | 0.017184 | 0.0036346 | 0.011931 | 8.6348 | 35.521 | 0.49256 | 0.2537 | 0.74323 | 0.3011 | 1.448% | 0.1278% | 161.7417 | 14.2657 | 0.012071 | 0.012071
|  | 0.012071 | 6.0237 | 0.1493 | 4078457.075 | 57941.1225 | 4348.4247 | 4293112.7105 | 4293112.7105 | 0.10609 | 0.50119 | 0.0059457 | 0.0030624 | 0.0089715 | 0.017184 | 0.0036346 | 0.011931 | 8.7887 | 41.5198 | 0.49256 | 0.2537 | 0.74323 | 0.3011 | 1.421% | 0.1066% | 158.6341 | 11.9053 | 0.012071 | 0.012071
|  | 0.012071 | 6.2205 | 0.1493 | 4078457.075 | 59834.114 | 4348.4247 | 4293112.7105 | 4293112.7105 | 0.10303 | 0.49926 | 0.0059457 | 0.0030624 | 0.0089715 | 0.017184 | 0.0036346 | 0.011931 | 8.5354 | 41.3599 | 0.49256 | 0.2537 | 0.74323 | 0.3011 | 1.467% | 0.1066% | 163.8169 | 11.9053 | 0.012071 | 0.012071
|  | 0.012071 | 6.1811 | 0.1789 | 4078457.075 | 59455.1309 | 5210.537 | 4293112.7105 | 4293112.7105 | 0.10363 | 0.42839 | 0.0059457 | 0.0030624 | 0.0089715 | 0.017184 | 0.0036346 | 0.011931 | 8.5848 | 35.4894 | 0.49256 | 0.2537 | 0.74323 | 0.3011 | 1.458% | 0.1278% | 162.7793 | 14.2657 | 0.012071 | 0.012071
|  | 0.012071 | 6.6535 | 0.1799 | 4078457.075 | 63999.08 | 5239.6625 | 4293112.7105 | 4293112.7105 | 0.11241 | 0.42208 | 0.0055258 | 0.00256 | 0.0067378 | 0.01482 | 0.004725 | 0.01284 | 9.3122 | 34.9662 | 0.45777 | 0.21208 | 0.55818 | 0.39143 | 1.569% | 0.1285% | 175.2199 | 14.3454 | 0.012071 | 0.012071
(b)

## Figure S16
Results based on reduced ZIP datasets, model runs 4 through 6
[12 empty] | No TR |  | Electric |  |  |  |  | NG
|  | red_5 | red_5 | red_5 | red_5 | red_5 | red_5 | red_5 | red_5 | red_5 | red_5 | red_5 | red_5 | red_6 | red_6 | red_6 | red_6 | red_6 | red_7 |  |  | red_7 | red_7
Large Building |  | bld_occ | bld_floors | bld_area | demand_np_annual | rwh_annual | ach_annual | gw_trt_annual | ww_trt_annual | wc_rwh_net | wc_ach_net | wc_gwmbr_net | wc_wwmbr_net | bld_occ | gw_trt_annual | ww_trt_annual | wc_gwmbr_net | wc_wwmbr_net | bld_occ | gw_trt_annual | ww_trt_annual | wc_gwmbr_net | wc_wwmbr_net | demand_gpd
Mixed Use |  | 225 | 12 | 2925 | 898848.2098 | 27082.9082 | 13279.336 | 946183.2289 | 946183.2289 | -4.9289 | -4.9244 | -4.9381 | -4.9357 | 129 | 537912.9927 | 537912.9927 | -4.9887 | -4.9832 | 114 | 462302.1139 | 462302.1139 | -4.8853 | -4.8815 | 2.4609 |  |  |  |  | No TR |  | Elec TR |  | NG TR
50-1100 | ppl | 197 | 16 | 1970 | 760152.29 | 21672.146 | 11295.7003 | 800172.8314 | 800172.8314 | -4.9235 | -4.9189 | -4.9351 | -4.9328 | 723 | 2930600.0902 | 2930600.0902 | -4.9878 | -4.9818 | 393 | 1688117.3961 | 1688117.3961 | -4.8825 | -4.8783 | 2.0812 |  |  | RWH | ACH | GWMBR | WWMBR | GWMBR | WWMBR | GWMBR | WWMBR
2 to 20 | floors | 241 | 12 | 2892 | 944176.2374 | 35210.1665 | 20432.6785 | 993891.0472 | 993891.0472 | -4.9307 | -4.9289 | -4.9374 | -4.935 | 679 | 2847335.6869 | 2847335.6869 | -4.9882 | -4.9824 | 676 | 2697502.2029 | 2697502.2029 | -4.8848 | -4.8807 | 2.585 |  | min | -5.0098 | -4.9837 | -4.9544 | -4.9408 | -5.2831 | -5.243 | -4.9331 | -4.9323
500-22000 | bld_area (sf) | 637 | 2 | 12740 | 2539734.0563 | 167171.8252 | 27614.9743 | 2673479.2204 | 2673479.2204 | -4.9382 | -4.9327 | -4.9394 | -4.9368 | 849 | 3571428.0811 | 3571428.0811 | -4.9878 | -4.9819 | 84 | 330916.1978 | 330916.1978 | -4.8836 | -4.8798 | 6.9534 |  | max | -4.6166 | 576.7438 | -4.8973 | -4.8838 | -4.9454 | -4.9444 | -4.502 | -4.4782
Thermal recovery varied |  | 545 | 4 | 5995 | 2055139.7324 | 71310.633 | 23809.2451 | 2163319.4924 | 2163319.4924 | -4.937 | -4.9326 | -4.9403 | -4.9377 | 531 | 2275906.3635 | 2275906.3635 | -4.9886 | -4.9827 | 266 | 1125676.5786 | 1125676.5786 | -4.8847 | -4.8806 | 5.6267
High Efficiency |  | 194 | 12 | 2134 | 724722.0698 | 20970.9449 | 13925.1193 | 762867.6241 | 762867.6241 | -4.9225 | -4.9216 | -4.9343 | -4.932 | 299 | 1225597.9478 | 1225597.9478 | -4.9846 | -4.9789 | 106 | 426113.2391 | 426113.2391 | -4.8801 | -4.8764 | 1.9842
|  | 611 | 18 | 7332 | 2397705.5523 | 59280.1889 | 24714.9627 | 2523956.3123 | 2523956.3123 | -4.9317 | -4.9284 | -4.9369 | -4.9343 | 888 | 3511350.2332 | 3511350.2332 | -4.987 | -4.9811 | 488 | 1907109.99 | 1907109.99 | -4.8832 | -4.879 | 6.5646
|  | 130 | 6 | 1430 | 512469.5487 | 11886.6313 | 4140.3233 | 539454.4649 | 539454.4649 | -4.9142 | -4.8903 | -4.9355 | -4.9332 | 514 | 2141444.5188 | 2141444.5188 | -4.9866 | -4.9808 | 757 | 3060787.3827 | 3060787.3827 | -4.8838 | -4.8795 | 1.4031
|  | 905 | 12 | 10860 | 3461577.194 | 79374.0253 | 32190.0012 | 3643810.167 | 3643810.167 | -4.9332 | -4.9306 | -4.9372 | -4.9346 | 789 | 3292694.7127 | 3292694.7127 | -4.9869 | -4.981 | 878 | 3497515.838 | 3497515.838 | -4.8837 | -4.8794 | 9.4773
|  | 92 | 9 | 1656 | 347021.4548 | 16179.71 | 5259.5516 | 365288.233 | 365288.233 | -4.9209 | -4.9008 | -4.9355 | -4.9335 | 370 | 1453489.3158 | 1453489.3158 | -4.9869 | -4.9812 | 221 | 928125.9433 | 928125.9433 | -4.8832 | -4.8792 | 0.95009
|  | 713 | 20 | 12121 | 2818259.3962 | 99836.1822 | 62263.4864 | 2966662.416 | 2966662.416 | -4.9358 | -4.9354 | -4.9392 | -4.9366 | 829 | 3274631.5323 | 3274631.5323 | -4.9907 | -4.9847 | 958 | 3839010.884 | 3839010.884 | -4.8861 | -4.8818 | 7.716
|  | 1075 | 5 | 20425 | 4174095.8051 | 187956.2924 | 35178.9536 | 4393864.387 | 4393864.387 | -4.9365 | -4.9324 | -4.9382 | -4.9355 | 754 | 3039535.8925 | 3039535.8925 | -4.9875 | -4.9816 | 1075 | 4473889.2231 | 4473889.2231 | -4.8848 | -4.8804 | 11.4281
|  | 475 | 18 | 8075 | 1796546.9353 | 67581.1047 | 27444.8048 | 1891116.9463 | 1891116.9463 | -4.9346 | -4.9315 | -4.9387 | -4.9363 | 134 | 566121.0329 | 566121.0329 | -4.9887 | -4.9832 | 263 | 1026444.2208 | 1026444.2208 | -4.8846 | -4.8806 | 4.9187
|  | 934 | 17 | 13076 | 3556460.8449 | 110178.0677 | 47769.9889 | 3743682.3704 | 3743682.3704 | -4.935 | -4.9334 | -4.9382 | -4.9356 | 741 | 2966782.7051 | 2966782.7051 | -4.9878 | -4.9819 | 949 | 3843099.4495 | 3843099.4495 | -4.8849 | -4.8805 | 9.7371
|  | 375 | 15 | 4500 | 1390383.0938 | 37235.3737 | 14975.6177 | 1463561.1513 | 1463561.1513 | -4.9314 | -4.9258 | -4.9385 | -4.9361 | 493 | 1924095.0603 | 1924095.0603 | -4.9886 | -4.9828 | 1040 | 4058942.9263 | 4058942.9263 | -4.8862 | -4.8818 | 3.8067
|  | 481 | 6 | 5772 | 1820211.2743 | 49399.8023 | 10259.4221 | 1916027.3742 | 1916027.3742 | -4.9338 | -4.9203 | -4.9389 | -4.9364 | 254 | 1070522.6848 | 1070522.6848 | -4.9879 | -4.9823 | 134 | 538246.69 | 538246.69 | -4.884 | -4.8801 | 4.9835
|  | 526 | 5 | 8416 | 2071273.702 | 70116.4467 | 12915.9141 | 2180339.0876 | 2180339.0876 | -4.9355 | -4.9243 | -4.939 | -4.9365 | 235 | 966221.7446 | 966221.7446 | -4.9878 | -4.9822 | 289 | 1132765.69 | 1132765.69 | -4.8848 | -4.8807 | 5.6708
|  | 991 | 2 | 15856 | 3700026.0639 | 145011.2888 | 16911.0432 | 3894775.1061 | 3894775.1061 | -4.9386 | -4.9289 | -4.9405 | -4.9378 | 773 | 3165357.8489 | 3165357.8489 | -4.9884 | -4.9825 | 300 | 1242299.1306 | 1242299.1306 | -4.8843 | -4.8802 | 10.1301
|  | 866 | 13 | 17320 | 3348518.2856 | 152496.9001 | 30719.8209 | 3524814.0755 | 3524814.0755 | -4.9366 | -4.932 | -4.9388 | -4.9361 | 502 | 2106476.557 | 2106476.557 | -4.988 | -4.9822 | 1091 | 4375390.4792 | 4375390.4792 | -4.8857 | -4.8813 | 9.1677
|  | 447 | 20 | 7152 | 1775398.4143 | 61346.0901 | 22796.8547 | 1868890.1662 | 1868890.1662 | -4.9334 | -4.9293 | -4.9381 | -4.9356 | 995 | 4156839.5992 | 4156839.5992 | -4.9888 | -4.9828 | 106 | 436197.1605 | 436197.1605 | -4.8846 | -4.8808 | 4.8608
|  | 973 | 8 | 14595 | 3873441.2912 | 126845.4965 | 27985.0829 | 4077418.6084 | 4077418.6084 | -4.9365 | -4.9316 | -4.939 | -4.9363 | 235 | 950222.4386 | 950222.4386 | -4.9887 | -4.9831 | 498 | 2130555.9289 | 2130555.9289 | -4.8849 | -4.8807 | 10.6049
|  | 696 | 13 | 6960 | 2661718.3965 | 70242.0698 | 25858.3154 | 2801843.0279 | 2801843.0279 | -4.9352 | -4.9315 | -4.9393 | -4.9366 | 732 | 2939863.3239 | 2939863.3239 | -4.989 | -4.9831 | 479 | 1927439.5506 | 1927439.5506 | -4.8854 | -4.8812 | 7.2874
|  | 445 | 4 | 8455 | 1716724.1564 | 74923.7312 | 12489.0461 | 1807106.1982 | 1807106.1982 | -4.9353 | -4.9233 | -4.9383 | -4.9357 | 760 | 3165902.7434 | 3165902.7434 | -4.987 | -4.9811 | 119 | 465731.4838 | 465731.4838 | -4.8816 | -4.8779 | 4.7001
|  | 573 | 19 | 10887 | 2264371.8244 | 93382.4299 | 50147.6189 | 2383608.2036 | 2383608.2036 | -4.9328 | -4.9318 | -4.936 | -4.9335 | 365 | 1432022.107 | 1432022.107 | -4.9854 | -4.9797 | 233 | 952964.5266 | 952964.5266 | -4.8818 | -4.8777 | 6.1995
|  | 194 | 14 | 2134 | 727886.9269 | 22102.4762 | 7610.5029 | 766200.3857 | 766200.3857 | -4.9266 | -4.9134 | -4.9378 | -4.9355 | 168 | 680575.9818 | 680575.9818 | -4.9874 | -4.9819 | 496 | 2011657.1176 | 2011657.1176 | -4.8855 | -4.8812 | 1.9928
|  | 832 | 17 | 9984 | 3190171.697 | 108511.5178 | 46736.6102 | 3358119.8567 | 3358119.8567 | -4.9364 | -4.9348 | -4.9394 | -4.9368 | 829 | 3545237.5847 | 3545237.5847 | -4.9892 | -4.9833 | 928 | 3761942.1041 | 3761942.1041 | -4.8861 | -4.8818 | 8.7342
|  | 474 | 8 | 8532 | 1854340.1188 | 77221.9854 | 23071.8473 | 1951977.7818 | 1951977.7818 | -4.9337 | -4.9287 | -4.9368 | -4.9343 | 79 | 310092.5033 | 310092.5033 | -4.986 | -4.9806 | 1016 | 4151412.1349 | 4151412.1349 | -4.8841 | -4.8798 | 5.0769
|  | 357 | 11 | 4284 | 1408527.3962 | 41126.0149 | 14446.4523 | 1482696.1714 | 1482696.1714 | -4.932 | -4.9252 | -4.9381 | -4.9357 | 254 | 1036393.7552 | 1036393.7552 | -4.9874 | -4.9818 | 866 | 3410586.7346 | 3410586.7346 | -4.8856 | -4.8812 | 3.8563
|  | 527 | 19 | 8432 | 1971327.3897 | 115273.0279 | 68654.0095 | 2075088.7818 | 2075088.7818 | -4.9341 | -4.9336 | -4.9363 | -4.9338 | 452 | 1869274.5366 | 1869274.5366 | -4.986 | -4.9802 | 520 | 2134413.0677 | 2134413.0677 | -4.8829 | -4.8787 | 5.3972
|  | 87 | 7 | 1740 | 347528.4427 | 21514.0042 | 9188.5675 | 365829.9268 | 365829.9268 | -4.9209 | -4.9124 | -4.9365 | -4.9352 | 694 | 2724288.7644 | 2724288.7644 | -4.9678 | -4.9643 | 171 | 713413.9639 | 713413.9639 | -4.9073 | -4.9049 | 0.95148
|  | 994 | 5 | 15904 | 4086497.3839 | 189716.0853 | 73514.6568 | 4301745.1265 | 4301745.1265 | -4.9322 | -4.931 | -4.938 | -4.9364 | 639 | 2689525.03 | 2689525.03 | -4.9675 | -4.9641 | 204 | 802994.4686 | 802994.4686 | -4.9072 | -4.9048 | 11.1882
|  | 491 | 19 | 8347 | 1920628.0478 | 108421.75 | 79637.1464 | 2021755.9212 | 2021755.9212 | -4.9313 | -4.9313 | -4.9381 | -4.9366 | 327 | 1318503.4937 | 1318503.4937 | -4.9677 | -4.9644 | 1045 | 4515105.236 | 4515105.236 | -4.9091 | -4.9064 | 5.2584
|  | 257 | 3 | 2570 | 980512.8401 | 34160.8443 | 9981.8929 | 1032130.4204 | 1032130.4204 | -4.9225 | -4.911 | -4.9373 | -4.9365 | 691 | 2785679.8757 | 2785679.8757 | -4.9534 | -4.9515 | 1009 | 4036466.8146 | 4036466.8146 | -4.9241 | -4.9226 | 2.6845
|  | 63 | 6 | 1008 | 243668.7095 | 12215.1694 | 4345.0433 | 256497.6261 | 256497.6261 | -4.9055 | -4.8831 | -4.9363 | -4.936 | 314 | 1284351.7037 | 1284351.7037 | -4.9454 | -4.9444 | 177 | 743451.4358 | 743451.4358 | -4.9324 | -4.9316 | 0.66713
|  | 544 | 7 | 9792 | 2065626.7042 | 116435.9865 | 40202.9235 | 2174364.3892 | 2174364.3892 | -4.9258 | -4.9233 | -4.937 | -4.9366 | 398 | 1656771.8613 | 1656771.8613 | -4.9456 | -4.9447 | 508 | 2012009.9495 | 2012009.9495 | -4.9331 | -4.9323 | 5.6554
|  | 804 | 19 | 16080 | 3271807.7408 | 147059.8842 | 98862.7662 | 3444130.6504 | 3444130.6504 | -4.9645 | -4.9643 | -4.9368 | -4.9268 | 237 | 996311.3543 | 996311.3543 | -5.1198 | -5.0985 | 545 | 2185524.2498 | 2185524.2498 | -4.716 | -4.7003 | 8.9577
|  | 934 | 16 | 16812 | 3522098.6802 | 192908.9827 | 117077.3856 | 3707497.1966 | 3707497.1966 | -4.9646 | -4.9643 | -4.9365 | -4.9264 | 241 | 1025106.3405 | 1025106.3405 | -5.1192 | -5.0979 | 981 | 4197645.0741 | 4197645.0741 | -4.7177 | -4.7015 | 9.643
|  | 420 | 14 | 5040 | 1579164.5675 | 52964.09 | 27901.7116 | 1662287.7318 | 1662287.7318 | -4.9686 | -4.9667 | -4.9413 | -4.9318 | 271 | 1074336.3777 | 1074336.3777 | -5.1272 | -5.1058 | 274 | 1096341.8318 | 1096341.8318 | -4.7205 | -4.7053 | 4.3235
|  | 1024 | 16 | 17408 | 4062669.5867 | 157557.4686 | 82301.886 | 4276606.3453 | 4276606.3453 | -4.9592 | -4.9586 | -4.9322 | -4.922 | 592 | 2357707.074 | 2357707.074 | -5.1178 | -5.0957 | 769 | 3184133.7383 | 3184133.7383 | -4.7175 | -4.7014 | 11.123
|  | 109 | 17 | 1090 | 408913.8154 | 8627.0601 | 5499.0228 | 430437.6068 | 430437.6068 | -4.9287 | -4.925 | -4.9227 | -4.9146 | 868 | 3711050.011 | 3711050.011 | -5.1193 | -5.0968 | 385 | 1600289.0635 | 1600289.0635 | -4.7146 | -4.6991 | 1.1195
|  | 236 | 6 | 2596 | 887085.4191 | 21579.0573 | 7059.27 | 933779.2099 | 933779.2099 | -4.9485 | -4.9336 | -4.9261 | -4.9172 | 591 | 2426100.9307 | 2426100.9307 | -5.1176 | -5.0955 | 403 | 1693469.1691 | 1693469.1691 | -4.7092 | -4.6937 | 2.4287
|  | 369 | 15 | 6273 | 1493704.7133 | 60220.236 | 34102.3231 | 1572373.6427 | 1572373.6427 | -4.9691 | -4.9679 | -4.941 | -4.9316 | 769 | 3112695.5766 | 3112695.5766 | -5.1315 | -5.1091 | 431 | 1822051.2117 | 1822051.2117 | -4.7223 | -4.7068 | 4.0895
|  | 943 | 6 | 15088 | 3587624.6426 | 140843.6787 | 39963.9252 | 3776485.439 | 3776485.439 | -4.9722 | -4.9692 | -4.9445 | -4.9343 | 735 | 3134823.0513 | 3134823.0513 | -5.1314 | -5.1091 | 753 | 3209774.7024 | 3209774.7024 | -4.7245 | -4.7085 | 9.8224
|  | 177 | 6 | 1947 | 692207.2443 | 21603.4973 | 7082.5013 | 728654.3459 | 728654.3459 | -4.9538 | -4.939 | -4.9303 | -4.9216 | 343 | 1399153.1591 | 1399153.1591 | -5.1207 | -5.0991 | 687 | 2775982.8577 | 2775982.8577 | -4.7165 | -4.7005 | 1.8952
|  | 572 | 17 | 8580 | 2281106.6338 | 65633.8965 | 46647.8855 | 2401232.4032 | 2401232.4032 | -4.959 | -4.9589 | -4.9325 | -4.9227 | 944 | 3885060.0671 | 3885060.0671 | -5.1221 | -5.0996 | 1001 | 3946537.0822 | 3946537.0822 | -4.7152 | -4.699 | 6.2453
|  | 153 | 13 | 2754 | 567847.0024 | 23778.6549 | 11121.6998 | 597733.9271 | 597733.9271 | -4.9519 | -4.9459 | -4.9268 | -4.9183 | 833 | 3261236.6887 | 3261236.6887 | -5.1215 | -5.0991 | 985 | 3990450.9222 | 3990450.9222 | -4.7208 | -4.7045 | 1.5547
|  | 1026 | 7 | 16416 | 3945529.2076 | 153862.4507 | 51882.7988 | 4153248.2176 | 4153248.2176 | -4.9611 | -4.959 | -4.9335 | -4.9233 | 961 | 3772949.296 | 3772949.296 | -5.1208 | -5.0984 | 954 | 3737233.279 | 3737233.279 | -4.7139 | -4.6978 | 10.8023
|  | 464 | 18 | 6960 | 1852897.0857 | 73536.2097 | 36002.938 | 1950473.8093 | 1950473.8093 | -4.9654 | -4.9637 | -4.9374 | -4.9278 | 695 | 2839384.0768 | 2839384.0768 | -5.1266 | -5.1044 | 261 | 1090724.2126 | 1090724.2126 | -4.716 | -4.7008 | 5.073
|  | 1057 | 12 | 12684 | 4030581.7246 | 109276.1553 | 53004.2673 | 4242764.5943 | 4242764.5943 | -4.9581 | -4.9569 | -4.9317 | -4.9215 | 453 | 1825669.7809 | 1825669.7809 | -5.1162 | -5.0943 | 464 | 1832399.8053 | 1832399.8053 | -4.7094 | -4.6938 | 11.0351
|  | 711 | 5 | 11376 | 2636166.3457 | 97361.7724 | 29839.3625 | 2774911.9429 | 2774911.9429 | -4.9579 | -4.9542 | -4.9299 | -4.92 | 217 | 953715.4812 | 955958.2265 | -5.1134 | -5.0921 | 600 | 2507525.3872 | 2507525.3872 | -4.7102 | -4.6944 | 7.2174 | WC (liters H2O/gallon)
|  | 193 | 14 | 3281 | 737063.6775 | 26527.1608 | 18984.329 | 775865.5504 | 775865.5504 | -4.9632 | -4.9633 | -4.9381 | -4.9294 | 900 | 3757391.9594 | 3757391.9594 | -5.132 | -5.1096 | 115 | 485874.3639 | 485874.3639 | -4.7169 | -4.7026 | 2.018
|  | 1074 | 20 | 15036 | 4062664.9484 | 131248.0771 | 99061.415 | 4276523.373 | 4276523.373 | -4.9614 | -4.9615 | -4.935 | -4.9248 | 191 | 793153.9899 | 793153.9899 | -5.1218 | -5.1006 | 253 | 1091323.746 | 1091323.746 | -4.7105 | -4.6954 | 11.123
|  | 372 | 6 | 4092 | 1401819.1455 | 36416.2162 | 14878.7394 | 1475608.6029 | 1475608.6029 | -4.9666 | -4.961 | -4.9409 | -4.9315 | 697 | 2897610.4395 | 2897610.4395 | -5.1368 | -5.1144 | 618 | 2491503.767 | 2491503.767 | -4.7236 | -4.7078 | 3.838
|  | 1098 | 13 | 19764 | 4170884.7955 | 232769.0762 | 112776.5673 | 4390447.1039 | 4390447.1039 | -4.9326 | -4.932 | -4.9388 | -4.9373 | 576 | 2346729.1325 | 2346729.1325 | -4.9675 | -4.9642 | 205 | 801113.2525 | 801113.2525 | -4.9112 | -4.9089 | 11.4193
|  | 855 | 4 | 10260 | 3395781.0456 | 121419.1672 | 34205.6591 | 3574601.4366 | 3574601.4366 | -4.932 | -4.9285 | -4.9385 | -4.9369 | 1097 | 4492988.6887 | 4492988.6887 | -4.9686 | -4.965 | 194 | 775731.6553 | 775731.6553 | -4.9068 | -4.9045 | 9.2971
|  | 313 | 8 | 3443 | 1200270.6556 | 34421.4119 | 13205.5512 | 1263459.5449 | 1263459.5449 | -4.9264 | -4.9195 | -4.9382 | -4.9367 | 982 | 3835434.7613 | 3835434.7613 | -4.9688 | -4.9652 | 603 | 2442686.1389 | 2442686.1389 | -4.9089 | -4.9063 | 3.2862
|  | 369 | 3 | 4059 | 1372862.1033 | 49034.2357 | 8484.7609 | 1445119.9938 | 1445119.9938 | -4.9279 | -4.9105 | -4.9372 | -4.9357 | 207 | 821588.5704 | 821588.5704 | -4.9658 | -4.9624 | 403 | 1693580.5955 | 1693580.5955 | -4.9066 | -4.9041 | 3.7587
|  | 816 | 20 | 10608 | 3038538.9567 | 116699.5556 | 71704.5426 | 3198467.5631 | 3198467.5631 | -4.9294 | -4.929 | -4.9365 | -4.935 | 367 | 1566379.0703 | 1566379.0703 | -4.9671 | -4.9636 | 1057 | 4559598.8717 | 4559598.8717 | -4.9072 | -4.9045 | 8.3191
|  | 330 | 16 | 4290 | 1264852.7628 | 55155.4989 | 25825.5931 | 1331441.3639 | 1331441.3639 | -4.9274 | -4.9248 | -4.9364 | -4.935 | 617 | 2519114.4368 | 2519114.4368 | -4.9668 | -4.9633 | 509 | 2026804.5966 | 2026804.5966 | -4.9071 | -4.9045 | 3.463
|  | 781 | 18 | 10153 | 3049473.1123 | 83434.5936 | 48490.5825 | 3210036.4678 | 3210036.4678 | -4.9285 | -4.9278 | -4.9373 | -4.9358 | 289 | 1161469.7249 | 1161469.7249 | -4.9649 | -4.9617 | 936 | 3676757.6798 | 3676757.6798 | -4.9099 | -4.9074 | 8.349
|  | 296 | 14 | 3552 | 1116591.0264 | 34704.3055 | 24733.3997 | 1175367.027 | 1175367.027 | -4.926 | -4.926 | -4.938 | -4.9366 | 102 | 419198.6874 | 419198.6874 | -4.9672 | -4.964 | 1007 | 4191289.843 | 4191289.843 | -4.9101 | -4.9074 | 3.0571
|  | 389 | 18 | 4279 | 1507483.7022 | 52259.0903 | 39890.84 | 1586852.4103 | 1586852.4103 | -4.9274 | -4.9277 | -4.9369 | -4.9354 | 406 | 1615598.0051 | 1615598.0051 | -4.9669 | -4.9634 | 997 | 3943907.1251 | 3943907.1251 | -4.9079 | -4.9052 | 4.1273
|  | 547 | 4 | 8205 | 2208056.7844 | 112324.8168 | 32412.2438 | 2324346.0987 | 2324346.0987 | -4.9309 | -4.9273 | -4.9377 | -4.9363 | 697 | 2987088.956 | 2987088.956 | -4.9651 | -4.9618 | 761 | 3131529.6545 | 3131529.6545 | -4.9095 | -4.9071 | 6.0453
|  | 585 | 17 | 5850 | 2195577.0276 | 79642.2068 | 47143.1795 | 2311144.909 | 2311144.909 | -4.9307 | -4.93 | -4.9385 | -4.937 | 753 | 2961395.4008 | 2961395.4008 | -4.9696 | -4.966 | 52 | 206679.0814 | 206679.0814 | -4.907 | -4.9049 | 6.0112
|  | 692 | 13 | 8996 | 2730762.6837 | 113103.7091 | 53580.1787 | 2874556.5548 | 2874556.5548 | -4.93 | -4.9288 | -4.9368 | -4.9353 | 1081 | 4322024.8064 | 4322024.8064 | -4.967 | -4.9634 | 667 | 2613897.9741 | 2613897.9741 | -4.9072 | -4.9046 | 7.4764
|  | 296 | 6 | 3552 | 1143709.9676 | 53939.5277 | 19060.5689 | 1203924.7039 | 1203924.7039 | -4.9277 | -4.9225 | -4.9364 | -4.9349 | 860 | 3454248.7329 | 3454248.7329 | -4.9669 | -4.9634 | 969 | 3909010.4711 | 3909010.4711 | -4.9074 | -4.9048 | 3.1313
|  | 933 | 20 | 17727 | 3612703.6914 | 234958.2495 | 177904.2159 | 3802910.6192 | 3802910.6192 | -4.9316 | -4.9317 | -4.9374 | -4.9359 | 97 | 392077.0125 | 392077.0125 | -4.9659 | -4.9627 | 78 | 320965.7906 | 320965.7906 | -4.9062 | -4.904 | 9.891
|  | 580 | 3 | 5800 | 2179385.4429 | 72370.5464 | 35146.7637 | 2294102.1242 | 2294102.1242 | -4.9309 | -4.9292 | -4.9387 | -4.9371 | 580 | 2437805.7902 | 2437805.7902 | -4.9676 | -4.9641 | 224 | 900391.9073 | 900391.9073 | -4.9084 | -4.9059 | 5.9668
|  | 826 | 18 | 13216 | 3282273.6857 | 164908.838 | 167494.3704 | 3455117.4844 | 3455117.4844 | -4.9316 | -4.9321 | -4.9379 | -4.9364 | 131 | 547966.5744 | 547966.5744 | -4.9676 | -4.9643 | 351 | 1506164.836 | 1506164.836 | -4.9078 | -4.9053 | 8.9864
|  | 110 | 20 | 2200 | 421497.4191 | 26576.8215 | 24000.3478 | 443687.2442 | 443687.2442 | -4.9232 | -4.9254 | -4.9362 | -4.9349 | 122 | 494626.076 | 494626.076 | -4.9699 | -4.9664 | 694 | 2962109.6679 | 2962109.6679 | -4.9051 | -4.9023 | 1.154
|  | 182 | 16 | 2730 | 680419.4412 | 33702.9996 | 29463.7919 | 716233.3581 | 716233.3581 | -4.9239 | -4.9254 | -4.9356 | -4.9343 | 486 | 2026217.0051 | 2026217.0051 | -4.9663 | -4.9628 | 817 | 3359656.1208 | 3359656.1208 | -4.907 | -4.9044 | 1.8629
|  | 952 | 18 | 14280 | 3808037.912 | 190083.2871 | 152428.3749 | 4008578.1938 | 4008578.1938 | -4.9316 | -4.9317 | -4.9377 | -4.9361 | 146 | 613990.4078 | 613990.4078 | -4.9665 | -4.9632 | 873 | 3815690.4463 | 3815690.4463 | -4.9079 | -4.9054 | 10.4258
|  | 388 | 20 | 5820 | 1474183.7783 | 72401.4912 | 88769.7721 | 1551787.394 | 1551787.394 | -4.9288 | -4.9304 | -4.9362 | -4.9346 | 128 | 525410.6065 | 525410.6065 | -4.9679 | -4.9644 | 1076 | 4443763.9686 | 4443763.9686 | -4.9044 | -4.9015 | 4.0361
|  | 405 | 4 | 8100 | 1519876.3408 | 104292.8517 | 34373.6849 | 1599877.525 | 1599877.525 | -4.9336 | -4.9305 | -4.9393 | -4.9377 | 585 | 2352602.4128 | 2352602.4128 | -4.9721 | -4.9682 | 1040 | 4111414.0056 | 4111414.0056 | -4.9064 | -4.9035 | 4.1612
|  | 371 | 19 | 6307 | 1424954.845 | 72966.2062 | 94098.854 | 1499973.2778 | 1499973.2778 | -4.9294 | -4.9311 | -4.9373 | -4.9359 | 440 | 1829082.8595 | 1829082.8595 | -4.9675 | -4.964 | 533 | 2249553.5174 | 2249553.5174 | -4.9081 | -4.9055 | 3.9013
|  | 721 | 2 | 14420 | 2751439.8568 | 205408.7607 | 60141.9982 | 2896285.4189 | 2896285.4189 | -4.9335 | -4.9315 | -4.9388 | -4.9372 | 219 | 931006.0676 | 931006.0676 | -4.968 | -4.9646 | 992 | 3975461.7672 | 3975461.7672 | -4.9084 | -4.9058 | 7.533
|  | 200 | 2 | 2600 | 792005.1031 | 46227.1987 | 15367.79 | 833710.8402 | 833710.8402 | -4.9272 | -4.9204 | -4.9357 | -4.9342 | 1042 | 4428828.8285 | 4428828.8285 | -4.9684 | -4.9644 | 119 | 519464.8238 | 519464.8238 | -4.9015 | -4.899 | 2.1684
|  | 837 | 12 | 8370 | 3212649.5195 | 109829.5272 | 117594.108 | 3381782.3818 | 3381782.3818 | -4.9325 | -4.9333 | -4.9389 | -4.9372 | 827 | 3707403.5829 | 3711299.9499 | -4.9713 | -4.9675 | 465 | 2006824.5815 | 2006824.5815 | -4.9069 | -4.9041 | 8.7958
|  | 680 | 2 | 8160 | 2721817.3309 | 102129.0845 | 38364.7626 | 2865155.3671 | 2865155.3671 | -4.9313 | -4.9288 | -4.9375 | -4.9357 | 1068 | 4382908.6292 | 4382908.6292 | -4.969 | -4.9652 | 414 | 1699124.978 | 1699124.978 | -4.9033 | -4.9006 | 7.4519
|  | 491 | 17 | 8347 | 1881375.5548 | 94828.8869 | 68911.7623 | 1980420.9735 | 1980420.9735 | -4.9295 | -4.9296 | -4.9372 | -4.9358 | 509 | 2167036.1595 | 2167036.1595 | -4.9654 | -4.9621 | 450 | 1894570.7709 | 1894570.7709 | -4.9096 | -4.9073 | 5.1509
|  | 655 | 4 | 9170 | 2669635.0563 | 106263.1365 | 32393.4798 | 2810243.7207 | 2810243.7207 | -4.9306 | -4.9271 | -4.9377 | -4.9362 | 723 | 2844623.3131 | 2844623.3131 | -4.9649 | -4.9616 | 985 | 4180174.9908 | 4180174.9908 | -4.9104 | -4.9079 | 7.3091
|  | 277 | 17 | 4709 | 1120826.9653 | 52963.0075 | 34248.1522 | 1179857.3677 | 1179857.3677 | -4.9265 | -4.926 | -4.9361 | -4.9349 | 241 | 963659.5534 | 963659.5534 | -4.9642 | -4.9611 | 96 | 382551.139 | 382551.139 | -4.9081 | -4.9059 | 3.0687
|  | 808 | 10 | 15352 | 3197419.5058 | 158714.348 | 89500.09 | 3365789.6643 | 3365789.6643 | -4.9309 | -4.9304 | -4.9374 | -4.9359 | 175 | 715981.945 | 715981.945 | -4.9655 | -4.9624 | 740 | 3122574.1929 | 3122574.1929 | -4.9099 | -4.9075 | 8.7541
|  | 615 | 3 | 6150 | 2280228.2737 | 86055.6894 | 32983.5124 | 2400240.2882 | 2400240.2882 | -4.93 | -4.9273 | -4.9376 | -4.9361 | 65 | 259837.4807 | 259837.4807 | -4.9633 | -4.9604 | 104 | 419432.0978 | 419432.0978 | -4.908 | -4.9059 | 6.2429
|  | 1067 | 3 | 18139 | 3967212.8275 | 230459.8862 | 86288.745 | 4176018.1821 | 4176018.1821 | -4.9319 | -4.9308 | -4.9377 | -4.9362 | 167 | 655273.0636 | 655273.0636 | -4.9637 | -4.9607 | 302 | 1300779.5378 | 1300779.5378 | -4.9085 | -4.9062 | 10.8616
|  | 818 | 18 | 10634 | 3151381.3842 | 93024.866 | 86604.5933 | 3317293.4738 | 3317293.4738 | -4.9314 | -4.9321 | -4.9388 | -4.9371 | 489 | 1934678.4935 | 1934678.4935 | -4.9709 | -4.9672 | 280 | 1114005.2544 | 1114005.2544 | -4.9055 | -4.9028 | 8.628
|  | 100 | 7 | 1800 | 407235.2772 | 20517.7193 | 9428.8553 | 428684.0733 | 428684.0733 | -4.9191 | -4.9118 | -4.936 | -4.9348 | 673 | 2736871.8903 | 2736871.8903 | -4.9652 | -4.9619 | 959 | 3997872.3988 | 3997872.3988 | -4.9099 | -4.9074 | 1.1149
|  | 1049 | 6 | 12588 | 4083050.5167 | 145870.1483 | 61946.6821 | 4298029.4968 | 4298029.4968 | -4.9307 | -4.9294 | -4.9374 | -4.9359 | 216 | 903352.7611 | 903352.7611 | -4.9646 | -4.9614 | 86 | 367932.7848 | 367932.7848 | -4.9084 | -4.9062 | 11.1788
|  | 552 | 12 | 8280 | 2243235.3526 | 105512.9742 | 47024.2616 | 2361383.1796 | 2361383.1796 | -4.9292 | -4.9277 | -4.9365 | -4.935 | 583 | 2364995.1515 | 2364995.1515 | -4.9646 | -4.9613 | 483 | 2022735.8375 | 2022735.8375 | -4.909 | -4.9065 | 6.1416
|  | 199 | 17 | 2587 | 760548.3964 | 34778.8582 | 22918.5251 | 800586.8289 | 800586.8289 | -4.9258 | -4.9251 | -4.9378 | -4.9365 | 816 | 3440818.9641 | 3440818.9641 | -4.9677 | -4.9644 | 704 | 2899500.4571 | 2899500.4571 | -4.9112 | -4.9087 | 2.0823
|  | 315 | 17 | 3465 | 1200535.2133 | 38119.1078 | 32230.3543 | 1263735.0146 | 1263735.0146 | -4.9244 | -4.9255 | -4.9361 | -4.9348 | 76 | 336051.5139 | 336051.5139 | -4.9634 | -4.9604 | 860 | 3431645.0249 | 3431645.0249 | -4.9093 | -4.9068 | 3.2869
|  | 158 | 15 | 1580 | 617150.016 | 26147.3549 | 22167.1257 | 649644.7948 | 649644.7948 | -4.9221 | -4.9238 | -4.9353 | -4.9339 | 356 | 1415789.3747 | 1415789.3747 | -4.9694 | -4.9657 | 1097 | 4907514.1772 | 4909593.3194 | -4.904 | -4.9011 | 1.6897
|  | 1056 | 19 | 15840 | 4259233.8719 | 199450.4324 | 255806.6911 | 4483548.94 | 4483548.94 | -4.931 | -4.9316 | -4.9367 | -4.935 | 211 | 943218.6308 | 943965.1667 | -4.9691 | -4.9655 | 865 | 3381598.3183 | 3381598.3183 | -4.9039 | -4.9011 | 11.6611
|  | 416 | 5 | 5408 | 1573061.562 | 71986.4638 | 42215.6549 | 1655867.1918 | 1655867.1918 | -4.9293 | -4.9285 | -4.9364 | -4.9347 | 129 | 530851.0502 | 530851.0502 | -4.9689 | -4.9654 | 985 | 4297468.4382 | 4297468.4382 | -4.9043 | -4.9014 | 4.3068
|  | 774 | 2 | 13932 | 3108123.9968 | 204180.2356 | 63385.5916 | 3271809.8782 | 3271809.8782 | -4.9327 | -4.9309 | -4.9376 | -4.9358 | 648 | 2692055.9133 | 2692055.9133 | -4.9699 | -4.966 | 683 | 2942516.4781 | 2942516.4781 | -4.9037 | -4.9009 | 8.5096
|  | 235 | 8 | 3995 | 885979.4096 | 85553.6751 | 43173.4202 | 932616.0853 | 932616.0853 | -4.9311 | -4.9298 | -4.9371 | -4.9356 | 453 | 1827404.7793 | 1827404.7793 | -4.97 | -4.9663 | 419 | 1754394.4741 | 1754394.4741 | -4.9049 | -4.9022 | 2.4257
|  | 983 | 2 | 18677 | 3973032.116 | 411289.5022 | 112814.304 | 4182277.3878 | 4182277.3878 | -4.9348 | -4.9337 | -4.9392 | -4.9374 | 158 | 651208.9138 | 651208.9138 | -4.9693 | -4.9657 | 733 | 3111086.4413 | 3111086.4413 | -4.9053 | -4.9025 | 10.8776
|  | 543 | 16 | 5973 | 2152673.2861 | 113097.109 | 114775.5345 | 2266030.5978 | 2266030.5978 | -4.9317 | -4.9324 | -4.9377 | -4.9361 | 826 | 3282897.3557 | 3282897.3557 | -4.9705 | -4.9666 | 359 | 1456826.0627 | 1456826.0627 | -4.9047 | -4.902 | 5.8937
|  | 348 | 11 | 6960 | 1498886.6697 | 118607.1139 | 76778.1054 | 1573135.4363 | 1577863.3132 | -4.9305 | -4.9302 | -4.936 | -4.9344 | 81 | 354478.2685 | 354478.2685 | -4.9683 | -4.9649 | 168 | 735913.4286 | 735913.4286 | -4.9027 | -4.9002 | 4.1037
|  | 140 | 13 | 2100 | 533893.2644 | 30378.8921 | 27696.4692 | 561999.151 | 561999.151 | -4.9237 | -4.9257 | -4.9354 | -4.934 | 509 | 2045069.2311 | 2045069.2311 | -4.9688 | -4.965 | 640 | 2682131.498 | 2682131.498 | -4.9049 | -4.9021 | 1.4617
|  | 828 | 11 | 14076 | 3496105.0246 | 287047.0108 | 202338.3988 | 3680290.0511 | 3680290.0511 | -4.9333 | -4.9333 | -4.938 | -4.9363 | 905 | 3535794.657 | 3535794.657 | -4.9705 | -4.9666 | 329 | 1393606.1819 | 1393606.1819 | -4.9048 | -4.902 | 9.5718
|  | 182 | 12 | 2366 | 750934.6943 | 43142.0768 | 37019.5351 | 790489.6428 | 790489.6428 | -4.9268 | -4.9279 | -4.936 | -4.9345 | 897 | 3992401.6958 | 3992401.6958 | -4.9695 | -4.9657 | 390 | 1728863.767 | 1728863.767 | -4.9039 | -4.9011 | 2.0559
|  | 878 | 17 | 8780 | 3352992.8342 | 158267.2836 | 186342.0382 | 3529507.2704 | 3529507.2704 | -4.9323 | -4.933 | -4.938 | -4.9363 | 347 | 1431123.2484 | 1431123.2484 | -4.9698 | -4.9661 | 403 | 1678815.5392 | 1678815.5392 | -4.9047 | -4.9021 | 9.18
|  | 639 | 11 | 8946 | 2480376.8443 | 135173.4278 | 112688.006 | 2610969.8187 | 2610969.8187 | -4.9322 | -4.9324 | -4.9378 | -4.9361 | 313 | 1265863.7314 | 1265863.7314 | -4.9698 | -4.9661 | 987 | 4162757.0431 | 4162757.0431 | -4.9055 | -4.9026 | 6.7909
|  | 349 | 11 | 6631 | 1465950.4691 | 123422.309 | 86832.3056 | 1543178.1932 | 1543178.1932 | -4.932 | -4.932 | -4.9374 | -4.9358 | 1099 | 4576870.39 | 4576870.39 | -4.9717 | -4.9677 | 1040 | 4111689.6595 | 4111689.6595 | -4.9065 | -4.9036 | 4.0136
|  | 791 | 4 | 7910 | 3070998.3168 | 134047.2447 | 47517.689 | 3232688.027 | 3232688.027 | -4.9342 | -4.9321 | -4.9398 | -4.9381 | 997 | 4056230.9195 | 4056230.9195 | -4.9713 | -4.9675 | 821 | 3272649.002 | 3272649.002 | -4.9062 | -4.9033 | 8.4079
|  | 413 | 3 | 7434 | 1570258.5425 | 126403.2888 | 28432.6521 | 1652920.1495 | 1652920.1495 | -4.9323 | -4.9276 | -4.9376 | -4.936 | 657 | 2865286.0689 | 2865286.0689 | -4.9704 | -4.9666 | 480 | 1902982.8436 | 1902982.8436 | -4.9039 | -4.9012 | 4.2991
|  | 751 | 17 | 12767 | 2886492.0608 | 233762.8946 | 157349.5198 | 3038455.6677 | 3038455.6677 | -4.9316 | -4.9315 | -4.9365 | -4.9348 | 1013 | 4371815.4955 | 4371815.4955 | -4.9693 | -4.9654 | 1025 | 4345403.3745 | 4345403.3745 | -4.9041 | -4.9012 | 7.9028
|  | 614 | 12 | 12280 | 2436002.8232 | 208336.3827 | 160382.3287 | 2564280.6754 | 2564280.6754 | -4.9315 | -4.9316 | -4.9363 | -4.9347 | 966 | 4070513.7751 | 4070513.7751 | -4.969 | -4.9652 | 106 | 415073.3263 | 415073.3263 | -4.9023 | -4.8999 | 6.6694
|  | 989 | 11 | 13846 | 3923013.5551 | 236477.2491 | 208741.4846 | 4129595.8316 | 4129595.8316 | -4.9331 | -4.9333 | -4.9381 | -4.9364 | 398 | 1676925.5483 | 1676925.5483 | -4.9699 | -4.9662 | 1074 | 4345576.8979 | 4345576.8979 | -4.9056 | -4.9026 | 10.7406
|  | 916 | 13 | 10992 | 3589841.9871 | 161301.9235 | 126956.551 | 3778862.5873 | 3778862.5873 | -4.931 | -4.9311 | -4.9366 | -4.9349 | 193 | 865255.3742 | 865710.8133 | -4.9681 | -4.9644 | 834 | 3532265.2222 | 3532265.2222 | -4.9038 | -4.901 | 9.8285
|  | 181 | 3 | 2172 | 725229.6963 | 42647.7976 | 20794.5006 | 763422.4844 | 763422.4844 | -4.929 | -4.926 | -4.938 | -4.9364 | 992 | 3904979.5601 | 3904979.5601 | -4.9706 | -4.9667 | 924 | 3664626.8352 | 3664626.8352 | -4.9053 | -4.9025 | 1.9856
|  | 476 | 3 | 9044 | 2078172.4259 | 171245.6478 | 65322.2625 | 2174788.4496 | 2187681.8959 | -4.9338 | -4.9324 | -4.9387 | -4.937 | 454 | 2007476.5755 | 2007476.5755 | -4.9701 | -4.9663 | 50 | 215522.5017 | 215522.5017 | -4.9032 | -4.9009 | 5.6897
|  | 981 | 4 | 12753 | 3833943.8513 | 241232.8822 | 139926.8366 | 4035813.2247 | 4035813.2247 | -4.9343 | -4.934 | -4.9391 | -4.9374 | 476 | 1943343.5456 | 1943343.5456 | -4.9701 | -4.9663 | 235 | 918073.78 | 918073.78 | -4.9044 | -4.9018 | 10.4968
|  | 67 | 5 | 670 | 267077.5587 | 13625.0232 | 7896.0795 | 281142.1334 | 281142.1334 | -4.9122 | -4.9076 | -4.9341 | -4.9328 | 814 | 3253009.3374 | 3253009.3374 | -4.9684 | -4.9645 | 542 | 2387984.8581 | 2387984.8581 | -4.9031 | -4.9003 | 0.73122
|  | 816 | 8 | 8160 | 3081034.1746 | 116188.5864 | 87820.2878 | 3243217.2713 | 3243217.2713 | -4.9305 | -4.9306 | -4.9366 | -4.9348 | 1000 | 4388349.5135 | 4388349.5135 | -4.9691 | -4.9653 | 647 | 2627190.3746 | 2627190.3746 | -4.9037 | -4.9009 | 8.4354
|  | 682 | 5 | 6820 | 2644576.4483 | 114413.0575 | 58268.8001 | 2783813.5159 | 2783813.5159 | -4.9312 | -4.9302 | -4.9372 | -4.9354 | 463 | 1818485.9748 | 1818485.9748 | -4.9692 | -4.9655 | 794 | 3412631.7723 | 3412631.7723 | -4.9045 | -4.9017 | 7.2405
|  | 1031 | 12 | 12372 | 3895945.7776 | 214349.1683 | 196912.4854 | 4101026.439 | 4101026.439 | -4.9338 | -4.9341 | -4.939 | -4.9372 | 301 | 1180829.0157 | 1180829.0157 | -4.9706 | -4.9669 | 605 | 2467816.5051 | 2467816.5051 | -4.906 | -4.9032 | 10.6665
|  | 917 | 15 | 14672 | 3603872.3983 | 328650.1926 | 297127.7302 | 3793635.7894 | 3793635.7894 | -4.9334 | -4.9336 | -4.938 | -4.9363 | 807 | 3494838.0369 | 3494838.0369 | -4.9704 | -4.9666 | 60 | 236511.5609 | 236511.5609 | -4.9033 | -4.9009 | 9.8669
|  | 1012 | 4 | 10120 | 4039509.1263 | 179739.2025 | 88504.3577 | 4252235.8987 | 4252235.8987 | -4.9349 | -4.9342 | -4.9401 | -4.9383 | 483 | 2034185.2285 | 2034185.2285 | -4.9718 | -4.9679 | 1009 | 4341937.7156 | 4341937.7156 | -4.9056 | -4.9026 | 11.0596
|  | 594 | 13 | 11286 | 2319973.8682 | 198311.8543 | 133722.1157 | 2442127.2946 | 2442127.2946 | -4.9328 | -4.9327 | -4.9375 | -4.9358 | 474 | 1900277.6025 | 1900277.6025 | -4.9716 | -4.9677 | 163 | 665587.8099 | 665587.8099 | -4.9031 | -4.9005 | 6.3517
|  | 565 | 17 | 9605 | 2314422.06 | 152769.1437 | 210080.8335 | 2436326.2383 | 2436326.2383 | -4.9333 | -4.9341 | -4.9386 | -4.9369 | 585 | 2493741.5564 | 2493741.5564 | -4.9719 | -4.968 | 156 | 622044.333 | 622044.333 | -4.904 | -4.9014 | 6.3365
|  | 197 | 20 | 2561 | 796646.2383 | 49752.5922 | 70378.8651 | 838602.8859 | 838602.8859 | -4.9295 | -4.9323 | -4.9378 | -4.9363 | 167 | 694610.0242 | 694610.0242 | -4.9719 | -4.9682 | 832 | 3311455.243 | 3311455.243 | -4.9054 | -4.9024 | 2.1811
|  | 1022 | 3 | 15330 | 4027459.4149 | 282432.7173 | 90766.2629 | 4239531.2988 | 4239531.2988 | -4.9336 | -4.9324 | -4.9381 | -4.9363 | 76 | 316410.518 | 316410.518 | -4.9682 | -4.9648 | 529 | 2192138.0513 | 2192138.0513 | -4.9031 | -4.9003 | 11.0266
|  | 117 | 17 | 2223 | 464185.9005 | 36746.1045 | 35392.2778 | 488629.5368 | 488629.5368 | -4.9252 | -4.9272 | -4.9349 | -4.9336 | 438 | 1903193.2925 | 1903193.2925 | -4.9693 | -4.9654 | 619 | 2581013.5436 | 2581013.5436 | -4.9028 | -4.8999 | 1.2709
|  | 726 | 10 | 11616 | 2757606.7631 | 188933.7981 | 122541.3175 | 2902771.688 | 2902771.688 | -4.9323 | -4.9322 | -4.9372 | -4.9355 | 1100 | 4349272.5593 | 4349272.5593 | -4.9707 | -4.9667 | 607 | 2439449.5267 | 2439449.5267 | -4.9035 | -4.9007 | 7.5499
|  | 338 | 12 | 4732 | 1264250.7076 | 78309.6729 | 67836.3907 | 1330794.8739 | 1330794.8739 | -4.9303 | -4.9309 | -4.9368 | -4.9352 | 959 | 3857714.8587 | 3857714.8587 | -4.9708 | -4.9668 | 620 | 2697286.0584 | 2697286.0584 | -4.9038 | -4.9009 | 3.4613
|  | 106 | 7 | 1378 | 437454.9871 | 16464.1036 | 16675.4478 | 460497.6529 | 460497.6529 | -4.9186 | -4.9235 | -4.9374 | -4.936 | 807 | 3285730.5299 | 3285730.5299 | -4.9721 | -4.9681 | 729 | 3249797.8973 | 3249797.8973 | -4.9053 | -4.9024 | 1.1977
|  | 338 | 16 | 5746 | 1281167.3719 | 107058.7517 | 139506.5406 | 1348609.0146 | 1348609.0146 | -4.9317 | -4.9329 | -4.9372 | -4.9357 | 392 | 1643820.7862 | 1643820.7862 | -4.9707 | -4.9669 | 787 | 3531399.1047 | 3531399.1047 | -4.9045 | -4.9016 | 3.5076
|  | 505 | 2 | 6060 | 2035894.0844 | 105680.2904 | 58088.154 | 2143115.2791 | 2143115.2791 | -4.933 | -4.9322 | -4.9387 | -4.937 | 641 | 2581552.1136 | 2581552.1136 | -4.971 | -4.9671 | 838 | 3520093.1039 | 3520093.1039 | -4.9055 | -4.9026 | 5.574
|  | 1001 | 9 | 10010 | 4004888.342 | 165844.7583 | 181467.9246 | 4215795.5642 | 4215795.5642 | -4.9328 | -4.9334 | -4.9382 | -4.9364 | 142 | 570068.8502 | 570068.8502 | -4.9699 | -4.9662 | 527 | 2392655.1804 | 2397714.7663 | -4.9041 | -4.9013 | 10.9648
|  | 316 | 12 | 4740 | 1326023.0363 | 116496.5899 | 105930.1385 | 1395878.7562 | 1395878.7562 | -4.9321 | -4.9326 | -4.9374 | -4.9357 | 568 | 2429345.909 | 2429345.909 | -4.9709 | -4.967 | 1072 | 4417825.525 | 4417825.525 | -4.9046 | -4.9017 | 3.6305
|  | 899 | 20 | 14384 | 3409331.0862 | 236134.3461 | 391085.4245 | 3588801.6275 | 3588801.6275 | -4.933 | -4.9336 | -4.9379 | -4.9362 | 102 | 438105.066 | 438105.066 | -4.9697 | -4.9661 | 771 | 3314423.2481 | 3314423.2481 | -4.9044 | -4.9015 | 9.3342
|  | 964 | 17 | 15424 | 3783955.2252 | 250870.0314 | 340823.1203 | 3983199.1118 | 3983199.1118 | -4.934 | -4.9345 | -4.9389 | -4.9372 | 468 | 1953685.6667 | 1953685.6667 | -4.9717 | -4.9679 | 979 | 4083281.9603 | 4083281.9603 | -4.9055 | -4.9026 | 10.3599
|  | 348 | 8 | 5916 | 1440963.9323 | 108657.2949 | 83396.7876 | 1516867.6124 | 1516867.6124 | -4.9329 | -4.933 | -4.9383 | -4.9367 | 895 | 3882542.99 | 3882542.99 | -4.9721 | -4.9682 | 120 | 498396.0604 | 498396.0604 | -4.9038 | -4.9013 | 3.9451
|  | 109 | 18 | 2071 | 423412.4926 | 35174.901 | 42673.0806 | 445705.4794 | 445705.4794 | -4.9272 | -4.9305 | -4.9372 | -4.9359 | 825 | 3433522.5676 | 3433522.5676 | -4.9731 | -4.9691 | 481 | 1906892.5109 | 1906892.5109 | -4.906 | -4.9031 | 1.1592
|  | 1029 | 9 | 13377 | 3859910.1187 | 234546.8776 | 175258.6918 | 4063082.1109 | 4063082.1109 | -4.932 | -4.9321 | -4.9369 | -4.9351 | 175 | 726223.0412 | 726223.0412 | -4.9686 | -4.965 | 76 | 345005.194 | 345393.3727 | -4.9025 | -4.8999 | 10.5679
|  | 153 | 12 | 1989 | 592996.625 | 44214.4204 | 44005.1423 | 624217.8077 | 624217.8077 | -4.9238 | -4.9256 | -4.9373 | -4.9367 | 266 | 1137159.7355 | 1137159.7355 | -4.9512 | -4.9496 | 568 | 2278684.4119 | 2278684.4119 | -4.9276 | -4.9264 | 1.6235
|  | 219 | 3 | 2190 | 820981.1071 | 52746.041 | 33200.5524 | 864194.4289 | 864194.4289 | -4.9254 | -4.9247 | -4.9379 | -4.9373 | 114 | 493480.8071 | 493480.8071 | -4.9508 | -4.9494 | 306 | 1323282.5126 | 1323282.5126 | -4.9275 | -4.9264 | 2.2477
|  | 940 | 11 | 10340 | 3496751.6234 | 255696.1713 | 249980.7975 | 3680796.037 | 3680796.037 | -4.929 | -4.9293 | -4.9379 | -4.9372 | 1019 | 4069075.7248 | 4069075.7248 | -4.9516 | -4.9499 | 763 | 3036068.867 | 3036068.867 | -4.9283 | -4.927 | 9.5736
|  | 286 | 19 | 5434 | 1119147.9615 | 129540.3203 | 164846.625 | 1178075.2322 | 1178075.2322 | -4.9278 | -4.9287 | -4.9374 | -4.9368 | 973 | 4141240.1721 | 4141240.1721 | -4.9514 | -4.9499 | 820 | 3494233.2017 | 3494233.2017 | -4.9279 | -4.9266 | 3.0641
|  | 259 | 13 | 4403 | 965143.1436 | 105045.8973 | 96603.8083 | 1015942.1949 | 1015942.1949 | -4.9266 | -4.9272 | -4.9366 | -4.936 | 490 | 1923000.4707 | 1923000.4707 | -4.9504 | -4.9489 | 679 | 2977270.6613 | 2977270.6613 | -4.9269 | -4.9257 | 2.6424
|  | 1086 | 15 | 11946 | 4286033.2972 | 247682.9561 | 309780.7602 | 4511723.2971 | 4511723.2971 | -4.928 | -4.9285 | -4.9371 | -4.9364 | 424 | 1919318.1294 | 1919318.1294 | -4.9504 | -4.9489 | 480 | 2020694.946 | 2020694.946 | -4.9268 | -4.9256 | 11.7345
|  | 467 | 14 | 7005 | 1830616.5461 | 178531.3476 | 170207.9847 | 1927006.5394 | 1927006.5394 | -4.9285 | -4.9289 | -4.9377 | -4.937 | 535 | 2371030.7695 | 2371030.7695 | -4.9513 | -4.9497 | 505 | 2260651.5553 | 2260651.5553 | -4.9282 | -4.9269 | 5.012
|  | 689 | 20 | 10335 | 2777451.5634 | 227000.8373 | 308446.1929 | 2923727.0956 | 2923727.0956 | -4.9287 | -4.9292 | -4.9377 | -4.9371 | 289 | 1132220.9669 | 1132220.9669 | -4.9516 | -4.95 | 214 | 927293.4643 | 927293.4643 | -4.9273 | -4.9262 | 7.6042
|  | 697 | 16 | 13243 | 2665539.1182 | 316687.6759 | 340874.7483 | 2805864.8878 | 2805864.8878 | -4.9282 | -4.9285 | -4.9368 | -4.9361 | 1032 | 4219974.7818 | 4219974.7818 | -4.9507 | -4.949 | 76 | 307710.5258 | 307710.5258 | -4.926 | -4.925 | 7.2978
|  | 462 | 11 | 5544 | 1812594.2423 | 151897.8337 | 128283.4441 | 1908035.9107 | 1908035.9107 | -4.9336 | -4.9339 | -4.9385 | -4.9368 | 782 | 3519646.6508 | 3519646.6508 | -4.9721 | -4.9681 | 714 | 3006574.6684 | 3006574.6684 | -4.9063 | -4.9034 | 4.9626
|  | 354 | 2 | 3894 | 1373562.0396 | 97400.1609 | 48436.796 | 1445880.49 | 1445880.49 | -4.9337 | -4.9325 | -4.9393 | -4.9377 | 688 | 2772216.4659 | 2772216.4659 | -4.9719 | -4.968 | 267 | 1158410.9958 | 1158410.9958 | -4.9056 | -4.9029 | 3.7606
|  | 922 | 10 | 11986 | 3712579.0777 | 261675.7218 | 261539.4423 | 3908101.8536 | 3908101.8536 | -4.9291 | -4.9294 | -4.9379 | -4.9372 | 463 | 2038855.2899 | 2038855.2899 | -4.9518 | -4.9502 | 756 | 2955216.3013 | 2955216.3013 | -4.9283 | -4.927 | 10.1645
|  | 993 | 6 | 17874 | 4382574.4079 | 431509.6325 | 252298.2717 | 4593911.6107 | 4613531.4275 | -4.9296 | -4.9294 | -4.938 | -4.9373 | 251 | 1143338.105 | 1143338.105 | -4.9511 | -4.9496 | 931 | 3803219.3795 | 3803219.3795 | -4.9278 | -4.9266 | 11.9988
|  | 474 | 9 | 8058 | 1886235.902 | 196060.7535 | 167804.0494 | 1985565.7256 | 1985565.7256 | -4.9283 | -4.9285 | -4.9373 | -4.9366 | 87 | 388725.2218 | 388725.2218 | -4.9504 | -4.9489 | 1043 | 4255618.6752 | 4255618.6752 | -4.9274 | -4.9262 | 5.1642
|  | 380 | 20 | 4940 | 1413050.7127 | 118231.2589 | 208786.6971 | 1487423.5422 | 1487423.5422 | -4.9276 | -4.929 | -4.9375 | -4.9369 | 747 | 2979850.5376 | 2979850.5376 | -4.9514 | -4.9498 | 740 | 2904377.9082 | 2904377.9082 | -4.9278 | -4.9266 | 3.8687
|  | 216 | 20 | 4104 | 828339.8579 | 111744.3398 | 186662.6157 | 871948.2674 | 871948.2674 | -4.9275 | -4.9289 | -4.9373 | -4.9368 | 1093 | 4273981.2433 | 4273981.2433 | -4.9515 | -4.9499 | 171 | 708076.6034 | 708076.6034 | -4.9272 | -4.9262 | 2.2679
|  | 575 | 16 | 7475 | 2402294.6192 | 213721.3279 | 307438.606 | 2528845.0653 | 2528845.0653 | -4.9288 | -4.9294 | -4.9378 | -4.9371 | 274 | 1157684.0643 | 1157684.0643 | -4.9511 | -4.9496 | 617 | 2643832.062 | 2643832.062 | -4.9278 | -4.9265 | 6.5771
|  | 756 | 7 | 11340 | 2803012.317 | 301908.4386 | 293001.9048 | 2950539.2811 | 2950539.2811 | -4.9293 | -4.9295 | -4.9379 | -4.9371 | 185 | 722023.5013 | 722023.5013 | -4.9508 | -4.9494 | 402 | 1568937.5542 | 1568937.5542 | -4.9276 | -4.9264 | 7.6742
|  | 314 | 9 | 3454 | 1164214.1105 | 66120.1601 | 117819.4998 | 1225488.5374 | 1225488.5374 | -4.9259 | -4.9284 | -4.9376 | -4.9369 | 898 | 3504741.1037 | 3504741.1037 | -4.9515 | -4.9499 | 1001 | 3906732.5666 | 3906732.5666 | -4.9278 | -4.9266 | 3.1874
|  | 751 | 12 | 10514 | 2784473.8757 | 280154.2275 | 431995.5541 | 2931025.1324 | 2931025.1324 | -4.9291 | -4.9297 | -4.9378 | -4.9371 | 174 | 679092.3742 | 679092.3742 | -4.9514 | -4.9499 | 178 | 694703.6932 | 694703.6932 | -4.9272 | -4.9262 | 7.6235
|  | 881 | 20 | 9691 | 3638383.4031 | 269007.0487 | 490451.9049 | 3830033.9228 | 3830033.9228 | -4.929 | -4.9296 | -4.9379 | -4.9372 | 912 | 3816608.5072 | 3816608.5072 | -4.9515 | -4.9499 | 690 | 2730132.34 | 2730132.34 | -4.9278 | -4.9265 | 9.9614
|  | 641 | 10 | 12179 | 2653264.3278 | 346141.5523 | 314161.3789 | 2793026.3437 | 2793026.3437 | -4.9294 | -4.9295 | -4.9378 | -4.9371 | 636 | 2734409.2654 | 2734409.2654 | -4.9515 | -4.9498 | 622 | 2624886.3125 | 2624886.3125 | -4.9277 | -4.9265 | 7.2642
|  | 397 | 3 | 5955 | 1542167.0903 | 169811.1928 | 88663.8242 | 1623363.3552 | 1623363.3552 | -4.9289 | -4.9283 | -4.938 | -4.9373 | 1081 | 4514246.9192 | 4514246.9192 | -4.9515 | -4.9498 | 736 | 2940695.1058 | 2940695.1058 | -4.9277 | -4.9264 | 4.2222
|  | 286 | 13 | 3718 | 1138125.0925 | 89196.1167 | 108211.3477 | 1198059.1531 | 1198059.1531 | -4.927 | -4.9282 | -4.9375 | -4.9369 | 330 | 1435342.7923 | 1435342.7923 | -4.9512 | -4.9497 | 998 | 3922986.4736 | 3922986.4736 | -4.9278 | -4.9266 | 3.116
|  | 254 | 16 | 5080 | 985116.8809 | 120043.4654 | 165062.6533 | 1036983.4037 | 1036983.4037 | -4.9277 | -4.9288 | -4.9374 | -4.9368 | 622 | 2743210.047 | 2743210.047 | -4.9519 | -4.9503 | 830 | 3562882.894 | 3562882.894 | -4.9278 | -4.9266 | 2.6971
|  | 323 | 13 | 4522 | 1244820.2724 | 110196.8136 | 148904.9338 | 1310357.026 | 1310357.026 | -4.9268 | -4.9279 | -4.9368 | -4.9361 | 1056 | 4263570.9605 | 4263570.9605 | -4.9506 | -4.9491 | 621 | 2845407.6788 | 2846368.2231 | -4.927 | -4.9258 | 3.4081
|  | 931 | 9 | 9310 | 3455528.8157 | 220352.8556 | 261667.7637 | 3637400.2997 | 3637400.2997 | -4.9289 | -4.9294 | -4.9379 | -4.9372 | 836 | 3450218.2269 | 3450218.2269 | -4.9515 | -4.9499 | 455 | 1872142.2356 | 1872142.2356 | -4.9276 | -4.9264 | 9.4607
|  | 567 | 10 | 9072 | 2370717.1953 | 234424.473 | 245665.7396 | 2495604.8646 | 2495604.8646 | -4.9289 | -4.9292 | -4.9377 | -4.937 | 603 | 2706035.1656 | 2706035.1656 | -4.9513 | -4.9497 | 376 | 1490289.0326 | 1490289.0326 | -4.9275 | -4.9263 | 6.4907
|  | 108 | 12 | 1944 | 416760.7191 | 48845.8777 | 54578.7821 | 438702.3725 | 438702.3725 | -4.9243 | -4.9264 | -4.937 | -4.9365 | 227 | 903752.9515 | 903752.9515 | -4.951 | -4.9495 | 277 | 1174410.6494 | 1174410.6494 | -4.9273 | -4.9262 | 1.141
|  | 108 | 16 | 1296 | 447859.9535 | 33079.14 | 47964.7969 | 471451.5084 | 471451.5084 | -4.921 | -4.9253 | -4.9366 | -4.936 | 1029 | 4266604.7096 | 4266604.7096 | -4.951 | -4.9493 | 1009 | 4070330.8543 | 4070330.8543 | -4.9272 | -4.9259 | 1.2262
|  | 295 | 13 | 4130 | 1118487.0553 | 83205.278 | 98066.3464 | 1177365.2072 | 1177365.2072 | -4.9262 | -4.9275 | -4.937 | -4.9364 | 476 | 1927874.711 | 1927874.711 | -4.9513 | -4.9497 | 63 | 262332.0451 | 262332.0451 | -4.9264 | -4.9254 | 3.0623
|  | 133 | 9 | 2128 | 501939.8002 | 53025.793 | 46416.2784 | 528361.3985 | 528361.3985 | -4.9249 | -4.9259 | -4.9373 | -4.9367 | 1068 | 4513060.2963 | 4513060.2963 | -4.9516 | -4.95 | 771 | 3330198.7362 | 3330198.7362 | -4.9283 | -4.927 | 1.3742
|  | 816 | 12 | 11424 | 3359087.8582 | 262168.9529 | 302423.2468 | 3536022.4814 | 3536022.4814 | -4.929 | -4.9294 | -4.9379 | -4.9372 | 104 | 480129.4123 | 481641.8779 | -4.9508 | -4.9494 | 529 | 2097560.888 | 2097560.888 | -4.9277 | -4.9265 | 9.1967
|  | 167 | 18 | 2505 | 695452.6542 | 62040.4302 | 96586.1835 | 732087.5515 | 732087.5515 | -4.9255 | -4.9279 | -4.9373 | -4.9368 | 877 | 3712255.5649 | 3712255.5649 | -4.9515 | -4.9499 | 633 | 2772316.7392 | 2772316.7392 | -4.9277 | -4.9265 | 1.904
|  | 888 | 12 | 10656 | 3545106.3276 | 178767.2333 | 148454.0293 | 3731797.305 | 3731797.305 | -4.9381 | -4.9383 | -4.9355 | -4.9318 | 950 | 3968628.8479 | 3968628.8479 | -5.0048 | -4.9965 | 177 | 696827.8081 | 696827.8081 | -4.8562 | -4.8507 | 9.706
|  | 242 | 8 | 3146 | 950759.9168 | 59806.7966 | 37567.3184 | 1000822.4474 | 1000822.4474 | -4.9304 | -4.9298 | -4.9377 | -4.9361 | 335 | 1319446.1266 | 1319446.1266 | -4.971 | -4.9672 | 1021 | 4587078.0698 | 4587078.0698 | -4.9052 | -4.9022 | 2.603
|  | 352 | 7 | 6336 | 1514482.1759 | 119970.7187 | 67143.5531 | 1591792.7051 | 1594279.9576 | -4.9308 | -4.9302 | -4.9361 | -4.9344 | 695 | 3018810.2878 | 3018810.2878 | -4.9696 | -4.9657 | 1083 | 4372944.007 | 4372944.007 | -4.9032 | -4.9002 | 4.1464
|  | 764 | 6 | 12224 | 3110946.3222 | 247198.0434 | 114783.2104 | 3274797.5534 | 3274797.5534 | -4.932 | -4.9314 | -4.9366 | -4.9348 | 439 | 1757191.3231 | 1757191.3231 | -4.9692 | -4.9654 | 802 | 3338347.5306 | 3338347.5306 | -4.9029 | -4.9 | 8.5173
|  | 502 | 16 | 10040 | 2016463.6017 | 162539.7029 | 161771.5516 | 2122658.6402 | 2122658.6402 | -4.9383 | -4.9388 | -4.9351 | -4.9316 | 118 | 478174.7004 | 478174.7004 | -5.0021 | -4.9946 | 658 | 2729169.9 | 2729169.9 | -4.8587 | -4.8528 | 5.5208
|  | 1029 | 13 | 17493 | 3815211.2092 | 336193.9322 | 218705.9632 | 4016011.7992 | 4016011.7992 | -4.9407 | -4.9406 | -4.9374 | -4.9337 | 792 | 3395049.7945 | 3395049.7945 | -5.0064 | -4.9982 | 711 | 2816543.3268 | 2816543.3268 | -4.8623 | -4.8563 | 10.4455
|  | 939 | 5 | 9390 | 3661798.714 | 170685.6315 | 117272.2828 | 3854600.8996 | 3854600.8996 | -4.9339 | -4.9338 | -4.939 | -4.9372 | 445 | 1885759.8003 | 1885759.8003 | -4.9716 | -4.9678 | 479 | 2188531.9256 | 2202457.95 | -4.9049 | -4.9021 | 10.0255
|  | 84 | 19 | 840 | 335349.7842 | 15443.9308 | 20870.2887 | 353009.8417 | 353009.8417 | -4.9173 | -4.9257 | -4.9371 | -4.9358 | 587 | 2320944.9201 | 2320944.9201 | -4.9719 | -4.9679 | 57 | 256607.303 | 256759.3626 | -4.9033 | -4.9009 | 0.91814
|  | 113 | 18 | 1243 | 437009.3478 | 20452.7661 | 23662.1047 | 460017.4389 | 460017.4389 | -4.9192 | -4.9244 | -4.935 | -4.9336 | 215 | 908828.7907 | 908828.7907 | -4.9698 | -4.966 | 718 | 2852329.1658 | 2852329.1658 | -4.9028 | -4.8999 | 1.1965
|  | 938 | 2 | 12194 | 3859544.6578 | 185635.7012 | 110469.1359 | 4062839.3812 | 4062839.3812 | -4.935 | -4.9347 | -4.9401 | -4.9382 | 897 | 3828386.5628 | 3828386.5628 | -4.9721 | -4.9682 | 711 | 3247972.4954 | 3259139.844 | -4.9053 | -4.9024 | 10.5669
|  | 339 | 6 | 5763 | 1376392.5088 | 139456.5149 | 71541.5226 | 1448884.5499 | 1448884.5499 | -4.9335 | -4.9327 | -4.9383 | -4.9367 | 65 | 270984.2186 | 270984.2186 | -4.9701 | -4.9667 | 573 | 2296689.4554 | 2296689.4554 | -4.905 | -4.9022 | 3.7684
|  | 702 | 11 | 10530 | 2654233.0364 | 259197.9492 | 206473.5799 | 2793951.1779 | 2793951.1779 | -4.9343 | -4.9344 | -4.9387 | -4.937 | 1051 | 4530507.0998 | 4530507.0998 | -4.9723 | -4.9683 | 435 | 1747596.8522 | 1747596.8522 | -4.9059 | -4.9031 | 7.2669
|  | 58 | 14 | 812 | 242446.9016 | 23289.7022 | 19609.8743 | 255218.8067 | 255218.8067 | -4.9235 | -4.9253 | -4.9369 | -4.9356 | 1066 | 4663518.9341 | 4663518.9341 | -4.9723 | -4.9683 | 235 | 939346.8028 | 939346.8028 | -4.9044 | -4.9017 | 0.66378
|  | 371 | 10 | 3710 | 1435896.9413 | 71863.6883 | 64469.6077 | 1511495.883 | 1511495.883 | -4.9315 | -4.9323 | -4.9383 | -4.9367 | 1080 | 4839100.0751 | 4839100.0751 | -4.9723 | -4.9683 | 665 | 2869679.5136 | 2869679.5136 | -4.9052 | -4.9023 | 3.9313
|  | 858 | 12 | 9438 | 3202717.489 | 152794.2503 | 142981.6014 | 3371290.6325 | 3371290.6325 | -4.9311 | -4.9315 | -4.9365 | -4.9348 | 887 | 3798027.1438 | 3798027.1438 | -4.9698 | -4.9658 | 101 | 421279.1164 | 421279.1164 | -4.9014 | -4.8989 | 8.7686
|  | 652 | 13 | 10432 | 2582770.0876 | 136490.8371 | 129967.2991 | 2718775.0074 | 2718775.0074 | -4.9395 | -4.94 | -4.9371 | -4.9335 | 712 | 3018793.0978 | 3018793.0978 | -5.0065 | -4.9983 | 56 | 221794.1281 | 221794.1281 | -4.8564 | -4.8514 | 7.0712
|  | 711 | 18 | 7821 | 2649605.0136 | 110029.7029 | 127793.4586 | 2789063.5697 | 2789063.5697 | -4.9366 | -4.9375 | -4.9348 | -4.9312 | 677 | 2902117.9 | 2902117.9 | -5.0041 | -4.9959 | 971 | 3963880.1174 | 3963880.1174 | -4.8586 | -4.8525 | 7.2542
|  | 388 | 18 | 7760 | 1537619.2091 | 134590.9762 | 117267.054 | 1618588.2521 | 1618588.2521 | -4.9377 | -4.938 | -4.9344 | -4.931 | 842 | 3726718.5774 | 3726718.5774 | -5.005 | -4.9967 | 451 | 1890280.6286 | 1890280.6286 | -4.858 | -4.8522 | 4.2098
|  | 334 | 11 | 5678 | 1285771.3838 | 119337.6155 | 59087.9262 | 1353463.5293 | 1353463.5293 | -4.9421 | -4.9411 | -4.9387 | -4.9353 | 408 | 1694358.4431 | 1694358.4431 | -5.0084 | -5.0003 | 760 | 3089133.3367 | 3089133.3367 | -4.8631 | -4.8572 | 3.5203
|  | 595 | 14 | 9520 | 2225824.3916 | 140060.9598 | 114976.6054 | 2342981.3628 | 2342981.3628 | -4.9422 | -4.9425 | -4.9395 | -4.9359 | 450 | 1769755.6643 | 1769755.6643 | -5.0083 | -5.0003 | 961 | 3890981.1752 | 3890981.1752 | -4.8633 | -4.8573 | 6.094
|  | 688 | 19 | 9632 | 2762131.9 | 131861.0893 | 137947.8138 | 2907596.2429 | 2907596.2429 | -4.9369 | -4.9376 | -4.9349 | -4.9312 | 319 | 1250067.6705 | 1250067.6705 | -5.003 | -4.995 | 439 | 1859338.5196 | 1859338.5196 | -4.8573 | -4.8516 | 7.5623
|  | 892 | 16 | 13380 | 3523267.8973 | 165182.3777 | 135897.3487 | 3708794.0377 | 3708794.0377 | -4.9424 | -4.9426 | -4.9402 | -4.9365 | 469 | 1880127.679 | 1880127.679 | -5.0084 | -5.0004 | 505 | 2076242.9397 | 2076242.9397 | -4.8625 | -4.8567 | 9.6462
|  | 927 | 18 | 15759 | 3452133.3362 | 251247.5481 | 239397.3778 | 3633830.9275 | 3633830.9275 | -4.9388 | -4.9391 | -4.9359 | -4.9322 | 990 | 4231560.5397 | 4231560.5397 | -5.0075 | -4.9992 | 193 | 820784.39 | 820784.39 | -4.857 | -4.8514 | 9.4514
|  | 252 | 9 | 4536 | 946670.1826 | 63643.0068 | 42850.2469 | 996500.1238 | 996500.1238 | -4.94 | -4.9397 | -4.9383 | -4.935 | 699 | 2849490.6846 | 2849490.6846 | -5.0091 | -5.0009 | 350 | 1459518.4028 | 1459518.4028 | -4.862 | -4.8563 | 2.5918
|  | 189 | 7 | 3780 | 714837.9337 | 62555.0642 | 29121.2794 | 752466.9157 | 752466.9157 | -4.94 | -4.9377 | -4.9378 | -4.9347 | 157 | 667726.0226 | 667726.0226 | -5.0069 | -4.9992 | 1090 | 4439420.2092 | 4439420.2092 | -4.8636 | -4.8575 | 1.9571
|  | 808 | 19 | 13736 | 3365176.9978 | 216392.4316 | 185969.69 | 3542447.1609 | 3542447.1609 | -4.9379 | -4.9381 | -4.9351 | -4.9314 | 737 | 3145560.0467 | 3145560.0467 | -5.0042 | -4.996 | 237 | 950445.4421 | 950445.4421 | -4.8565 | -4.8509 | 9.2134
|  | 549 | 12 | 9333 | 2288554.6842 | 176895.0844 | 115813.4259 | 2409111.514 | 2409111.514 | -4.9386 | -4.9384 | -4.9353 | -4.9317 | 687 | 2902195.9263 | 2902195.9263 | -5.0047 | -4.9966 | 1004 | 4194378.018 | 4194378.018 | -4.8593 | -4.8532 | 6.2657
|  | 351 | 11 | 5967 | 1493546.9534 | 93437.6708 | 82872.3748 | 1570615.6326 | 1572235.6248 | -4.9291 | -4.9297 | -4.9375 | -4.9364 | 315 | 1238656.1284 | 1238656.1284 | -4.9602 | -4.9576 | 912 | 3719376.141 | 3719376.141 | -4.9169 | -4.9149 | 4.0891
|  | 401 | 20 | 5213 | 1541673.7538 | 93278.225 | 122739.1992 | 1622837.5988 | 1622837.5988 | -4.9289 | -4.9302 | -4.9375 | -4.9364 | 191 | 780282.5185 | 780282.5185 | -4.9599 | -4.9574 | 1048 | 4138146.7822 | 4138146.7822 | -4.9169 | -4.9149 | 4.2209
|  | 267 | 18 | 3471 | 1095849.096 | 55732.6861 | 68123.7034 | 1153569.97 | 1153569.97 | -4.9373 | -4.9394 | -4.9366 | -4.9333 | 189 | 756820.0435 | 756820.0435 | -5.0073 | -4.9995 | 628 | 2704250.8674 | 2704250.8674 | -4.8632 | -4.8572 | 3.0003
|  | 1071 | 20 | 17136 | 4486170.7916 | 280013.5905 | 320063.0959 | 4722502.0724 | 4722502.0724 | -4.9409 | -4.9412 | -4.9382 | -4.9345 | 606 | 2370891.7248 | 2370891.7248 | -5.0065 | -4.9984 | 461 | 1840011.8958 | 1840011.8958 | -4.8602 | -4.8544 | 12.2825
|  | 646 | 18 | 9044 | 2633228.2697 | 149668.7832 | 181406.9553 | 2771919.5079 | 2771919.5079 | -4.9423 | -4.943 | -4.9397 | -4.9361 | 902 | 3571920.3345 | 3571920.3345 | -5.0093 | -5.0011 | 934 | 3915789.66 | 3915789.66 | -4.8633 | -4.8574 | 7.2094
|  | 909 | 8 | 9090 | 3648338.7145 | 174354.1178 | 139207.2536 | 3840473.6621 | 3840473.6621 | -4.9429 | -4.9431 | -4.9403 | -4.9366 | 693 | 2935495.7994 | 2935495.7994 | -5.009 | -5.0009 | 554 | 2389287.1763 | 2389287.1763 | -4.8627 | -4.8568 | 9.9886
|  | 945 | 19 | 13230 | 3670694.8665 | 277561.3504 | 322668.6634 | 3863959.6474 | 3863959.6474 | -4.93 | -4.9304 | -4.937 | -4.9358 | 586 | 2512855.6234 | 2512855.6234 | -4.9597 | -4.957 | 394 | 1668590.7764 | 1668590.7764 | -4.9155 | -4.9136 | 10.0498
|  | 139 | 12 | 2780 | 575413.7274 | 45532.3987 | 40984.9043 | 605723.9526 | 605723.9526 | -4.9382 | -4.9395 | -4.9374 | -4.9344 | 993 | 4344161.404 | 4344161.404 | -5.0097 | -5.0013 | 142 | 557229.7277 | 557229.7277 | -4.8605 | -4.8551 | 1.5754
|  | 576 | 19 | 6912 | 2154543.2247 | 131792.6538 | 164096.0411 | 2267948.2038 | 2267948.2038 | -4.9379 | -4.9388 | -4.9353 | -4.9317 | 728 | 3316740.7318 | 3329540.2013 | -5.0051 | -4.9969 | 70 | 292361.3529 | 292361.3529 | -4.8551 | -4.8501 | 5.8988
|  | 939 | 17 | 15024 | 3525897.0098 | 236684.6056 | 283001.8673 | 3711489.2295 | 3711489.2295 | -4.943 | -4.9434 | -4.9401 | -4.9364 | 409 | 1721215.0119 | 1721215.0119 | -5.0104 | -5.0023 | 646 | 2525693.3012 | 2525693.3012 | -4.8629 | -4.857 | 9.6534
|  | 789 | 2 | 11046 | 3025009.2786 | 230068.794 | 91955.5728 | 3184262.2652 | 3184262.2652 | -4.9354 | -4.9344 | -4.9399 | -4.9381 | 655 | 2736101.917 | 2736101.917 | -4.9719 | -4.968 | 264 | 1096293.5126 | 1096293.5126 | -4.9045 | -4.9018 | 8.282
|  | 326 | 20 | 4564 | 1315695.9656 | 96269.7876 | 122725.1705 | 1384988.188 | 1384988.188 | -4.9323 | -4.9335 | -4.9382 | -4.9366 | 953 | 4104934.1245 | 4104934.1245 | -4.9732 | -4.9692 | 135 | 563689.5504 | 563689.5504 | -4.9039 | -4.9013 | 3.6022
|  | 387 | 20 | 3870 | 1563356.1157 | 86833.6065 | 145369.6004 | 1645692.1354 | 1645692.1354 | -4.9311 | -4.9329 | -4.9375 | -4.9358 | 279 | 1164910.1422 | 1164910.1422 | -4.9714 | -4.9676 | 679 | 2929005.959 | 2929005.959 | -4.9044 | -4.9015 | 4.2802
|  | 524 | 12 | 6812 | 2064099.0053 | 157489.4151 | 135528.8714 | 2172786.8767 | 2172786.8767 | -4.9297 | -4.93 | -4.937 | -4.9358 | 662 | 2768613.599 | 2768613.599 | -4.9599 | -4.9572 | 73 | 301811.8916 | 301811.8916 | -4.9148 | -4.9131 | 5.6512
|  | 1099 | 4 | 17584 | 4364652.9519 | 333613.7526 | 171970.5245 | 4594493.6418 | 4594493.6418 | -4.9357 | -4.9353 | -4.9401 | -4.9383 | 158 | 627152.6235 | 627152.6235 | -4.9708 | -4.9672 | 100 | 428108.7741 | 428108.7741 | -4.9037 | -4.9012 | 11.9498
|  | 324 | 19 | 3888 | 1270318.2993 | 48882.7149 | 59107.3883 | 1337206.2329 | 1337206.2329 | -4.9341 | -4.9364 | -4.9345 | -4.9312 | 824 | 3580609.5539 | 3580609.5539 | -5.0052 | -4.997 | 378 | 1596335.8854 | 1596335.8854 | -4.858 | -4.8523 | 3.4779
|  | 172 | 2 | 2064 | 657594.8601 | 28763.895 | 9126.5106 | 692213.4866 | 692213.4866 | -4.9321 | -4.9202 | -4.9349 | -4.9317 | 147 | 597179.506 | 597179.506 | -5.0017 | -4.9941 | 736 | 2987614.6939 | 2987614.6939 | -4.8582 | -4.8522 | 1.8004
|  | 780 | 6 | 8580 | 3067230.5212 | 112585.1068 | 62504.7609 | 3228737.5186 | 3228737.5186 | -4.9385 | -4.9378 | -4.9366 | -4.9329 | 827 | 3587995.7958 | 3587995.7958 | -5.008 | -4.9997 | 214 | 856011.4063 | 856011.4063 | -4.8578 | -4.8522 | 8.3976
|  | 173 | 8 | 2422 | 669678.6131 | 33661.3083 | 17048.5245 | 704936.7548 | 704936.7548 | -4.9312 | -4.9279 | -4.9328 | -4.9296 | 224 | 913536.5337 | 913536.5337 | -5.0025 | -4.9946 | 695 | 2944159.4315 | 2944159.4315 | -4.8581 | -4.8521 | 1.8335
|  | 731 | 14 | 10965 | 2842368.7631 | 116267.3093 | 96329.8077 | 2992022.7407 | 2992022.7407 | -4.94 | -4.9404 | -4.9383 | -4.9346 | 573 | 2384496.4997 | 2384496.4997 | -5.0072 | -4.9991 | 394 | 1699342.9933 | 1699342.9933 | -4.8606 | -4.8549 | 7.782
|  | 984 | 14 | 19680 | 3829726.6501 | 258237.168 | 153136.1394 | 4031367.6039 | 4031367.6039 | -4.9431 | -4.9429 | -4.9402 | -4.9365 | 845 | 3585148.0776 | 3585148.0776 | -5.0093 | -5.0011 | 222 | 883075.7067 | 883075.7067 | -4.8611 | -4.8557 | 10.4852
|  | 538 | 7 | 6994 | 2169451.1282 | 114286.5927 | 58372.5276 | 2283706.3601 | 2283706.3601 | -4.942 | -4.9411 | -4.9396 | -4.936 | 756 | 3329117.0681 | 3329117.0681 | -5.0114 | -5.0031 | 51 | 208500.2039 | 208500.2039 | -4.8588 | -4.8539 | 5.9396
|  | 160 | 6 | 2560 | 658569.1543 | 33640.2134 | 16300.5055 | 693258.2109 | 693258.2109 | -4.9313 | -4.9275 | -4.9329 | -4.9297 | 934 | 3774510.2305 | 3774510.2305 | -5.0045 | -4.9962 | 186 | 738625.3116 | 738625.3116 | -4.8561 | -4.8506 | 1.8031
|  | 958 | 16 | 19160 | 3578566.061 | 276082.9491 | 212368.818 | 3766922.8479 | 3766922.8479 | -4.9382 | -4.9383 | -4.9352 | -4.9315 | 997 | 4064577.5613 | 4064577.5613 | -5.0067 | -4.9984 | 575 | 2338280.0331 | 2338280.0331 | -4.8578 | -4.8519 | 9.7976
|  | 816 | 7 | 16320 | 3181887.2814 | 227125.4141 | 110750.6741 | 3349420.9178 | 3349420.9178 | -4.9391 | -4.9385 | -4.936 | -4.9323 | 114 | 447537.5008 | 447537.5008 | -5.0021 | -4.9946 | 105 | 428294.1753 | 428294.1753 | -4.8581 | -4.8528 | 8.7115
|  | 64 | 15 | 960 | 247320.3236 | 11760.7407 | 7308.8848 | 260341.4068 | 260341.4068 | -4.9103 | -4.907 | -4.937 | -4.9359 | 1048 | 4143615.1013 | 4143615.1013 | -4.967 | -4.9636 | 534 | 2124028.7274 | 2124028.7274 | -4.911 | -4.9086 | 0.67713
|  | 904 | 18 | 13560 | 3614321.6945 | 162011.8622 | 130652.2469 | 3804659.7528 | 3804659.7528 | -4.9292 | -4.9294 | -4.936 | -4.9345 | 935 | 3877932.5846 | 3877932.5846 | -4.9642 | -4.9609 | 423 | 1730000.8291 | 1730000.8291 | -4.9082 | -4.9058 | 9.8955
|  | 1038 | 6 | 11418 | 3990537.0474 | 137717.8915 | 66724.6274 | 4200625.1082 | 4200625.1082 | -4.9321 | -4.9311 | -4.9389 | -4.9374 | 76 | 310823.8675 | 310823.8675 | -4.9653 | -4.9623 | 404 | 1676604.967 | 1676604.967 | -4.9117 | -4.9093 | 10.9255
|  | 1084 | 11 | 10840 | 4174525.3427 | 122535.7426 | 77017.9799 | 4394302.6569 | 4394302.6569 | -4.9291 | -4.9288 | -4.9364 | -4.9349 | 485 | 2054455.1862 | 2054455.1862 | -4.9639 | -4.9607 | 331 | 1330406.9701 | 1330406.9701 | -4.908 | -4.9057 | 11.4292
|  | 639 | 2 | 12780 | 2437395.9119 | 120025.4377 | 25449.4533 | 2565708.6274 | 2565708.6274 | -4.9309 | -4.9255 | -4.9376 | -4.9361 | 570 | 2244742.1102 | 2244742.1102 | -4.9648 | -4.9615 | 661 | 2621150.8086 | 2621150.8086 | -4.9101 | -4.9077 | 6.6732
|  | 1070 | 11 | 19260 | 4361102.3694 | 175776.7355 | 95698.6426 | 4590799.9819 | 4590799.9819 | -4.929 | -4.9285 | -4.9374 | -4.9363 | 178 | 741853.3388 | 741853.3388 | -4.9567 | -4.9545 | 834 | 3387194.4702 | 3387194.4702 | -4.9193 | -4.9175 | 11.94
|  | 1087 | 19 | 14131 | 4168912.6529 | 170172.8956 | 124976.517 | 4388387.5129 | 4388387.5129 | -4.9319 | -4.932 | -4.9388 | -4.9373 | 60 | 237703.5726 | 237703.5726 | -4.965 | -4.9621 | 363 | 1432199.1429 | 1432199.1429 | -4.9107 | -4.9084 | 11.4139
|  | 329 | 4 | 6580 | 1380717.1579 | 73508.3872 | 18124.2223 | 1452112.4117 | 1453454.2513 | -4.9285 | -4.9214 | -4.9363 | -4.9349 | 877 | 3546383.9622 | 3546383.9622 | -4.9641 | -4.9608 | 92 | 383496.7489 | 383496.7489 | -4.9071 | -4.9049 | 3.7802
|  | 288 | 6 | 3168 | 1081821.7136 | 33831.6872 | 12204.7371 | 1138765.5988 | 1138765.5988 | -4.924 | -4.9161 | -4.9362 | -4.9349 | 599 | 2514433.2406 | 2514433.2406 | -4.9647 | -4.9615 | 189 | 773324.0924 | 773324.0924 | -4.9085 | -4.9062 | 2.9619
|  | 914 | 7 | 18280 | 3821317.6434 | 238828.3454 | 69044.1712 | 4021896.509 | 4022621.7988 | -4.9319 | -4.9302 | -4.9379 | -4.9363 | 279 | 1117147.3124 | 1117147.3124 | -4.9651 | -4.962 | 499 | 1950755.245 | 1950755.245 | -4.91 | -4.9075 | 10.4622
|  | 382 | 18 | 4584 | 1463732.9488 | 52859.1709 | 36049.0386 | 1540791.4892 | 1540791.4892 | -4.9263 | -4.9261 | -4.9362 | -4.9348 | 794 | 3355316.9605 | 3355316.9605 | -4.9648 | -4.9615 | 801 | 3145893.3175 | 3145893.3175 | -4.909 | -4.9066 | 4.0075
|  | 277 | 7 | 4709 | 1100226.2675 | 55905.3843 | 22584.5412 | 1158163.7451 | 1158163.7451 | -4.9291 | -4.9253 | -4.9381 | -4.9367 | 1057 | 4341708.2621 | 4341708.2621 | -4.967 | -4.9636 | 185 | 764110.3168 | 764110.3168 | -4.9104 | -4.9081 | 3.0123
|  | 1052 | 9 | 13676 | 4137862.8807 | 173238.8743 | 100496.8822 | 4355745.1249 | 4355745.1249 | -4.9304 | -4.93 | -4.9369 | -4.9353 | 220 | 882569.2886 | 882569.2886 | -4.9638 | -4.9608 | 96 | 400860.8512 | 400860.8512 | -4.9079 | -4.9057 | 11.3289
|  | 684 | 9 | 12312 | 2549307.9635 | 157358.0327 | 77823.8463 | 2683487.6477 | 2683487.6477 | -4.9306 | -4.9298 | -4.9369 | -4.9354 | 630 | 2548023.1892 | 2548023.1892 | -4.9651 | -4.9617 | 1075 | 4664550.1359 | 4664550.1359 | -4.9106 | -4.9081 | 6.9796
|  | 982 | 14 | 14730 | 3869138.0151 | 181011.3981 | 145628.128 | 4072872.9756 | 4072872.9756 | -4.9322 | -4.9324 | -4.9388 | -4.9373 | 622 | 2545432.5725 | 2545432.5725 | -4.9665 | -4.9633 | 490 | 1961946.2249 | 1961946.2249 | -4.911 | -4.9085 | 10.5931
|  | 654 | 2 | 12426 | 2618735.3169 | 136464.0738 | 29219.1065 | 2756645.1693 | 2756645.1693 | -4.9331 | -4.9283 | -4.9395 | -4.938 | 133 | 543117.606 | 543117.606 | -4.9666 | -4.9635 | 60 | 242898.049 | 242898.049 | -4.9093 | -4.9074 | 7.1697
|  | 759 | 12 | 14421 | 3175682.6967 | 181037.1599 | 103892.5373 | 3342976.1827 | 3342976.1827 | -4.93 | -4.9296 | -4.9363 | -4.9348 | 133 | 531680.1789 | 531680.1789 | -4.9633 | -4.9602 | 997 | 3985325.4726 | 3985325.4726 | -4.9099 | -4.9073 | 8.6945
|  | 145 | 6 | 2900 | 571048.0413 | 31024.7552 | 10871.3239 | 601117.2841 | 601117.2841 | -4.9232 | -4.9141 | -4.9357 | -4.9345 | 992 | 4153685.9003 | 4153685.9003 | -4.9649 | -4.9616 | 404 | 1673093.2309 | 1673093.2309 | -4.9088 | -4.9065 | 1.5634
|  | 703 | 7 | 8436 | 2701893.5148 | 84977.9721 | 37628.1523 | 2844138.6164 | 2844138.6164 | -4.9307 | -4.9288 | -4.9387 | -4.9372 | 164 | 673685.9256 | 673685.9256 | -4.9657 | -4.9627 | 459 | 1837973.683 | 1837973.683 | -4.9109 | -4.9085 | 7.3974
|  | 790 | 15 | 7900 | 3068528.4131 | 93789.4085 | 69971.0163 | 3230088.6498 | 3230088.6498 | -4.93 | -4.9301 | -4.9379 | -4.9365 | 291 | 1165952.4597 | 1165952.4597 | -4.9654 | -4.9622 | 896 | 3542738.7582 | 3542738.7582 | -4.9106 | -4.9081 | 8.4012
|  | 590 | 5 | 10620 | 2398700.5469 | 132314.7905 | 53279.3738 | 2525036.891 | 2525036.891 | -4.9313 | -4.9297 | -4.9378 | -4.9364 | 867 | 3641339.9265 | 3641339.9265 | -4.967 | -4.9637 | 148 | 582225.2809 | 582225.2809 | -4.9094 | -4.9072 | 6.5673
|  | 302 | 20 | 3624 | 1134568.6628 | 47347.4145 | 55329.5649 | 1194289.0567 | 1194289.0567 | -4.9277 | -4.93 | -4.938 | -4.9367 | 486 | 2043542.6029 | 2043542.6029 | -4.9666 | -4.9633 | 314 | 1313269.391 | 1313269.391 | -4.9107 | -4.9083 | 3.1063
|  | 661 | 11 | 11898 | 2485008.8099 | 132243.1307 | 103218.2518 | 2615813.1643 | 2615813.1643 | -4.9297 | -4.9299 | -4.9365 | -4.9351 | 1053 | 4487040.325 | 4487040.325 | -4.965 | -4.9617 | 436 | 1706916.8787 | 1706916.8787 | -4.9087 | -4.9064 | 6.8036
|  | 765 | 8 | 10710 | 3063132.5158 | 137897.8111 | 75960.9996 | 3224445.529 | 3224445.529 | -4.931 | -4.9304 | -4.9377 | -4.9362 | 712 | 2981805.19 | 2981805.19 | -4.9657 | -4.9624 | 912 | 3716962.6579 | 3716962.6579 | -4.9103 | -4.9078 | 8.3864
|  | 91 | 18 | 1274 | 369164.8193 | 15414.537 | 12607.9974 | 388607.9268 | 388607.9268 | -4.9139 | -4.9162 | -4.9354 | -4.9343 | 866 | 3567674.9493 | 3567674.9493 | -4.9651 | -4.9618 | 966 | 4055472.9669 | 4055472.9669 | -4.9095 | -4.907 | 1.0107
|  | 218 | 14 | 4360 | 843060.6942 | 36489.612 | 24129.8061 | 887446.9617 | 887446.9617 | -4.923 | -4.9224 | -4.9368 | -4.9359 | 754 | 3115496.8384 | 3115496.8384 | -4.9576 | -4.9553 | 603 | 2359546.9868 | 2359546.9868 | -4.9194 | -4.9176 | 2.3082
|  | 617 | 17 | 12340 | 2499048.177 | 105143.9313 | 81634.7849 | 2630666.0765 | 2630666.0765 | -4.9282 | -4.9284 | -4.9377 | -4.9367 | 312 | 1306229.0258 | 1306229.0258 | -4.9576 | -4.9553 | 1017 | 4021207.2668 | 4021207.2668 | -4.92 | -4.9182 | 6.842
|  | 274 | 8 | 4658 | 1042217.5986 | 39601.0348 | 17027.9709 | 1097082.2392 | 1097082.2392 | -4.9244 | -4.9198 | -4.9374 | -4.9365 | 607 | 2567599.5668 | 2567599.5668 | -4.9587 | -4.9563 | 1087 | 4520941.3147 | 4520941.3147 | -4.92 | -4.9182 | 2.8534
|  | 448 | 18 | 5824 | 1695142.5937 | 49844.5654 | 38018.8344 | 1784374.9879 | 1784374.9879 | -4.9246 | -4.9249 | -4.9369 | -4.936 | 60 | 248637.9133 | 248637.9133 | -4.9562 | -4.9542 | 658 | 2634473.7847 | 2634473.7847 | -4.9192 | -4.9174 | 4.641
|  | 743 | 15 | 14117 | 2910502.9296 | 99703.3934 | 56206.8237 | 3063752.8745 | 3063752.8745 | -4.9285 | -4.9278 | -4.9383 | -4.9373 | 236 | 1000222.9731 | 1000222.9731 | -4.9588 | -4.9565 | 945 | 3994155.1937 | 3994155.1937 | -4.9205 | -4.9187 | 7.9685
|  | 692 | 8 | 12456 | 2682237.9455 | 91746.4302 | 38993.6926 | 2823457.4434 | 2823457.4434 | -4.9273 | -4.9253 | -4.9369 | -4.9359 | 652 | 2683749.1324 | 2683749.1324 | -4.9578 | -4.9554 | 751 | 3125533.4621 | 3125533.4621 | -4.919 | -4.9172 | 7.3436
|  | 220 | 20 | 2860 | 853244.8631 | 27130.8505 | 20637.1456 | 898168.3058 | 898168.3058 | -4.9211 | -4.9218 | -4.9378 | -4.9369 | 672 | 2734204.044 | 2734204.044 | -4.9586 | -4.9562 | 629 | 2454879.9045 | 2454879.9045 | -4.9204 | -4.9186 | 2.3361
|  | 606 | 20 | 12120 | 2419113.2269 | 118875.4627 | 85983.5776 | 2546507.5328 | 2546507.5328 | -4.929 | -4.929 | -4.9382 | -4.9372 | 625 | 2484397.519 | 2484397.519 | -4.9586 | -4.9562 | 819 | 3396407.9823 | 3396407.9823 | -4.9205 | -4.9187 | 6.6232
|  | 657 | 10 | 7884 | 2525039.0515 | 69863.4525 | 44667.6734 | 2657973.3694 | 2657973.3694 | -4.9259 | -4.9254 | -4.9364 | -4.9354 | 560 | 2366211.254 | 2366211.254 | -4.9566 | -4.9542 | 410 | 1624449.9938 | 1624449.9938 | -4.9181 | -4.9164 | 6.9132
|  | 987 | 16 | 10857 | 3762975.1983 | 122933.6422 | 81963.3774 | 3961070.1154 | 3961070.1154 | -4.9294 | -4.9292 | -4.9385 | -4.9374 | 630 | 2634135.1909 | 2634135.1909 | -4.9586 | -4.9562 | 1055 | 4413993.1976 | 4413993.1976 | -4.9213 | -4.9194 | 10.3025
|  | 818 | 2 | 15542 | 3366354.9986 | 139196.7622 | 28901.2458 | 3543672.0404 | 3543672.0404 | -4.9296 | -4.9247 | -4.9379 | -4.9368 | 226 | 955384.0382 | 955384.0382 | -4.9567 | -4.9545 | 745 | 2972643.1822 | 2972643.1822 | -4.9192 | -4.9174 | 9.2166
|  | 222 | 6 | 2442 | 869830.7336 | 18865.2771 | 6782.9804 | 915630.9797 | 915630.9797 | -4.9168 | -4.9026 | -4.9374 | -4.9364 | 91 | 374614.3757 | 374614.3757 | -4.9577 | -4.9556 | 1004 | 4201173.2038 | 4201173.2038 | -4.92 | -4.9182 | 2.3815
|  | 314 | 3 | 5652 | 1228170.8071 | 42700.7962 | 9222.9595 | 1292838.3158 | 1292838.3158 | -4.9263 | -4.9115 | -4.9387 | -4.9377 | 248 | 1018545.6529 | 1018545.6529 | -4.958 | -4.9558 | 983 | 3932486.5848 | 3932486.5848 | -4.9205 | -4.9187 | 3.3625
|  | 1099 | 18 | 15386 | 4420320.8625 | 118280.4381 | 106051.2852 | 4653114.891 | 4653114.891 | -4.9288 | -4.9293 | -4.9385 | -4.9375 | 975 | 4091007.485 | 4091007.485 | -4.9588 | -4.9564 | 770 | 3099207.2472 | 3099207.2472 | -4.9204 | -4.9186 | 12.1022
|  | 947 | 13 | 11364 | 3675675.4331 | 92740.2478 | 46221.7205 | 3869201.3234 | 3869201.3234 | -4.9286 | -4.9273 | -4.9385 | -4.9374 | 323 | 1325604.1013 | 1325604.1013 | -4.9582 | -4.9559 | 479 | 1903603.5379 | 1903603.5379 | -4.9202 | -4.9185 | 10.0635
|  | 848 | 6 | 13568 | 3208499.8839 | 98138.6138 | 27239.3444 | 3377395.4172 | 3377395.4172 | -4.9277 | -4.9233 | -4.937 | -4.936 | 957 | 3855010.5364 | 3855010.5364 | -4.9572 | -4.9549 | 652 | 2784641.855 | 2784641.855 | -4.919 | -4.9172 | 8.7844
|  | 523 | 11 | 8368 | 2019469.7699 | 62903.0125 | 21072.9284 | 2125791.4972 | 2125791.4972 | -4.9279 | -4.923 | -4.9371 | -4.9357 | 376 | 1538748.8031 | 1538748.8031 | -4.9651 | -4.9618 | 69 | 278874.9519 | 278874.9519 | -4.9092 | -4.9071 | 5.529
|  | 86 | 14 | 1720 | 332840.283 | 12440.921 | 5636.2089 | 350364.081 | 350364.081 | -4.9092 | -4.8967 | -4.9373 | -4.9365 | 569 | 2348378.3945 | 2348378.3945 | -4.9592 | -4.9568 | 734 | 3032083.3902 | 3032083.3902 | -4.9204 | -4.9186 | 0.91127
|  | 1076 | 6 | 19368 | 4069046.8539 | 143756.9026 | 37886.5693 | 4283240.733 | 4283240.733 | -4.93 | -4.9267 | -4.9386 | -4.9375 | 448 | 1802308.7936 | 1802308.7936 | -4.9584 | -4.9561 | 1055 | 4522709.1403 | 4522709.1403 | -4.9205 | -4.9187 | 11.1404
|  | 263 | 2 | 5260 | 1031399.2429 | 38942.3662 | 6281.4959 | 1085707.1187 | 1085707.1187 | -4.9259 | -4.9019 | -4.9369 | -4.9355 | 529 | 2116251.0435 | 2116251.0435 | -4.9646 | -4.9613 | 66 | 267721.7948 | 267721.7948 | -4.9076 | -4.9055 | 2.8238
|  | 326 | 6 | 6194 | 1235329.0061 | 48437.3053 | 13234.51 | 1300357.5362 | 1300357.5362 | -4.9334 | -4.9243 | -4.9384 | -4.9361 | 413 | 1666826.2349 | 1666826.2349 | -4.9872 | -4.9816 | 1041 | 4286417.5215 | 4286417.5215 | -4.8891 | -4.8847 | 3.3821
|  | 438 | 9 | 7008 | 1670000.2163 | 51751.2111 | 19169.3998 | 1757914.3545 | 1757914.3545 | -4.9335 | -4.9286 | -4.9387 | -4.9363 | 1040 | 4263420.3352 | 4263420.3352 | -4.9881 | -4.9824 | 567 | 2225383.5105 | 2225383.5105 | -4.887 | -4.8828 | 4.5722
|  | 426 | 8 | 4260 | 1652090.2333 | 32264.7704 | 13801.8557 | 1739072.9378 | 1739072.9378 | -4.9234 | -4.9177 | -4.9365 | -4.9351 | 652 | 2584176.7158 | 2584176.7158 | -4.9648 | -4.9615 | 789 | 3213877.7142 | 3213877.7142 | -4.9093 | -4.9068 | 4.5232
|  | 656 | 15 | 7216 | 2569527.3803 | 25276.9262 | 29342.5167 | 2704823.4903 | 2704823.4903 | -4.923 | -4.9272 | -4.9358 | -4.9333 | 556 | 2217499.9286 | 2217499.9286 | -4.9842 | -4.9785 | 518 | 2100997.8912 | 2100997.8912 | -4.8834 | -4.8793 | 7.035
|  | 223 | 8 | 3791 | 828337.4747 | 26774.6786 | 10372.2278 | 871934.8254 | 871934.8254 | -4.9235 | -4.9149 | -4.9379 | -4.9366 | 299 | 1225765.2725 | 1225765.2725 | -4.9662 | -4.963 | 533 | 2135452.6326 | 2135452.6326 | -4.911 | -4.9086 | 2.2679
|  | 1066 | 11 | 13858 | 4001972.7433 | 101810.4621 | 47123.9708 | 4212623.7706 | 4212623.7706 | -4.936 | -4.9345 | -4.9396 | -4.937 | 399 | 1631785.4785 | 1631785.4785 | -4.9872 | -4.9816 | 172 | 707141.3836 | 707141.3836 | -4.8856 | -4.8818 | 10.9568
|  | 79 | 18 | 1422 | 311790.0803 | 10500.8879 | 5680.448 | 328208.0383 | 328208.0383 | -4.9121 | -4.9039 | -4.9367 | -4.9348 | 952 | 3749662.0433 | 3749662.0433 | -4.988 | -4.9823 | 847 | 3400448.7549 | 3400448.7549 | -4.8873 | -4.8831 | 0.85363
|  | 913 | 6 | 9130 | 3546839.5588 | 70359.7758 | 23779.402 | 3733583.445 | 3733583.445 | -4.9352 | -4.9308 | -4.9396 | -4.9369 | 1060 | 4228254.6675 | 4228254.6675 | -4.9883 | -4.9824 | 980 | 4010617.0219 | 4010617.0219 | -4.8875 | -4.8833 | 9.7107
|  | 1041 | 5 | 14574 | 4178910.3467 | 101275.4354 | 28531.7119 | 4398987.4532 | 4398987.4532 | -4.9337 | -4.9296 | -4.9368 | -4.934 | 449 | 1953232.841 | 1953232.841 | -4.9859 | -4.98 | 744 | 3178264.8661 | 3178264.8661 | -4.8827 | -4.8783 | 11.4412
|  | 1088 | 5 | 20672 | 4273618.7503 | 262642.1946 | 81384.335 | 4498647.0003 | 4498647.0003 | -4.9386 | -4.9372 | -4.9398 | -4.937 | 664 | 2715774.8644 | 2715774.8644 | -4.9892 | -4.9833 | 75 | 312815.093 | 312815.093 | -4.883 | -4.8793 | 11.7005
|  | 274 | 15 | 2740 | 1053612.928 | 35642.228 | 29711.3752 | 1109082.1227 | 1109082.1227 | -4.9281 | -4.9293 | -4.9349 | -4.9325 | 525 | 2104582.8997 | 2104582.8997 | -4.9854 | -4.9797 | 492 | 2054562.0969 | 2054562.0969 | -4.8818 | -4.8776 | 2.8846
|  | 399 | 12 | 7182 | 1544903.53 | 81321.3289 | 43029.7263 | 1626241.8473 | 1626241.8473 | -4.9359 | -4.9347 | -4.9386 | -4.9362 | 971 | 4101083.5212 | 4101083.5212 | -4.9897 | -4.9836 | 520 | 2060262.2369 | 2060262.2369 | -4.8852 | -4.881 | 4.2297
|  | 842 | 8 | 16840 | 3237433.9899 | 180793.3217 | 67693.1973 | 3407873.9291 | 3407873.9291 | -4.9366 | -4.9352 | -4.9381 | -4.9355 | 521 | 2214090.1953 | 2214090.1953 | -4.9876 | -4.9817 | 955 | 3995580.0307 | 3995580.0307 | -4.8846 | -4.8802 | 8.8636
|  | 766 | 3 | 14554 | 3199916.4633 | 172511.1231 | 39146.6427 | 3365691.8912 | 3368484.6861 | -4.9396 | -4.9361 | -4.941 | -4.9383 | 347 | 1369188.4042 | 1369188.4042 | -4.9884 | -4.9827 | 662 | 2900432.829 | 2901320.5854 | -4.8871 | -4.8827 | 8.7609
|  | 52 | 6 | 780 | 198775.4971 | 10161.183 | 4563.5674 | 209239.8824 | 209239.8824 | -4.9125 | -4.8968 | -4.9363 | -4.9344 | 770 | 3222379.1391 | 3222379.1391 | -4.9909 | -4.9849 | 948 | 4176110.7933 | 4180619.9708 | -4.8875 | -4.883 | 0.54422
|  | 972 | 7 | 14580 | 3672631.2241 | 130029.0725 | 78060.5916 | 3865956.5667 | 3865956.5667 | -4.9373 | -4.9369 | -4.9396 | -4.9369 | 801 | 3135526.299 | 3135526.299 | -4.9894 | -4.9834 | 884 | 3491419.6245 | 3491419.6245 | -4.8858 | -4.8814 | 10.0551
|  | 189 | 13 | 3591 | 740217.4101 | 35221.2695 | 26475.8452 | 779192.8444 | 779192.8444 | -4.9313 | -4.9317 | -4.9378 | -4.9355 | 517 | 2108934.8125 | 2108934.8125 | -4.989 | -4.9831 | 210 | 874680.9044 | 874680.9044 | -4.8843 | -4.8803 | 2.0266
|  | 291 | 2 | 2910 | 1096093.86 | 33004.8868 | 11724.5343 | 1153790.2373 | 1153790.2373 | -4.9296 | -4.9213 | -4.9366 | -4.9342 | 473 | 2003548.5366 | 2003548.5366 | -4.9856 | -4.9798 | 88 | 368481.7566 | 368481.7566 | -4.8799 | -4.8762 | 3.0009
|  | 727 | 15 | 8724 | 2827351.2781 | 106215.7398 | 72396.8188 | 2976214.7831 | 2976214.7831 | -4.933 | -4.9329 | -4.9357 | -4.9331 | 130 | 525356.3395 | 525356.3395 | -4.9838 | -4.9783 | 174 | 722823.8504 | 722823.8504 | -4.8805 | -4.8765 | 7.7409
|  | 1090 | 17 | 21800 | 4178405.4518 | 288119.8087 | 193154.6436 | 4398379.2461 | 4398379.2461 | -4.9382 | -4.9382 | -4.9396 | -4.9369 | 763 | 3018261.6424 | 3018261.6424 | -4.9908 | -4.9849 | 84 | 343405.6542 | 343405.6542 | -4.8832 | -4.8794 | 11.4399
|  | 1071 | 13 | 19278 | 4067997.2552 | 250040.7145 | 143254.5453 | 4282143.2589 | 4282143.2589 | -4.9382 | -4.938 | -4.9396 | -4.9369 | 57 | 234157.0517 | 234157.0517 | -4.9862 | -4.9811 | 867 | 3571305.4105 | 3571305.4105 | -4.8858 | -4.8814 | 11.1376
|  | 356 | 11 | 4272 | 1376019.1135 | 50474.8662 | 32910.8592 | 1448464.795 | 1448464.795 | -4.9304 | -4.9298 | -4.935 | -4.9326 | 393 | 1604440.4342 | 1604440.4342 | -4.9851 | -4.9793 | 248 | 988543.7584 | 988543.7584 | -4.8807 | -4.8768 | 3.7673
|  | 465 | 10 | 5115 | 1789172.8974 | 66536.7409 | 45805.648 | 1883367.3126 | 1883367.3126 | -4.9297 | -4.9295 | -4.9376 | -4.9361 | 92 | 368924.2445 | 368924.2445 | -4.9672 | -4.964 | 885 | 3639329.5377 | 3639329.5377 | -4.9073 | -4.9046 | 4.8985
|  | 408 | 9 | 4896 | 1553859.8096 | 53490.7041 | 21058.6266 | 1635659.2267 | 1635659.2267 | -4.9264 | -4.9222 | -4.9359 | -4.9345 | 334 | 1307596.6077 | 1307596.6077 | -4.9639 | -4.9607 | 69 | 278013.8089 | 278013.8089 | -4.9081 | -4.906 | 4.2542
|  | 789 | 4 | 11835 | 3113912.5025 | 136248.4456 | 38000.3661 | 3277882.054 | 3277882.054 | -4.931 | -4.9279 | -4.9376 | -4.9361 | 383 | 1587465.0825 | 1587465.0825 | -4.9644 | -4.9612 | 200 | 828150.0855 | 828150.0855 | -4.9093 | -4.907 | 8.5254
|  | 627 | 15 | 9405 | 2372008.2927 | 79602.2895 | 50864.6581 | 2496870.7531 | 2496870.7531 | -4.9338 | -4.9334 | -4.9377 | -4.9352 | 81 | 339288.1588 | 339288.1588 | -4.9841 | -4.979 | 819 | 3518546.1617 | 3518546.1617 | -4.8859 | -4.8818 | 6.4942
|  | 587 | 2 | 7631 | 2201945.6038 | 72967.712 | 21254.1405 | 2317848.2326 | 2317848.2326 | -4.937 | -4.9316 | -4.9405 | -4.938 | 260 | 1101109.7245 | 1101109.7245 | -4.9868 | -4.9813 | 241 | 1024101.2387 | 1024101.2387 | -4.886 | -4.8821 | 6.0286
|  | 300 | 10 | 5700 | 1174221.4998 | 64325.2652 | 22634.3513 | 1236048.7113 | 1236048.7113 | -4.9347 | -4.9304 | -4.9383 | -4.936 | 988 | 4020465.719 | 4020465.719 | -4.988 | -4.9823 | 263 | 1056719.6546 | 1056719.6546 | -4.8861 | -4.8821 | 3.2148
|  | 360 | 13 | 4320 | 1412566.5045 | 46134.1189 | 25571.3424 | 1486944.8805 | 1486944.8805 | -4.9329 | -4.9312 | -4.9386 | -4.9362 | 1058 | 4240980.8272 | 4240980.8272 | -4.9882 | -4.9824 | 1055 | 4117485.3724 | 4117485.3724 | -4.8875 | -4.8833 | 3.8674
|  | 592 | 19 | 5920 | 2291186.1148 | 52908.3352 | 38242.2795 | 2411815.3938 | 2411815.3938 | -4.9332 | -4.9333 | -4.939 | -4.9365 | 669 | 2833164.3413 | 2833164.3413 | -4.9877 | -4.982 | 909 | 3796640.4262 | 3796640.4262 | -4.8873 | -4.8831 | 6.2729
|  | 415 | 6 | 7055 | 1568161.8423 | 55972.135 | 26981.8069 | 1650709.09 | 1650709.09 | -4.9342 | -4.9318 | -4.9387 | -4.9363 | 1000 | 3971258.1941 | 3971258.1941 | -4.9881 | -4.9823 | 737 | 3054697.8563 | 3054697.8563 | -4.8872 | -4.883 | 4.2934
|  | 429 | 17 | 8580 | 1653422.2566 | 88215.7038 | 45871.4533 | 1740470.9434 | 1740470.9434 | -4.9355 | -4.9344 | -4.9386 | -4.9362 | 162 | 684174.881 | 684174.881 | -4.9862 | -4.9808 | 646 | 2595943.7672 | 2595943.7672 | -4.8871 | -4.8829 | 4.5268
|  | 1077 | 9 | 14001 | 4120142.9974 | 131757.9639 | 50314.7561 | 4337046.1082 | 4337046.1082 | -4.9369 | -4.9351 | -4.9397 | -4.937 | 457 | 1825609.2672 | 1825609.2672 | -4.9873 | -4.9817 | 720 | 2963535.4007 | 2963535.4007 | -4.8887 | -4.8845 | 11.2803
|  | 553 | 9 | 11060 | 2091668.1424 | 119159.2441 | 36944.6215 | 2201773.3427 | 2201773.3427 | -4.9322 | -4.9291 | -4.9343 | -4.9319 | 914 | 3574377.4767 | 3574377.4767 | -4.985 | -4.9791 | 1002 | 4010410.3945 | 4010410.3945 | -4.8829 | -4.8786 | 5.7267
|  | 981 | 4 | 16677 | 3792733.1752 | 131678.0047 | 28338.8173 | 3992416.2068 | 3992416.2068 | -4.939 | -4.9341 | -4.9411 | -4.9384 | 66 | 264700.4676 | 264700.4676 | -4.9866 | -4.9813 | 829 | 3269269.5511 | 3269269.5511 | -4.8855 | -4.8813 | 10.3839
|  | 736 | 13 | 11776 | 2776683.6741 | 128656.8134 | 37536.8666 | 2922845.065 | 2922845.065 | -4.9371 | -4.934 | -4.9392 | -4.9366 | 577 | 2385062.6869 | 2385062.6869 | -4.9891 | -4.9832 | 196 | 770654.6096 | 770654.6096 | -4.884 | -4.8801 | 7.6021
|  | 976 | 15 | 15616 | 3757774.5553 | 154348.5925 | 90468.7368 | 3955610.743 | 3955610.743 | -4.9339 | -4.9335 | -4.9361 | -4.9334 | 228 | 940723.7139 | 940723.7139 | -4.9846 | -4.979 | 142 | 558026.177 | 558026.177 | -4.8818 | -4.8779 | 10.2882
|  | 306 | 10 | 5202 | 1149213.2904 | 63038.9994 | 26591.486 | 1209704.3758 | 1209704.3758 | -4.935 | -4.932 | -4.9383 | -4.9359 | 457 | 1951772.2702 | 1951772.2702 | -4.9904 | -4.9845 | 175 | 733070.5835 | 733070.5835 | -4.8841 | -4.8801 | 3.1464
|  | 237 | 19 | 4740 | 888207.4607 | 38771.9374 | 28341.5739 | 934959.2172 | 934959.2172 | -4.9311 | -4.9312 | -4.9374 | -4.9352 | 242 | 1006133.8918 | 1006133.8918 | -4.9877 | -4.982 | 868 | 3484396.8893 | 3484396.8893 | -4.8853 | -4.881 | 2.4318
|  | 200 | 6 | 2400 | 760663.7542 | 21631.0061 | 9575.3354 | 800706.745 | 800706.745 | -4.9268 | -4.9191 | -4.9379 | -4.9356 | 647 | 2601921.2272 | 2601921.2272 | -4.9892 | -4.9833 | 923 | 3976545.3698 | 3976545.3698 | -4.8858 | -4.8815 | 2.0826
|  | 583 | 10 | 10494 | 2212753.4645 | 78486.6419 | 25233.0912 | 2329235.7276 | 2329235.7276 | -4.9356 | -4.9314 | -4.939 | -4.9365 | 1057 | 4195850.1515 | 4195850.1515 | -4.9896 | -4.9836 | 931 | 3860614.0768 | 3860614.0768 | -4.8857 | -4.8814 | 6.0582
|  | 1011 | 14 | 17187 | 3876432.8445 | 128544.8747 | 55967.0652 | 4080509.5253 | 4080509.5253 | -4.9355 | -4.9341 | -4.9384 | -4.9357 | 880 | 3439766.1283 | 3439766.1283 | -4.9882 | -4.9822 | 207 | 828888.1343 | 828888.1343 | -4.883 | -4.879 | 10.6131
|  | 148 | 4 | 2072 | 593844.7996 | 20244.0786 | 5446.1921 | 625118.7891 | 625118.7891 | -4.9275 | -4.9052 | -4.9391 | -4.9369 | 1007 | 3930149.545 | 3930149.545 | -4.9895 | -4.9836 | 817 | 3237463.0226 | 3237463.0226 | -4.8857 | -4.8814 | 1.6259
|  | 300 | 11 | 5400 | 1178753.3433 | 46931.5301 | 22306.5972 | 1240820.9818 | 1240820.9818 | -4.9278 | -4.9249 | -4.9381 | -4.9367 | 786 | 3417930.8657 | 3418811.9305 | -4.9668 | -4.9635 | 80 | 337105.3339 | 337105.3339 | -4.9097 | -4.9076 | 3.2273
|  | 101 | 3 | 1717 | 389104.503 | 11833.9921 | 4125.6791 | 409589.849 | 409589.849 | -4.9165 | -4.8925 | -4.9373 | -4.9351 | 564 | 2383915.2849 | 2383915.2849 | -4.9877 | -4.9819 | 223 | 923792.629 | 923792.629 | -4.883 | -4.8789 | 1.0653
|  | 674 | 18 | 12132 | 2645361.1178 | 110722.9156 | 70326.17 | 2784652.3083 | 2784652.3083 | -4.935 | -4.9347 | -4.9378 | -4.9352 | 900 | 3524878.7272 | 3524878.7272 | -4.9882 | -4.9822 | 857 | 3480941.2184 | 3480941.2184 | -4.8844 | -4.8801 | 7.2426
|  | 571 | 13 | 9136 | 2207015.6616 | 57778.3998 | 29214.1221 | 2323212.2592 | 2323212.2592 | -4.934 | -4.9321 | -4.939 | -4.9365 | 75 | 324113.7074 | 324131.7468 | -4.9867 | -4.9814 | 1071 | 4419761.3248 | 4419761.3248 | -4.8859 | -4.8815 | 6.0425
|  | 179 | 20 | 2685 | 682979.6134 | 18200.5477 | 10117.2976 | 718934.0398 | 718934.0398 | -4.9232 | -4.919 | -4.9376 | -4.9354 | 319 | 1302768.6827 | 1302768.6827 | -4.9885 | -4.9827 | 674 | 2711185.0487 | 2711185.0487 | -4.8855 | -4.8812 | 1.8699
|  | 153 | 8 | 2448 | 575427.7476 | 21322.0145 | 3948.1253 | 605716.8521 | 605716.8521 | -4.9264 | -4.89 | -4.9376 | -4.9353 | 166 | 709220.7939 | 709220.7939 | -4.9876 | -4.9821 | 1033 | 4193898.1451 | 4193898.1451 | -4.886 | -4.8816 | 1.5754
|  | 965 | 5 | 14475 | 3764420.5644 | 103328.9771 | 23319.2628 | 3962626.5209 | 3962626.5209 | -4.9338 | -4.928 | -4.9366 | -4.9339 | 803 | 3154230.2621 | 3154230.2621 | -4.9863 | -4.9804 | 882 | 3590947.3698 | 3590947.3698 | -4.8827 | -4.8784 | 10.3064
|  | 824 | 10 | 16480 | 3310844.2979 | 119512.8718 | 38848.3222 | 3485206.9711 | 3485206.9711 | -4.9338 | -4.931 | -4.9364 | -4.9338 | 953 | 3991795.2517 | 3991795.2517 | -4.9866 | -4.9806 | 881 | 3732053.3638 | 3732053.3638 | -4.8843 | -4.8799 | 9.0646
|  | 478 | 12 | 6692 | 1890050.3067 | 49924.2677 | 19482.4131 | 1989576.2481 | 1989576.2481 | -4.9305 | -4.9259 | -4.9358 | -4.9333 | 376 | 1546387.5817 | 1546387.5817 | -4.9855 | -4.9798 | 624 | 2522685.4841 | 2522685.4841 | -4.8839 | -4.8796 | 5.1747
|  | 156 | 5 | 1560 | 591693.4308 | 17161.6243 | 5652.6444 | 622840.79 | 622840.79 | -4.9236 | -4.9051 | -4.9377 | -4.9354 | 240 | 949776.2428 | 949776.2428 | -4.9881 | -4.9824 | 112 | 469442.5284 | 469442.5284 | -4.8834 | -4.8796 | 1.62
|  | 1086 | 18 | 14118 | 4277386.7921 | 153174.544 | 119109.2657 | 4502618.0707 | 4502618.0707 | -4.9359 | -4.936 | -4.9383 | -4.9356 | 603 | 2497633.1111 | 2497633.1111 | -4.9878 | -4.9819 | 962 | 3995317.3512 | 3995317.3512 | -4.8846 | -4.8802 | 11.7108
|  | 376 | 6 | 4136 | 1449140.9555 | 42681.2405 | 17416.8929 | 1525434.7204 | 1525434.7204 | -4.9295 | -4.9247 | -4.9351 | -4.9326 | 878 | 3521679.4868 | 3521679.4868 | -4.9857 | -4.9799 | 984 | 3950719.4852 | 3950719.4852 | -4.8822 | -4.8779 | 3.9675
|  | 723 | 18 | 13737 | 2760023.741 | 131612.9998 | 97438.8355 | 2905321.5786 | 2905321.5786 | -4.9368 | -4.9369 | -4.9391 | -4.9366 | 637 | 2486102.5424 | 2486102.5424 | -4.989 | -4.9832 | 993 | 3875509.9287 | 3875509.9287 | -4.8858 | -4.8815 | 7.5565
|  | 169 | 12 | 3380 | 658953.8249 | 34047.7616 | 16452.3877 | 693649.2335 | 693649.2335 | -4.9298 | -4.926 | -4.9363 | -4.9341 | 530 | 2300281.866 | 2300281.866 | -4.9877 | -4.9818 | 1039 | 4476120.7432 | 4476120.7432 | -4.8846 | -4.8802 | 1.8041
|  | 496 | 3 | 6944 | 2004375.6424 | 51672.6781 | 16574.7792 | 2109938.7513 | 2109938.7513 | -4.9344 | -4.9279 | -4.9392 | -4.9366 | 415 | 1668751.4945 | 1668751.4945 | -4.9873 | -4.9816 | 999 | 3967490.2671 | 3967490.2671 | -4.8844 | -4.8801 | 5.4877
|  | 239 | 12 | 3346 | 960213.8627 | 19513.5855 | 16206.0412 | 1010782.6369 | 1010782.6369 | -4.9247 | -4.9267 | -4.9381 | -4.9358 | 325 | 1271202.988 | 1271202.988 | -4.9883 | -4.9826 | 944 | 4031904.101 | 4031904.101 | -4.8859 | -4.8815 | 2.6289
|  | 790 | 4 | 15800 | 2969434.5394 | 144498.3801 | 28289.7035 | 3125737.5686 | 3125737.5686 | -4.9392 | -4.9341 | -4.9409 | -4.9382 | 651 | 2560005.2834 | 2560005.2834 | -4.9891 | -4.9832 | 370 | 1517201.6843 | 1517201.6843 | -4.8849 | -4.8807 | 8.1299
|  | 324 | 7 | 5832 | 1211004.2314 | 47041.9792 | 17616.1208 | 1274745.3876 | 1274745.3876 | -4.9317 | -4.9264 | -4.9366 | -4.9342 | 129 | 520918.5192 | 520918.5192 | -4.9855 | -4.9801 | 861 | 3552547.9599 | 3552547.9599 | -4.884 | -4.8796 | 3.3155
|  | 441 | 17 | 4410 | 1669276.7553 | 36824.5051 | 17430.2807 | 1757147.8266 | 1757147.8266 | -4.9313 | -4.9275 | -4.9387 | -4.9362 | 560 | 2256115.0938 | 2256115.0938 | -4.989 | -4.9832 | 173 | 691168.048 | 691168.048 | -4.8855 | -4.8815 | 4.5702
|  | 460 | 16 | 4600 | 1774606.0695 | 38324.1035 | 23738.8633 | 1868035.4825 | 1868035.4825 | -4.9303 | -4.9292 | -4.9375 | -4.935 | 264 | 1115572.0942 | 1115572.0942 | -4.9868 | -4.9812 | 868 | 3431498.532 | 3431498.532 | -4.8859 | -4.8815 | 4.8586
|  | 636 | 15 | 8904 | 2410963.9802 | 67774.5046 | 35811.3207 | 2537879.093 | 2537879.093 | -4.9334 | -4.932 | -4.9378 | -4.9352 | 862 | 3714818.9354 | 3714818.9354 | -4.9897 | -4.9837 | 628 | 2661679.6025 | 2661679.6025 | -4.8842 | -4.8799 | 6.6009
|  | 904 | 9 | 9944 | 3554651.169 | 96026.3189 | 40257.8793 | 3741823.5388 | 3741823.5388 | -4.9343 | -4.9323 | -4.9374 | -4.9347 | 737 | 2878520.6834 | 2878520.6834 | -4.9871 | -4.9812 | 323 | 1286815.4349 | 1286815.4349 | -4.8826 | -4.8784 | 9.7321
|  | 574 | 19 | 6314 | 2222206.4825 | 54157.8637 | 25257.4577 | 2339204.3105 | 2339204.3105 | -4.9336 | -4.9309 | -4.939 | -4.9365 | 453 | 1864482.4829 | 1864482.4829 | -4.9888 | -4.983 | 962 | 3781791.2059 | 3781791.2059 | -4.8874 | -4.883 | 6.0841
|  | 1011 | 4 | 18198 | 3876799.7745 | 148166.8696 | 25292.6113 | 4080895.9219 | 4080895.9219 | -4.9347 | -4.9288 | -4.9366 | -4.9339 | 363 | 1517772.6503 | 1517772.6503 | -4.984 | -4.9783 | 488 | 2006875.6024 | 2006875.6024 | -4.8807 | -4.8764 | 10.6141
|  | 918 | 6 | 11934 | 3643881.4521 | 96035.6886 | 21851.1568 | 3835765.8737 | 3835765.8737 | -4.9352 | -4.9291 | -4.9383 | -4.9356 | 397 | 1630656.9535 | 1630656.9535 | -4.9874 | -4.9816 | 786 | 3243075.2436 | 3243075.2436 | -4.8844 | -4.88 | 9.9764
|  | 389 | 6 | 5057 | 1536312.2269 | 38301.1606 | 9447.3225 | 1617210.369 | 1617210.369 | -4.9309 | -4.9174 | -4.9374 | -4.9349 | 439 | 1811898.9348 | 1811898.9348 | -4.9874 | -4.9816 | 1099 | 4403967.3016 | 4403967.3016 | -4.8845 | -4.8802 | 4.2062
|  | 535 | 12 | 7490 | 2072234.166 | 43113.6822 | 27366.223 | 2181336.4511 | 2181336.4511 | -4.931 | -4.9303 | -4.9376 | -4.9351 | 113 | 469421.2456 | 469421.2456 | -4.9874 | -4.982 | 662 | 2627474.4298 | 2627474.4298 | -4.8841 | -4.8798 | 5.6735
|  | 504 | 11 | 9072 | 1891032.2599 | 66649.1927 | 26236.3232 | 1990569.691 | 1990569.691 | -4.9302 | -4.9268 | -4.9341 | -4.9316 | 1046 | 4350854.7457 | 4350854.7457 | -4.9849 | -4.9789 | 254 | 1029431.1444 | 1029431.1444 | -4.8796 | -4.8756 | 5.1774
|  | 419 | 14 | 7123 | 1712592.7702 | 61501.9253 | 43221.6677 | 1802796.236 | 1802796.236 | -4.9306 | -4.9305 | -4.9348 | -4.9323 | 794 | 3473689.6622 | 3475795.581 | -4.9854 | -4.9795 | 360 | 1543756.4063 | 1543756.4063 | -4.8809 | -4.8768 | 4.6888
|  | 967 | 6 | 15472 | 3605911.0575 | 113960.4607 | 47729.4664 | 3795704.5172 | 3795704.5172 | -4.9366 | -4.9349 | -4.9392 | -4.9365 | 513 | 2073996.0639 | 2073996.0639 | -4.9885 | -4.9827 | 152 | 666560.4266 | 667565.1351 | -4.8851 | -4.8811 | 9.8724
|  | 884 | 14 | 15912 | 3570976.2599 | 107861.1228 | 68978.1311 | 3759045.9566 | 3759045.9566 | -4.9334 | -4.9331 | -4.9366 | -4.934 | 398 | 1575993.5536 | 1575993.5536 | -4.9858 | -4.98 | 218 | 950625.4499 | 951384.5981 | -4.8814 | -4.8774 | 9.7768
|  | 549 | 17 | 8235 | 2121998.8452 | 59096.783 | 42583.7547 | 2233719.4213 | 2233719.4213 | -4.9326 | -4.9327 | -4.9376 | -4.9351 | 1042 | 4210081.5883 | 4210081.5883 | -4.9884 | -4.9823 | 529 | 2103405.969 | 2103405.969 | -4.8839 | -4.8797 | 5.8097
|  | 565 | 6 | 5650 | 2216712.5682 | 34448.1072 | 18470.6625 | 2333432.9844 | 2333432.9844 | -4.9273 | -4.9247 | -4.9351 | -4.9325 | 333 | 1401495.2998 | 1401495.2998 | -4.986 | -4.9802 | 977 | 4196373.9757 | 4196373.9757 | -4.8818 | -4.8775 | 6.069
|  | 599 | 16 | 11381 | 2294135.3275 | 89862.4753 | 63563.6344 | 2414910.1382 | 2414910.1382 | -4.9308 | -4.9308 | -4.9341 | -4.9316 | 816 | 3556792.1114 | 3560683.4174 | -4.9861 | -4.9801 | 89 | 367528.7009 | 367528.7009 | -4.8783 | -4.8745 | 6.281
|  | 214 | 8 | 2354 | 795199.4681 | 14486.0675 | 9589.3028 | 837052.8106 | 837052.8106 | -4.9188 | -4.9174 | -4.9366 | -4.9343 | 109 | 443655.9552 | 443655.9552 | -4.9859 | -4.9804 | 924 | 3642469.055 | 3642469.055 | -4.8845 | -4.8801 | 2.1771
|  | 989 | 9 | 14835 | 3739568.7595 | 85673.831 | 45204.1824 | 3936418.776 | 3936418.776 | -4.9324 | -4.9313 | -4.9362 | -4.9335 | 781 | 3164723.4295 | 3164723.4295 | -4.986 | -4.98 | 1070 | 4460409.2413 | 4460409.2413 | -4.8841 | -4.8797 | 10.2384
|  | 407 | 16 | 7733 | 1640240.921 | 50515.8533 | 33261.0383 | 1726624.6597 | 1726624.6597 | -4.9331 | -4.9327 | -4.9386 | -4.9362 | 390 | 1642812.2861 | 1642812.2861 | -4.9887 | -4.9829 | 931 | 3633534.485 | 3633534.485 | -4.8857 | -4.8814 | 4.4907
|  | 632 | 5 | 12640 | 2530577.1344 | 68210.7553 | 19189.7997 | 2663844.307 | 2663844.307 | -4.9317 | -4.9256 | -4.9357 | -4.933 | 277 | 1176184.908 | 1176184.908 | -4.9848 | -4.9791 | 61 | 261688.2235 | 261688.2235 | -4.8792 | -4.8756 | 6.9283
|  | 820 | 5 | 15580 | 3077456.1288 | 89681.0639 | 29955.8179 | 3239443.1531 | 3239443.1531 | -4.935 | -4.9315 | -4.9381 | -4.9354 | 398 | 1639942.0703 | 1639942.0703 | -4.9874 | -4.9816 | 877 | 3608747.3613 | 3608747.3613 | -4.8845 | -4.8801 | 8.4256
|  | 647 | 4 | 9058 | 2466401.3778 | 53168.3275 | 14767.8458 | 2596240.4205 | 2596240.4205 | -4.9334 | -4.9253 | -4.9383 | -4.9357 | 344 | 1503479.7517 | 1504607.1837 | -4.9877 | -4.9819 | 124 | 524714.4663 | 524714.4663 | -4.8813 | -4.8774 | 6.7526
|  | 173 | 6 | 2768 | 697344.2039 | 11373.4023 | 5785.8265 | 734070.0826 | 734070.0826 | -4.9136 | -4.904 | -4.9365 | -4.9342 | 968 | 4031711.453 | 4031711.453 | -4.9883 | -4.9823 | 426 | 1681218.9297 | 1681218.9297 | -4.8836 | -4.8794 | 1.9092
|  | 881 | 7 | 10572 | 3278370.3062 | 55448.8226 | 15466.3813 | 3450921.1231 | 3450921.1231 | -4.9342 | -4.9265 | -4.9395 | -4.9368 | 948 | 4094198.5677 | 4094198.5677 | -4.9895 | -4.9836 | 135 | 592005.6001 | 593513.2237 | -4.8853 | -4.8814 | 8.9757
|  | 318 | 12 | 3816 | 1226187.5796 | 18208.347 | 5745.6543 | 1290743.6255 | 1290743.6255 | -4.9305 | -4.9116 | -4.9388 | -4.935 | 620 | 2680280.15 | 2680280.15 | -5.0181 | -5.0089 | 139 | 558632.4369 | 558632.4369 | -4.8498 | -4.8437 | 3.3571
|  | 85 | 13 | 1615 | 356161.3813 | 7400.2273 | 2952.3778 | 373763.7629 | 374923.9905 | -4.9013 | -4.8724 | -4.9369 | -4.9349 | 690 | 2757845.2721 | 2757845.2721 | -4.9891 | -4.9833 | 347 | 1374225.207 | 1374225.207 | -4.8847 | -4.8806 | 0.97512
|  | 1000 | 19 | 11000 | 3724435.4706 | 56653.0129 | 29348.2642 | 3920465.4444 | 3920465.4444 | -4.9297 | -4.9278 | -4.9361 | -4.9335 | 649 | 2697336.5649 | 2697336.5649 | -4.9858 | -4.9799 | 572 | 2307250.4437 | 2307250.4437 | -4.8819 | -4.8776 | 10.1969
|  | 734 | 11 | 12478 | 2732510.3134 | 64737.4127 | 14129.8404 | 2876331.3074 | 2876331.3074 | -4.9416 | -4.9319 | -4.9401 | -4.936 | 420 | 1732680.5144 | 1732680.5144 | -5.0198 | -5.0106 | 559 | 2351363.7773 | 2351363.7773 | -4.8522 | -4.8456 | 7.4812
|  | 97 | 9 | 1649 | 360107.3296 | 8399.1395 | 1790.8472 | 379060.5414 | 379060.5414 | -4.9062 | -4.8302 | -4.937 | -4.9349 | 486 | 1935739.9791 | 1935739.9791 | -4.9888 | -4.983 | 426 | 1686714.3622 | 1686714.3622 | -4.8849 | -4.8808 | 0.98592
|  | 126 | 4 | 1386 | 498744.2171 | 7610.5565 | 3161.5761 | 525007.213 | 525007.213 | -4.9048 | -4.8793 | -4.9389 | -4.9367 | 384 | 1615934.1469 | 1615934.1469 | -4.9886 | -4.9829 | 224 | 927863.7488 | 927863.7488 | -4.8844 | -4.8803 | 1.3655
|  | 579 | 6 | 5790 | 2196588.9316 | 36946.0302 | 18355.4087 | 2312219.868 | 2312219.868 | -4.9306 | -4.9273 | -4.9378 | -4.9352 | 261 | 1029875.846 | 1029875.846 | -4.9867 | -4.9811 | 758 | 3101101.3339 | 3101101.3339 | -4.8843 | -4.8799 | 6.0139
|  | 237 | 5 | 2607 | 898698.0565 | 16437.6833 | 6564.761 | 946006.3685 | 946006.3685 | -4.9208 | -4.9078 | -4.9363 | -4.9339 | 1006 | 4127644.7858 | 4127644.7858 | -4.9878 | -4.9818 | 131 | 546866.9237 | 546866.9237 | -4.8834 | -4.8795 | 2.4605
|  | 694 | 6 | 6940 | 2708316.7898 | 48752.0925 | 20592.0444 | 2850916.7199 | 2850916.7199 | -4.9295 | -4.9256 | -4.9351 | -4.9325 | 401 | 1601078.1259 | 1601078.1259 | -4.9844 | -4.9786 | 237 | 944088.2392 | 944088.2392 | -4.8801 | -4.8761 | 7.415
|  | 257 | 14 | 2827 | 1004935.743 | 14131.5422 | 8759.9412 | 1057849.0266 | 1057849.0266 | -4.914 | -4.9112 | -4.9333 | -4.9309 | 420 | 1707308.0426 | 1707308.0426 | -4.9853 | -4.9795 | 909 | 3786044.3898 | 3786044.3898 | -4.8809 | -4.8765 | 2.7514
|  | 178 | 15 | 2314 | 689510.3788 | 11523.3213 | 6303.3834 | 725812.8424 | 725812.8424 | -4.9144 | -4.9073 | -4.9377 | -4.9355 | 629 | 2545174.9586 | 2545174.9586 | -4.9907 | -4.9847 | 620 | 2460441.5564 | 2460441.5564 | -4.8854 | -4.8811 | 1.8878
|  | 1091 | 17 | 18547 | 4222168.644 | 91307.4069 | 39549.6549 | 4444462.6365 | 4444462.6365 | -4.931 | -4.929 | -4.9355 | -4.9329 | 654 | 2567846.8281 | 2567846.8281 | -4.9851 | -4.9792 | 364 | 1454370.965 | 1454370.965 | -4.8823 | -4.8781 | 11.5597
|  | 741 | 13 | 14079 | 2816249.7333 | 79708.4876 | 32385.3556 | 2964502.4057 | 2964502.4057 | -4.9339 | -4.9313 | -4.9379 | -4.9353 | 78 | 309776.625 | 309776.625 | -4.9854 | -4.9801 | 844 | 3302681.3445 | 3302681.3445 | -4.8843 | -4.88 | 7.7105
|  | 577 | 3 | 9232 | 2139336.1202 | 67649.2809 | 17097.4961 | 2251932.7582 | 2251932.7582 | -4.9357 | -4.9283 | -4.9392 | -4.9366 | 850 | 3482283.8046 | 3482283.8046 | -4.9897 | -4.9837 | 370 | 1481330.459 | 1481330.459 | -4.8834 | -4.8793 | 5.8572
|  | 933 | 2 | 9330 | 3681852.2417 | 51761.622 | 15085.1112 | 3875727.6937 | 3875727.6937 | -4.9344 | -4.9268 | -4.9398 | -4.9371 | 530 | 2228818.6499 | 2228818.6499 | -4.9875 | -4.9817 | 149 | 620481.1204 | 620481.1204 | -4.8825 | -4.8786 | 10.0804
|  | 799 | 13 | 9588 | 2994225.3638 | 67353.7555 | 40825.9744 | 3151829.5598 | 3151829.5598 | -4.9307 | -4.93 | -4.9352 | -4.9326 | 810 | 3336795.7887 | 3336795.7887 | -4.9854 | -4.9794 | 625 | 2506900.4302 | 2506900.4302 | -4.8828 | -4.8785 | 8.1977
|  | 400 | 9 | 8000 | 1586868.2738 | 46503.3369 | 19714.6343 | 1670431.3764 | 1670431.3764 | -4.9331 | -4.9291 | -4.9387 | -4.9362 | 1085 | 4333022.2882 | 4333022.2882 | -4.9896 | -4.9836 | 78 | 314554.6375 | 314554.6375 | -4.883 | -4.8793 | 4.3446
|  | 602 | 20 | 12040 | 2235072.1676 | 58361.2492 | 33442.3338 | 2352708.827 | 2352708.827 | -4.9275 | -4.9264 | -4.9334 | -4.9309 | 171 | 701982.2316 | 701982.2316 | -4.9822 | -4.9767 | 155 | 668774.9014 | 668774.9014 | -4.8785 | -4.8745 | 6.1193
|  | 364 | 2 | 6916 | 1355146.026 | 30774.0165 | 5888.045 | 1426471.8378 | 1426471.8378 | -4.9321 | -4.9079 | -4.9401 | -4.9376 | 82 | 323333.6148 | 323333.6148 | -4.9883 | -4.983 | 126 | 501193.3226 | 501193.3226 | -4.8836 | -4.8798 | 3.7102
|  | 297 | 4 | 4158 | 1163673.709 | 21808.3918 | 3650.8121 | 1224946.0159 | 1224946.0159 | -4.9283 | -4.8875 | -4.9399 | -4.9374 | 109 | 456035.8616 | 456035.8616 | -4.9872 | -4.9818 | 837 | 3332901.3828 | 3332901.3828 | -4.8857 | -4.8814 | 3.186
|  | 71 | 12 | 1207 | 267061.5746 | 6604.908 | 2121.2782 | 281119.0542 | 281119.0542 | -4.8917 | -4.8415 | -4.9311 | -4.9291 | 1043 | 4158613.3462 | 4158613.3462 | -4.9841 | -4.9781 | 432 | 1774827.732 | 1774827.732 | -4.8795 | -4.8753 | 0.73117
|  | 192 | 7 | 2880 | 780101.7078 | 14451.0509 | 3026.2223 | 821188.4304 | 821188.4304 | -4.9146 | -4.8692 | -4.9325 | -4.9301 | 240 | 1039108.9278 | 1039108.9278 | -4.9827 | -4.977 | 784 | 3196487.7465 | 3196487.7465 | -4.8803 | -4.8759 | 2.1358
|  | 537 | 11 | 10203 | 2007757.1182 | 55059.6785 | 16601.431 | 2113435.5918 | 2113435.5918 | -4.9283 | -4.9215 | -4.9334 | -4.9309 | 154 | 634183.3005 | 634183.3005 | -4.9837 | -4.9781 | 446 | 1849238.0925 | 1849238.0925 | -4.8811 | -4.8769 | 5.4969
|  | 651 | 13 | 13020 | 2626798.4069 | 69768.5853 | 19537.7467 | 2765140.714 | 2765140.714 | -4.9333 | -4.9272 | -4.9378 | -4.9353 | 676 | 2769384.4085 | 2769384.4085 | -4.9879 | -4.982 | 590 | 2530756.85 | 2530756.85 | -4.8841 | -4.8798 | 7.1918
|  | 471 | 14 | 6594 | 1790289.49 | 23722.5589 | 12973.5358 | 1884533.773 | 1884533.773 | -4.9249 | -4.9214 | -4.9375 | -4.935 | 472 | 1921791.5263 | 1921791.5263 | -4.989 | -4.9832 | 895 | 3577547.0242 | 3577547.0242 | -4.8844 | -4.8801 | 4.9015
|  | 432 | 6 | 6048 | 1662803.3111 | 33210.2828 | 6509.0898 | 1750345.0039 | 1750345.0039 | -4.9301 | -4.9084 | -4.938 | -4.9354 | 438 | 1806427.2128 | 1806427.2128 | -4.9879 | -4.9821 | 167 | 652546.7645 | 652546.7645 | -4.883 | -4.8791 | 4.5525
|  | 363 | 3 | 5082 | 1432307.625 | 28194.2725 | 3722.1449 | 1507728.6374 | 1507728.6374 | -4.9312 | -4.8886 | -4.9401 | -4.9376 | 345 | 1435401.5431 | 1435401.5431 | -4.99 | -4.9843 | 850 | 3667265.3227 | 3667265.3227 | -4.8858 | -4.8815 | 3.9214
|  | 475 | 7 | 6650 | 1815100.0154 | 32738.1385 | 7086.6803 | 1910654.3192 | 1910654.3192 | -4.9274 | -4.9082 | -4.9356 | -4.9331 | 798 | 3206380.6894 | 3206380.6894 | -4.9876 | -4.9816 | 555 | 2356946.1426 | 2356946.1426 | -4.882 | -4.8778 | 4.9695
|  | 420 | 8 | 5040 | 1558492.1865 | 23953.4989 | 6169.0997 | 1640518.6231 | 1640518.6231 | -4.9242 | -4.904 | -4.9354 | -4.9329 | 108 | 434046.8712 | 434046.8712 | -4.9838 | -4.9784 | 936 | 4115450.7678 | 4147098.2559 | -4.8826 | -4.8782 | 4.2669
|  | 799 | 14 | 10387 | 3192559.8582 | 41302.2459 | 4538.6782 | 3360686.2545 | 3360686.2545 | -4.964 | -4.9277 | -4.9282 | -4.9147 | 365 | 1530974.4788 | 1530974.4788 | -5.175 | -5.1459 | 617 | 2495927.5912 | 2495927.5912 | -4.6317 | -4.6105 | 8.7408
|  | 394 | 14 | 5516 | 1545968.9747 | 25171.0691 | 903.8734 | 1627371.6255 | 1627371.6255 | -4.9778 | -4.7737 | -4.9423 | -4.9297 | 844 | 3550753.8665 | 3550753.8665 | -5.1972 | -5.1672 | 821 | 3370399.7721 | 3370399.7721 | -4.6511 | -4.6296 | 4.2326
|  | 801 | 9 | 11214 | 3213029.7479 | 50536.247 | 5113.8371 | 3382239.0057 | 3382239.0057 | -4.9839 | -4.9512 | -4.9461 | -4.9327 | 517 | 2176431.9463 | 2176431.9463 | -5.2021 | -5.1726 | 296 | 1202281.4837 | 1202281.4837 | -4.6458 | -4.6254 | 8.7968
|  | 639 | 5 | 12141 | 2687087.4207 | 54483.1564 | 867.6277 | 2820676.9016 | 2828646.9699 | -4.9847 | -4.7657 | -4.9453 | -4.932 | 231 | 962532.3732 | 962532.3732 | -5.1903 | -5.1619 | 495 | 1958034.45 | 1958034.45 | -4.6483 | -4.6274 | 7.3568
|  | 539 | 3 | 8085 | 2142092.7138 | 33985.2133 | 830.7777 | 2254894.9435 | 2254894.9435 | -4.9892 | -4.7634 | -4.9515 | -4.9384 | 932 | 3717478.9723 | 3717478.9723 | -5.1973 | -5.1674 | 999 | 4180827.1473 | 4180827.1473 | -4.6596 | -4.6378 | 5.8647
|  | 269 | 19 | 4573 | 1099901.7706 | 19828.9193 | 2676.8523 | 1157834.5268 | 1157834.5268 | -4.9644 | -4.9055 | -4.9306 | -4.9184 | 1071 | 4425024.2354 | 4425024.2354 | -5.1885 | -5.1583 | 89 | 373268.9082 | 373268.9082 | -4.6292 | -4.6105 | 3.0114
|  | 513 | 9 | 9747 | 2086448.8631 | 43555.3014 | 1438.1223 | 2196339.6364 | 2196339.6364 | -4.9658 | -4.8369 | -4.9267 | -4.9137 | 580 | 2321417.5012 | 2321417.5012 | -5.1779 | -5.1483 | 128 | 529120.4653 | 529120.4653 | -4.6313 | -4.612 | 5.7124
|  | 600 | 10 | 9000 | 2297618.0767 | 26073.5051 | 11003.356 | 2418576.0951 | 2418576.0951 | -4.978 | -4.9708 | -4.9444 | -4.9313 | 477 | 1863625.3226 | 1863625.3226 | -5.194 | -5.1647 | 1050 | 4318666.1683 | 4318666.1683 | -4.6523 | -4.6306 | 6.2905
|  | 774 | 14 | 13932 | 2940180.0835 | 56980.3594 | 11013.8156 | 3094956.07 | 3094956.07 | -4.9768 | -4.9638 | -4.9386 | -4.9253 | 545 | 2273717.1481 | 2273717.1481 | -5.188 | -5.1585 | 915 | 3639552.7955 | 3639552.7955 | -4.6445 | -4.6229 | 8.0498
|  | 568 | 3 | 7952 | 2159162.8575 | 34480.1699 | 3372.1266 | 2272825.4151 | 2272825.4151 | -4.9315 | -4.8817 | -4.9392 | -4.9366 | 168 | 660747.4594 | 660747.4594 | -4.9862 | -4.9807 | 773 | 3264848.6504 | 3264848.6504 | -4.8843 | -4.8799 | 5.9115
|  | 790 | 19 | 12640 | 3161107.1959 | 57200.8628 | 15291.795 | 3327578.9963 | 3327578.9963 | -4.9315 | -4.9235 | -4.9379 | -4.9353 | 489 | 2068131.8072 | 2068131.8072 | -4.9875 | -4.9817 | 383 | 1499171.2042 | 1499171.2042 | -4.8835 | -4.8793 | 8.6546
|  | 766 | 13 | 9958 | 3074088.3879 | 36578.7021 | 12262.5253 | 3235981.0789 | 3235981.0789 | -4.9656 | -4.9572 | -4.9305 | -4.9171 | 1009 | 4418499.7514 | 4432321.3619 | -5.1828 | -5.1527 | 246 | 1037297.8961 | 1037297.8961 | -4.6294 | -4.6093 | 8.4164
|  | 506 | 15 | 5060 | 1957394.2801 | 20886.6132 | 4651.4134 | 2060449.2787 | 2060449.2787 | -4.9655 | -4.9367 | -4.9338 | -4.9208 | 431 | 1812399.5564 | 1812399.5564 | -5.1839 | -5.1547 | 536 | 2091916.7389 | 2091916.7389 | -4.6388 | -4.6178 | 5.3591
|  | 155 | 18 | 1705 | 605671.2895 | 7586.7117 | 1427.945 | 637561.7751 | 637561.7751 | -4.9367 | -4.8366 | -4.9218 | -4.9103 | 484 | 2151239.3801 | 2174535.2934 | -5.1792 | -5.1498 | 588 | 2551011.4807 | 2551969.7515 | -4.6342 | -4.6131 | 1.6582
|  | 653 | 14 | 12407 | 2567248.4787 | 40641.6411 | 9048.8982 | 2702428.3719 | 2702428.3719 | -4.9309 | -4.916 | -4.9391 | -4.9366 | 514 | 2228503.5318 | 2230365.4735 | -4.9889 | -4.9831 | 694 | 2939164.4476 | 2939164.4476 | -4.8855 | -4.8812 | 7.0287
|  | 280 | 7 | 2800 | 1068556.0524 | 12565.0966 | 2345.4577 | 1124808.6512 | 1124808.6512 | -4.9498 | -4.8886 | -4.9225 | -4.9103 | 300 | 1203617.5092 | 1203617.5092 | -5.1738 | -5.145 | 176 | 725028.7544 | 725028.7544 | -4.6249 | -4.6053 | 2.9255
|  | 80 | 20 | 1040 | 303804.147 | 4470.1147 | 1167.5723 | 319796.8671 | 319796.8671 | -4.9266 | -4.8214 | -4.933 | -4.9226 | 731 | 2923917.5997 | 2923917.5997 | -5.1963 | -5.1665 | 1015 | 4232284.0428 | 4232284.0428 | -4.6523 | -4.6305 | 0.83177
|  | 1057 | 2 | 13741 | 4164937.3505 | 61143.7727 | 6692.2902 | 4384248.1623 | 4384248.1623 | -4.9366 | -4.9119 | -4.9413 | -4.9385 | 773 | 3107879.0711 | 3107879.0711 | -4.9909 | -4.9849 | 543 | 2333030.6772 | 2333030.6772 | -4.8852 | -4.881 | 11.403
|  | 150 | 12 | 3000 | 578716.0961 | 11303.9872 | 248.5746 | 609184.342 | 609184.342 | -4.9534 | -4.1968 | -4.9259 | -4.9145 | 217 | 851210.6315 | 851210.6315 | -5.1786 | -5.1503 | 633 | 2518431.2392 | 2518431.2392 | -4.6385 | -4.6174 | 1.5844
|  | 147 | 2 | 1911 | 558989.2551 | 9661.1143 | 152.7374 | 588415.622 | 588415.622 | -4.969 | -3.7269 | -4.9442 | -4.9328 | 868 | 3507837.9714 | 3507837.9714 | -5.1972 | -5.1672 | 442 | 1929663.2968 | 1932697.6618 | -4.6482 | -4.6273 | 1.5304
|  | 84 | 12 | 924 | 324306.4612 | 3079.2317 | 70.9253 | 341380.6395 | 341380.6395 | -4.8871 | -2.2409 | -4.9212 | -4.9106 | 831 | 3357885.4246 | 3357885.4246 | -5.1845 | -5.1546 | 735 | 3173597.8006 | 3173597.8006 | -4.6384 | -4.617 | 0.8879
|  | 742 | 19 | 11872 | 3020828.5815 | 35966.8878 | 2033.8099 | 3179933.1729 | 3179933.1729 | -4.9791 | -4.8911 | -4.9453 | -4.932 | 184 | 745147.7427 | 745147.7427 | -5.1885 | -5.1604 | 702 | 3032515.0329 | 3032724.4063 | -4.6576 | -4.6362 | 8.2706
|  | 190 | 2 | 3800 | 734296.5866 | 11944.1704 | 138.4787 | 772956.3428 | 772956.3428 | -4.974 | -3.5957 | -4.9453 | -4.9336 | 577 | 2526310.0921 | 2533238.399 | -5.1952 | -5.1655 | 152 | 605364.2358 | 605364.2358 | -4.6416 | -4.6221 | 2.0104
|  | 777 | 8 | 10101 | 3109003.4884 | 49918.9148 | 1687.0864 | 3272731.344 | 3272731.344 | -4.984 | -4.8742 | -4.946 | -4.9326 | 431 | 1745284.8395 | 1745284.8395 | -5.1936 | -5.1644 | 112 | 452415.22 | 452415.22 | -4.6402 | -4.6212 | 8.512
|  | 422 | 12 | 5908 | 1572945.0245 | 19464.8021 | 722.3955 | 1655735.1011 | 1655735.1011 | -4.9584 | -4.7035 | -4.9265 | -4.9138 | 435 | 1883598.9677 | 1883598.9677 | -5.1781 | -5.1488 | 991 | 4357550.6496 | 4369143.1618 | -4.6364 | -4.6147 | 4.3065
|  | 489 | 10 | 9291 | 1847195.3584 | 39582.7915 | 2595.7273 | 1944430.5455 | 1944430.5455 | -4.9802 | -4.9121 | -4.9413 | -4.9285 | 338 | 1336357.9892 | 1336357.9892 | -5.1976 | -5.1687 | 753 | 3096599.9501 | 3096599.9501 | -4.6561 | -4.6347 | 5.0573
|  | 929 | 19 | 11148 | 3661354.9156 | 42428.1068 | 5645.505 | 3854149.1741 | 3854149.1741 | -4.9702 | -4.9421 | -4.9356 | -4.9221 | 344 | 1362480.6597 | 1362480.6597 | -5.1812 | -5.1523 | 291 | 1135723.4534 | 1135723.4534 | -4.6344 | -4.6141 | 10.0242
|  | 1041 | 3 | 15615 | 4251055.8401 | 62089.8016 | 2779.2536 | 4474960.4671 | 4474960.4671 | -4.9862 | -4.9205 | -4.9482 | -4.9344 | 108 | 475053.7121 | 477322.5732 | -5.1795 | -5.1521 | 1068 | 4354069.8799 | 4354069.8799 | -4.6456 | -4.6239 | 11.6388
|  | 760 | 19 | 7600 | 2852548.5298 | 30939.157 | 7225.7495 | 3002697.2816 | 3002697.2816 | -4.979 | -4.9609 | -4.9455 | -4.9322 | 996 | 3977687.4841 | 3977687.4841 | -5.1978 | -5.1677 | 697 | 2791775.5885 | 2791775.5885 | -4.6502 | -4.6289 | 7.8099
|  | 787 | 4 | 9444 | 2927802.1829 | 36658.6865 | 3814.7837 | 3081901.1843 | 3081901.1843 | -4.9896 | -4.946 | -4.953 | -4.9397 | 994 | 4060941.7089 | 4060941.7089 | -5.1977 | -5.1677 | 615 | 2410373.8993 | 2410373.8993 | -4.6495 | -4.6283 | 8.0159
|  | 638 | 6 | 10846 | 2544646.841 | 42921.8636 | 2493.457 | 2678651.0803 | 2678651.0803 | -4.9831 | -4.9115 | -4.945 | -4.9318 | 402 | 1667284.4905 | 1667284.4905 | -5.1934 | -5.1642 | 895 | 3803858.9568 | 3803858.9568 | -4.6516 | -4.63 | 6.9669
|  | 980 | 18 | 19600 | 4005023.0602 | 78678.1326 | 1558.7252 | 4215970.2264 | 4215970.2264 | -4.9695 | -4.8482 | -4.932 | -4.9184 | 748 | 2984462.9331 | 2984462.9331 | -5.1887 | -5.1589 | 985 | 4065905.1566 | 4065905.1566 | -4.6369 | -4.6153 | 10.9652
|  | 265 | 7 | 2650 | 1000702.6824 | 10637.6047 | 209.2596 | 1053378.8962 | 1053378.8962 | -4.9516 | -4.0499 | -4.9281 | -4.9159 | 990 | 3997794.7822 | 3997794.7822 | -5.1858 | -5.1557 | 712 | 3023311.4389 | 3023311.4389 | -4.6459 | -4.6245 | 2.7398
|  | 747 | 11 | 7470 | 2931768.0529 | 33097.5915 | 1163.7905 | 3086139.9251 | 3086139.9251 | -4.9653 | -4.8065 | -4.9302 | -4.9168 | 82 | 343446.1426 | 343446.1426 | -5.1689 | -5.1419 | 614 | 2451011.1311 | 2451011.1311 | -4.6414 | -4.6202 | 8.0267
|  | 340 | 2 | 6120 | 1418940.5423 | 23176.1027 | 230.2466 | 1491541.9557 | 1493688.314 | -4.9753 | -4.1441 | -4.9391 | -4.9265 | 488 | 1954398.7922 | 1954398.7922 | -5.184 | -5.1546 | 250 | 1066866.1804 | 1066866.1804 | -4.6349 | -4.6147 | 3.8848
|  | 77 | 12 | 1232 | 313124.0898 | 5971.8488 | 257.639 | 329615.9443 | 329615.9443 | -4.9431 | -4.2356 | -4.9333 | -4.9228 | 1026 | 4391441.5205 | 4391441.5205 | -5.2056 | -5.1754 | 1074 | 4347504.4988 | 4347504.4988 | -4.6523 | -4.6306 | 0.85729
|  | 155 | 3 | 2015 | 576490.9763 | 7249.0623 | 116.3858 | 606833.3646 | 606833.3646 | -4.9594 | -3.3301 | -4.9443 | -4.9329 | 248 | 1036112.9673 | 1036112.9673 | -5.1907 | -5.1622 | 842 | 3481349.9619 | 3481349.9619 | -4.6512 | -4.6297 | 1.5783
|  | 157 | 3 | 2041 | 633795.8481 | 7110.9399 | 154.8904 | 667175.2968 | 667175.2968 | -4.9572 | -3.7429 | -4.9434 | -4.9319 | 787 | 3200686.07 | 3200686.07 | -5.1952 | -5.1653 | 395 | 1581207.7315 | 1581207.7315 | -4.6457 | -4.6251 | 1.7352
|  | 124 | 6 | 1364 | 477892.4671 | 4468.1894 | 156.8807 | 503052.3428 | 503052.3428 | -4.9277 | -3.752 | -4.9355 | -4.9244 | 112 | 455731.1524 | 455731.1524 | -5.1857 | -5.1583 | 386 | 1571460.7958 | 1571460.7958 | -4.6542 | -4.6335 | 1.3084
|  | 1064 | 2 | 21280 | 4198183.7309 | 83003.5681 | 730.9128 | 4419247.424 | 4419247.424 | -4.9762 | -4.7136 | -4.9369 | -4.9232 | 983 | 3942514.1274 | 3942514.1274 | -5.1798 | -5.1497 | 390 | 1651281.5697 | 1651281.5697 | -4.6294 | -4.6087 | 11.494
|  | 972 | 19 | 15552 | 3889703.1146 | 51239.1707 | 3819.6684 | 4094544.7289 | 4094544.7289 | -4.982 | -4.9363 | -4.947 | -4.9334 | 583 | 2370563.191 | 2370563.191 | -5.2026 | -5.173 | 302 | 1288827.3919 | 1288827.3919 | -4.6535 | -4.633 | 10.6494
|  | 998 | 20 | 11976 | 3852064.043 | 46486.5513 | 3961.2693 | 4054868.1934 | 4054868.1934 | -4.9818 | -4.9385 | -4.9469 | -4.9333 | 445 | 1770879.3713 | 1770879.3713 | -5.1937 | -5.1644 | 252 | 1028597.6811 | 1028597.6811 | -4.6449 | -4.6247 | 10.5464
|  | 425 | 18 | 5525 | 1670891.3163 | 26885.6494 | 1275.8522 | 1758873.0327 | 1758873.0327 | -4.9694 | -4.8272 | -4.9339 | -4.9212 | 112 | 454688.4193 | 454688.4193 | -5.1773 | -5.1498 | 339 | 1426397.4168 | 1426397.4168 | -4.6378 | -4.6173 | 4.5747
|  | 272 | 16 | 4080 | 1081538.4043 | 14987.2523 | 1155.6544 | 1138492.2472 | 1138492.2472 | -4.9698 | -4.8198 | -4.9404 | -4.9282 | 825 | 3416422.2611 | 3416422.2611 | -5.1971 | -5.1671 | 154 | 635151.3114 | 635151.3114 | -4.6421 | -4.6226 | 2.9611
|  | 832 | 8 | 9984 | 3278096.4502 | 45181.441 | 1474.1487 | 3450709.2643 | 3450709.2643 | -4.9808 | -4.855 | -4.9437 | -4.9303 | 421 | 1702244.3595 | 1702244.3595 | -5.1984 | -5.1691 | 668 | 2607090.2642 | 2607090.2642 | -4.6547 | -4.6334 | 8.9749
|  | 782 | 13 | 13294 | 2973204.7938 | 161603.4851 | 79724.7159 | 3129720.3396 | 3129720.3396 | -4.9313 | -4.9306 | -4.9379 | -4.9364 | 144 | 605187.9196 | 605187.9196 | -4.965 | -4.9619 | 1056 | 4379404.6434 | 4379404.6434 | -4.9107 | -4.9082 | 8.1402
|  | 705 | 15 | 9165 | 2743894.871 | 117484.4234 | 64018.3964 | 2888365.1386 | 2888365.1386 | -4.9298 | -4.929 | -4.9369 | -4.9355 | 673 | 2644942.3255 | 2644942.3255 | -4.9651 | -4.9618 | 877 | 3766523.7443 | 3766523.7443 | -4.9096 | -4.9071 | 7.5124
|  | 590 | 5 | 6490 | 2327090.7693 | 79752.8429 | 31779.6508 | 2449628.0142 | 2449628.0142 | -4.9305 | -4.9278 | -4.9378 | -4.9362 | 718 | 2884502.5218 | 2884502.5218 | -4.9687 | -4.9651 | 1013 | 4242366.7748 | 4242366.7748 | -4.9074 | -4.9047 | 6.3712
|  | 854 | 12 | 16226 | 3541015.696 | 155153.9837 | 104343.0059 | 3727542.7536 | 3727542.7536 | -4.9319 | -4.9318 | -4.9387 | -4.9373 | 700 | 2905881.9435 | 2905881.9435 | -4.9668 | -4.9635 | 526 | 2285321.8345 | 2285321.8345 | -4.911 | -4.9086 | 9.6948
|  | 923 | 20 | 13845 | 3474166.5387 | 143659.1567 | 131134.9562 | 3657039.3001 | 3657039.3001 | -4.9307 | -4.9311 | -4.9379 | -4.9365 | 226 | 960845.5846 | 960845.5846 | -4.9652 | -4.9621 | 842 | 3615685.7823 | 3615685.7823 | -4.9105 | -4.908 | 9.5117
|  | 400 | 4 | 4800 | 1483075.3 | 52078.043 | 21571.8323 | 1561131.8947 | 1561131.8947 | -4.9304 | -4.9266 | -4.9393 | -4.9377 | 1042 | 4129301.0517 | 4129301.0517 | -4.9698 | -4.9661 | 1018 | 4439623.3721 | 4439623.3721 | -4.9092 | -4.9064 | 4.0604
|  | 198 | 8 | 2970 | 744713.5602 | 31098.4236 | 18205.1322 | 783913.472 | 783913.472 | -4.9249 | -4.923 | -4.937 | -4.9356 | 556 | 2182179.7297 | 2182179.7297 | -4.9695 | -4.9659 | 809 | 3309056.6736 | 3309056.6736 | -4.9072 | -4.9045 | 2.0389
|  | 645 | 9 | 6450 | 2481256.7663 | 79139.3881 | 55354.8464 | 2611887.0525 | 2611887.0525 | -4.9303 | -4.9303 | -4.9379 | -4.9362 | 584 | 2345607.1452 | 2345607.1452 | -4.9686 | -4.965 | 149 | 584882.327 | 584882.327 | -4.9061 | -4.9036 | 6.7933
|  | 625 | 14 | 6875 | 2364796.0642 | 81751.1356 | 73916.9215 | 2489279.0191 | 2489279.0191 | -4.9302 | -4.9309 | -4.9378 | -4.9362 | 823 | 3378159.8966 | 3378159.8966 | -4.9689 | -4.9652 | 217 | 847900.6224 | 847900.6224 | -4.9063 | -4.9038 | 6.4745
|  | 777 | 6 | 14763 | 2987528.1729 | 193996.2778 | 76952.1493 | 3144811.4228 | 3144811.4228 | -4.9315 | -4.9304 | -4.9369 | -4.9353 | 127 | 510820.9702 | 510820.9702 | -4.9664 | -4.9631 | 731 | 3053600.9903 | 3053600.9903 | -4.9061 | -4.9035 | 8.1794
|  | 513 | 10 | 6156 | 1964081.8307 | 74949.4416 | 54042.4738 | 2067480.6902 | 2067480.6902 | -4.9288 | -4.9289 | -4.9364 | -4.9349 | 698 | 2843104.3279 | 2843104.3279 | -4.9674 | -4.9638 | 459 | 1925352.0245 | 1925352.0245 | -4.9056 | -4.903 | 5.3774
|  | 351 | 17 | 7020 | 1376787.3778 | 84538.1753 | 74937.5923 | 1449281.6267 | 1449281.6267 | -4.9299 | -4.9305 | -4.9369 | -4.9355 | 531 | 2179860.8281 | 2179860.8281 | -4.9681 | -4.9645 | 268 | 1093812.819 | 1093812.819 | -4.9061 | -4.9036 | 3.7694
|  | 727 | 19 | 11632 | 2911547.6711 | 122899.0065 | 131133.5992 | 3064878.0306 | 3064878.0306 | -4.9319 | -4.9326 | -4.9386 | -4.9371 | 686 | 2832869.1147 | 2832869.1147 | -4.9695 | -4.9659 | 988 | 4114250.5368 | 4114250.5368 | -4.9082 | -4.9055 | 7.9714
|  | 249 | 9 | 4731 | 938330.5573 | 58764.781 | 33088.861 | 987722.7434 | 987722.7434 | -4.93 | -4.9287 | -4.938 | -4.9365 | 138 | 570164.3392 | 570164.3392 | -4.9694 | -4.966 | 446 | 1873672.6257 | 1873672.6257 | -4.9077 | -4.9051 | 2.569
|  | 233 | 14 | 3262 | 959659.7139 | 32920.9241 | 35535.0012 | 1010208.4595 | 1010208.4595 | -4.9259 | -4.9288 | -4.938 | -4.9365 | 179 | 709674.5759 | 709674.5759 | -4.9696 | -4.9661 | 595 | 2322183.6934 | 2322183.6934 | -4.9088 | -4.9061 | 2.6274
|  | 645 | 18 | 9675 | 2554880.5673 | 127685.8874 | 145508.7887 | 2689416.8023 | 2689416.8023 | -4.9322 | -4.933 | -4.9386 | -4.937 | 547 | 2137981.135 | 2137981.135 | -4.9692 | -4.9657 | 1056 | 4278658.826 | 4278658.826 | -4.9082 | -4.9055 | 6.9949
|  | 301 | 10 | 4816 | 1174756.1283 | 72039.81 | 39648.9143 | 1236610.1415 | 1236610.1415 | -4.9308 | -4.9297 | -4.9381 | -4.9367 | 476 | 1932903.3206 | 1932903.3206 | -4.9702 | -4.9666 | 584 | 2391952.0281 | 2391952.0281 | -4.9079 | -4.9052 | 3.2163
|  | 529 | 12 | 6877 | 2135680.9128 | 92451.6802 | 68190.1843 | 2248158.5961 | 2248158.5961 | -4.9297 | -4.9298 | -4.9367 | -4.9351 | 974 | 4067383.4243 | 4067383.4243 | -4.9678 | -4.9642 | 933 | 3891535.878 | 3891535.878 | -4.9062 | -4.9035 | 5.8472
|  | 1034 | 13 | 14476 | 4245272.5579 | 207218.7584 | 143331.0262 | 4468881.2978 | 4468881.2978 | -4.9332 | -4.9332 | -4.939 | -4.9373 | 821 | 3442318.3156 | 3442318.3156 | -4.9697 | -4.966 | 712 | 3076996.0434 | 3076996.0434 | -4.908 | -4.9053 | 11.6229
|  | 1060 | 19 | 19080 | 4374832.7742 | 247834.1524 | 235425.0269 | 4605274.4407 | 4605274.4407 | -4.9321 | -4.9324 | -4.9378 | -4.9362 | 1067 | 4218633.2569 | 4218633.2569 | -4.9687 | -4.965 | 587 | 2351610.9415 | 2351610.9415 | -4.9069 | -4.9042 | 11.9776
|  | 493 | 14 | 5916 | 1857914.2534 | 79532.9436 | 67416.1741 | 1955711.8608 | 1955711.8608 | -4.931 | -4.9316 | -4.9384 | -4.9369 | 481 | 1908108.3267 | 1908108.3267 | -4.9693 | -4.9657 | 798 | 3233870.8738 | 3233870.8738 | -4.908 | -4.9053 | 5.0867
|  | 125 | 10 | 2125 | 477236.0787 | 27561.9094 | 15059.6415 | 502359.5694 | 502359.5694 | -4.9246 | -4.9216 | -4.9375 | -4.9362 | 1073 | 4337716.2558 | 4337716.2558 | -4.9698 | -4.9661 | 413 | 1792301.005 | 1792301.005 | -4.9076 | -4.905 | 1.3066
|  | 909 | 10 | 14544 | 3383600.4949 | 224991.6479 | 140141.4938 | 3561690.3387 | 3561690.3387 | -4.9326 | -4.9324 | -4.9379 | -4.9363 | 859 | 3478377.5755 | 3478377.5755 | -4.9687 | -4.965 | 913 | 3621949.3572 | 3621949.3572 | -4.9072 | -4.9045 | 9.2638
|  | 560 | 17 | 11200 | 2097144.3198 | 170080.6693 | 174493.8268 | 2207529.1144 | 2207529.1144 | -4.9328 | -4.9333 | -4.9384 | -4.9369 | 1079 | 4830305.6743 | 4839045.0776 | -4.9699 | -4.9662 | 613 | 2501731.7638 | 2501731.7638 | -4.9079 | -4.9052 | 5.7417
|  | 310 | 3 | 4960 | 1206500.3712 | 70155.45 | 22829.8215 | 1270024.4496 | 1270024.4496 | -4.9293 | -4.9247 | -4.9387 | -4.9377 | 242 | 994452.3577 | 994452.3577 | -4.9596 | -4.9572 | 324 | 1442597.4087 | 1446099.0707 | -4.919 | -4.9171 | 3.3032
|  | 520 | 8 | 7280 | 1978895.1097 | 86842.5703 | 57398.3568 | 2083068.9229 | 2083068.9229 | -4.9278 | -4.9275 | -4.9369 | -4.9358 | 911 | 3565940.8801 | 3565940.8801 | -4.9589 | -4.9563 | 769 | 3060156.7055 | 3060156.7055 | -4.9172 | -4.9153 | 5.4179
|  | 747 | 17 | 10458 | 3040290.7041 | 144950.9676 | 128787.3312 | 3200420.0067 | 3200420.0067 | -4.9305 | -4.9309 | -4.9367 | -4.9351 | 551 | 2369595.2918 | 2369595.2918 | -4.9674 | -4.9638 | 823 | 3362868.5266 | 3362868.5266 | -4.9061 | -4.9034 | 8.3239
|  | 1066 | 20 | 15990 | 4187176.0177 | 214661.8051 | 215220.7509 | 4407652.5972 | 4407652.5972 | -4.933 | -4.9334 | -4.9389 | -4.9373 | 974 | 4031684.1974 | 4031684.1974 | -4.9707 | -4.967 | 804 | 3232938.6295 | 3232938.6295 | -4.9081 | -4.9053 | 11.4639
|  | 306 | 4 | 3672 | 1148110.3588 | 46584.3196 | 17607.264 | 1208542.9306 | 1208542.9306 | -4.9257 | -4.9205 | -4.9372 | -4.9361 | 129 | 514332.2207 | 514332.2207 | -4.9575 | -4.9553 | 447 | 1763392.9216 | 1763392.9216 | -4.9168 | -4.915 | 3.1434
|  | 711 | 12 | 12798 | 2982003.1088 | 173021.3179 | 116695.752 | 3139096.3146 | 3139096.3146 | -4.933 | -4.9329 | -4.9387 | -4.9371 | 649 | 2633881.845 | 2633881.845 | -4.9695 | -4.9659 | 477 | 1997695.0683 | 1997695.0683 | -4.9078 | -4.9051 | 8.1643
|  | 444 | 5 | 8880 | 1900891.0267 | 123919.0558 | 42082.4447 | 1990844.8234 | 2001045.1984 | -4.9304 | -4.928 | -4.9363 | -4.9347 | 804 | 3558336.6655 | 3561570.5065 | -4.9674 | -4.9638 | 430 | 1806492.7844 | 1806492.7844 | -4.9054 | -4.9028 | 5.2044
|  | 398 | 6 | 4776 | 1581863.1094 | 64839.7121 | 33844.8683 | 1665163.7976 | 1665163.7976 | -4.9305 | -4.929 | -4.9384 | -4.9368 | 1065 | 4165646.134 | 4165646.134 | -4.9698 | -4.9661 | 817 | 3440822.26 | 3440822.26 | -4.908 | -4.9053 | 4.3309
|  | 95 | 9 | 1900 | 407789.2522 | 24499.6674 | 13471.4012 | 428273.3842 | 429275.247 | -4.9234 | -4.9201 | -4.9373 | -4.9361 | 690 | 2921973.5572 | 2921973.5572 | -4.9705 | -4.9668 | 621 | 2561338.2739 | 2561338.2739 | -4.9079 | -4.9052 | 1.1165
|  | 230 | 15 | 2760 | 921198.1527 | 40396.7099 | 32588.0434 | 969711.0901 | 969711.0901 | -4.9277 | -4.9285 | -4.9379 | -4.9365 | 585 | 2390070.8766 | 2390070.8766 | -4.9694 | -4.9658 | 669 | 2711762.9679 | 2711762.9679 | -4.9078 | -4.9052 | 2.5221
|  | 912 | 2 | 10032 | 3384469.3899 | 140755.9155 | 54277.3608 | 3562600.6458 | 3562600.6458 | -4.9298 | -4.9281 | -4.9377 | -4.9365 | 1075 | 4822964.1811 | 4838002.5356 | -4.9588 | -4.9562 | 193 | 831298.5265 | 831298.5265 | -4.9165 | -4.9147 | 9.2662
|  | 808 | 14 | 14544 | 3370854.3631 | 207366.0641 | 150887.9446 | 3548425.7264 | 3548425.7264 | -4.9309 | -4.9309 | -4.9385 | -4.9373 | 154 | 611133.3883 | 611133.3883 | -4.9593 | -4.957 | 959 | 4062932.9539 | 4062932.9539 | -4.9187 | -4.9168 | 9.2289
|  | 257 | 5 | 5140 | 986273.911 | 66083.4974 | 27017.4823 | 1038197.1322 | 1038197.1322 | -4.9306 | -4.9275 | -4.938 | -4.9366 | 69 | 276849.2515 | 276849.2515 | -4.9688 | -4.9656 | 629 | 2654087.3217 | 2654087.3217 | -4.908 | -4.9053 | 2.7003
|  | 327 | 7 | 5886 | 1241838.0423 | 85147.4116 | 40026.7337 | 1307210.3333 | 1307210.3333 | -4.9292 | -4.9276 | -4.9381 | -4.937 | 360 | 1481296.7863 | 1481296.7863 | -4.9598 | -4.9574 | 404 | 1581528.3604 | 1581528.3604 | -4.9191 | -4.9172 | 3.4
|  | 96 | 14 | 1056 | 367990.4076 | 14436.5211 | 12008.6974 | 387363.4005 | 387363.4005 | -4.9116 | -4.9144 | -4.9359 | -4.935 | 1019 | 4043661.9066 | 4043661.9066 | -4.9588 | -4.9562 | 949 | 4129283.0748 | 4129283.0748 | -4.9173 | -4.9153 | 1.0075
|  | 1054 | 8 | 13702 | 4133852.5757 | 204182.1745 | 123173.475 | 4351518.9384 | 4351518.9384 | -4.9296 | -4.9293 | -4.9371 | -4.9359 | 681 | 2916853.6763 | 2916853.6763 | -4.9593 | -4.9567 | 996 | 3908837.9488 | 3908837.9488 | -4.9172 | -4.9153 | 11.3179
|  | 909 | 16 | 10908 | 3658832.629 | 149947.9163 | 152566.9222 | 3851524.3082 | 3851524.3082 | -4.9288 | -4.9293 | -4.937 | -4.9358 | 272 | 1214595.2203 | 1217670.0837 | -4.9581 | -4.9557 | 325 | 1356769.8301 | 1356769.8301 | -4.9167 | -4.9149 | 10.0173
|  | 920 | 19 | 18400 | 3470360.7143 | 253286.1103 | 247758.1434 | 3653036.2513 | 3653036.2513 | -4.931 | -4.9313 | -4.9384 | -4.9373 | 244 | 1028458.5858 | 1028458.5858 | -4.9597 | -4.9572 | 175 | 701937.1402 | 701937.1402 | -4.9187 | -4.9169 | 9.5013
|  | 215 | 2 | 2795 | 874154.5686 | 34717.3035 | 10759.8058 | 920195.1385 | 920195.1385 | -4.9253 | -4.9151 | -4.9386 | -4.9376 | 686 | 2847927.9834 | 2847927.9834 | -4.9601 | -4.9576 | 491 | 1971787.7515 | 1971787.7515 | -4.9192 | -4.9173 | 2.3933
|  | 1003 | 17 | 20060 | 4122027.5032 | 188395.7708 | 140519.4797 | 4339146.1623 | 4339146.1623 | -4.9298 | -4.9298 | -4.9379 | -4.9368 | 333 | 1334363.0676 | 1334363.0676 | -4.9592 | -4.9567 | 933 | 4240480.9387 | 4322305.0635 | -4.9181 | -4.9162 | 11.2855
|  | 633 | 17 | 7596 | 2346966.6623 | 81694.5449 | 77814.3396 | 2470491.2234 | 2470491.2234 | -4.9285 | -4.9294 | -4.9383 | -4.9372 | 217 | 861356.0734 | 861356.0734 | -4.9603 | -4.9578 | 354 | 1580050.277 | 1586156.1725 | -4.9183 | -4.9165 | 6.4256
|  | 146 | 19 | 1460 | 553950.9511 | 17526.7524 | 19932.2247 | 583111.5837 | 583111.5837 | -4.9147 | -4.9205 | -4.936 | -4.9351 | 302 | 1244990.5448 | 1244990.5448 | -4.9582 | -4.9557 | 1081 | 4300759.0781 | 4300759.0781 | -4.9172 | -4.9153 | 1.5166
|  | 460 | 19 | 8280 | 1884447.057 | 88267.6254 | 79995.8539 | 1983703.842 | 1983703.842 | -4.9287 | -4.9294 | -4.9381 | -4.9371 | 56 | 236779.7759 | 236779.7759 | -4.9588 | -4.9566 | 450 | 1854911.4705 | 1854911.4705 | -4.9185 | -4.9166 | 5.1593
|  | 223 | 10 | 3122 | 861654.7165 | 31685.1864 | 19037.6828 | 907019.6402 | 907019.6402 | -4.9235 | -4.9219 | -4.9379 | -4.9369 | 384 | 1665122.9716 | 1665122.9716 | -4.9598 | -4.9574 | 58 | 235264.9524 | 235264.9524 | -4.9174 | -4.9158 | 2.3591
|  | 1051 | 8 | 13663 | 3957313.2656 | 171004.9517 | 97122.528 | 4165618.4089 | 4165618.4089 | -4.9295 | -4.929 | -4.9373 | -4.9361 | 250 | 1029001.4894 | 1029001.4894 | -4.9582 | -4.9558 | 828 | 3695850.5127 | 3711447.9139 | -4.9173 | -4.9154 | 10.8345
|  | 801 | 20 | 11214 | 3314575.8788 | 100646.4238 | 82958.2034 | 3489172.4432 | 3489172.4432 | -4.9289 | -4.9292 | -4.9384 | -4.9373 | 730 | 3068211.9727 | 3068211.9727 | -4.9601 | -4.9576 | 725 | 3001656.1574 | 3001656.1574 | -4.9186 | -4.9167 | 9.0748
|  | 603 | 19 | 7236 | 2348514.0844 | 52749.6654 | 54708.8368 | 2472167.5934 | 2472167.5934 | -4.9262 | -4.9278 | -4.9383 | -4.9372 | 993 | 3946133.1612 | 3946133.1612 | -4.961 | -4.9584 | 325 | 1318204.4205 | 1318204.4205 | -4.919 | -4.9171 | 6.4299
|  | 311 | 11 | 3110 | 1183625.5819 | 21317.3308 | 9810.76 | 1245934.527 | 1245934.527 | -4.9184 | -4.9114 | -4.9375 | -4.9364 | 130 | 521096.6614 | 521096.6614 | -4.9587 | -4.9564 | 220 | 885430.2495 | 885430.2495 | -4.9175 | -4.9157 | 3.2406
|  | 761 | 8 | 9893 | 3070429.1348 | 67435.6424 | 39319.1407 | 3232135.5011 | 3232135.5011 | -4.928 | -4.9271 | -4.9385 | -4.9374 | 425 | 1741162.6188 | 1741162.6188 | -4.9599 | -4.9574 | 131 | 540109.3014 | 540109.3014 | -4.9178 | -4.9161 | 8.4064
|  | 882 | 15 | 15876 | 3693503.2012 | 105512.763 | 90301.3907 | 3886299.738 | 3888076.4187 | -4.929 | -4.9294 | -4.9385 | -4.9374 | 444 | 1946200.6641 | 1946200.6641 | -4.9607 | -4.9581 | 781 | 3238372.64 | 3238372.64 | -4.9194 | -4.9174 | 10.1123
|  | 1048 | 8 | 13624 | 4186993.6183 | 80744.1623 | 44576.5995 | 4407488.6327 | 4407488.6327 | -4.928 | -4.927 | -4.9381 | -4.9369 | 837 | 3464261.5286 | 3464261.5286 | -4.9604 | -4.9578 | 677 | 2978753.5354 | 2978963.1017 | -4.9181 | -4.9162 | 11.4634
|  | 965 | 18 | 10615 | 3610492.551 | 71954.8654 | 84525.609 | 3800532.1954 | 3800532.1954 | -4.927 | -4.9285 | -4.9379 | -4.9368 | 331 | 1415910.1585 | 1415910.1585 | -4.9592 | -4.9568 | 127 | 497095.7418 | 497095.7418 | -4.9172 | -4.9155 | 9.885
|  | 537 | 18 | 7518 | 2210692.6162 | 43132.7567 | 49712.2594 | 2327137.3862 | 2327137.3862 | -4.9247 | -4.9272 | -4.9383 | -4.9372 | 147 | 624004.3016 | 624004.3016 | -4.9593 | -4.957 | 908 | 3662505.163 | 3662505.163 | -4.9188 | -4.9168 | 6.0525
|  | 175 | 14 | 2625 | 718785.3719 | 24951.3089 | 25328.5532 | 756645.6411 | 756645.6411 | -4.928 | -4.9313 | -4.9378 | -4.9355 | 425 | 1865307.1175 | 1866341.9763 | -4.9903 | -4.9845 | 67 | 297027.6935 | 297983.0028 | -4.8828 | -4.8792 | 1.9679
|  | 1048 | 2 | 17816 | 4024646.038 | 199369.6748 | 58142.7161 | 4236528.0586 | 4236528.0586 | -4.9398 | -4.9378 | -4.9412 | -4.9385 | 455 | 1928467.5347 | 1928467.5347 | -4.9889 | -4.983 | 875 | 3649425.9758 | 3649425.9758 | -4.8858 | -4.8814 | 11.0189
|  | 1068 | 2 | 10680 | 4062809.4974 | 122951.1888 | 42307.8883 | 4276684.9613 | 4276684.9613 | -4.9355 | -4.9331 | -4.9378 | -4.935 | 285 | 1157122.5659 | 1157122.5659 | -4.9848 | -4.9791 | 57 | 244365.1594 | 244365.1594 | -4.8792 | -4.8756 | 11.1234
|  | 592 | 18 | 10656 | 2352541.5572 | 95435.9006 | 90773.8389 | 2476425.9142 | 2476425.9142 | -4.9359 | -4.9366 | -4.939 | -4.9365 | 120 | 535458.175 | 538694.9304 | -4.9874 | -4.9819 | 849 | 3348501.4909 | 3348501.4909 | -4.8856 | -4.8813 | 6.4409
|  | 348 | 8 | 4524 | 1315359.257 | 35549.2965 | 18549.1873 | 1384599.2573 | 1384599.2573 | -4.9316 | -4.9287 | -4.9385 | -4.9361 | 201 | 854513.5055 | 854513.5055 | -4.9879 | -4.9823 | 598 | 2675605.9723 | 2694075.5045 | -4.8855 | -4.8812 | 3.6013
|  | 168 | 18 | 1848 | 627264.3707 | 15221.2907 | 11708.6469 | 660280.1269 | 660280.1269 | -4.9171 | -4.9184 | -4.934 | -4.9318 | 985 | 4033273.1291 | 4033273.1291 | -4.986 | -4.98 | 1082 | 4557847.2406 | 4557847.2406 | -4.884 | -4.8795 | 1.7174
|  | 53 | 3 | 583 | 197187.9219 | 4205.8182 | 1351.2866 | 207566.5202 | 207566.5202 | -4.8759 | -4.7971 | -4.9378 | -4.9359 | 268 | 1138187.312 | 1138187.312 | -4.9883 | -4.9826 | 479 | 2039743.146 | 2039743.146 | -4.8852 | -4.881 | 0.53987
|  | 195 | 15 | 3900 | 730965.5755 | 36258.1601 | 25373.5829 | 769440.8035 | 769440.8035 | -4.9314 | -4.9313 | -4.9377 | -4.9355 | 732 | 3151762.4028 | 3151762.4028 | -4.9909 | -4.9849 | 851 | 3588041.5851 | 3588041.5851 | -4.8873 | -4.8829 | 2.0013
|  | 229 | 17 | 2290 | 915607.0954 | 19945.7286 | 16925.7613 | 963824.9733 | 963824.9733 | -4.9202 | -4.9224 | -4.9333 | -4.9309 | 574 | 2330428.5962 | 2330428.5962 | -4.9843 | -4.9784 | 155 | 636806.9882 | 636806.9882 | -4.879 | -4.8751 | 2.5068
|  | 65 | 12 | 1170 | 243852.8064 | 8883.6215 | 5558.1441 | 256688.3664 | 256688.3664 | -4.905 | -4.9008 | -4.9334 | -4.9315 | 410 | 1731238.2328 | 1731238.2328 | -4.9872 | -4.9814 | 994 | 3971302.2012 | 3971302.2012 | -4.8829 | -4.8785 | 0.66763
|  | 730 | 6 | 11680 | 2999049.9598 | 86694.1089 | 35686.3692 | 3157017.8754 | 3157017.8754 | -4.9308 | -4.9284 | -4.9339 | -4.9313 | 665 | 2783388.7588 | 2783388.7588 | -4.9837 | -4.9778 | 805 | 3167093.8401 | 3167093.8401 | -4.8802 | -4.8759 | 8.211
|  | 901 | 18 | 12614 | 3495504.3338 | 108434.6681 | 98719.0266 | 3679543.4836 | 3679543.4836 | -4.9362 | -4.9368 | -4.9395 | -4.9368 | 924 | 3780823.8624 | 3780823.8624 | -4.9895 | -4.9836 | 643 | 2540216.3646 | 2540216.3646 | -4.8854 | -4.8811 | 9.5702
|  | 907 | 5 | 18140 | 3826876.3957 | 154907.8932 | 49379.8188 | 4018651.3515 | 4028486.3908 | -4.9354 | -4.9332 | -4.9373 | -4.9346 | 947 | 4093649.6858 | 4093649.6858 | -4.9873 | -4.9813 | 58 | 239343.1534 | 239343.1534 | -4.8803 | -4.8767 | 10.4774
|  | 375 | 7 | 7125 | 1585957.666 | 49106.9337 | 21238.1437 | 1664633.057 | 1669511.5022 | -4.9337 | -4.9301 | -4.9387 | -4.9362 | 1050 | 4195392.8322 | 4195392.8322 | -4.9895 | -4.9836 | 981 | 3910593.6272 | 3910593.6272 | -4.8857 | -4.8814 | 4.3421
|  | 472 | 18 | 9440 | 1943306.3787 | 58091.5076 | 37351.8717 | 2045667.0744 | 2045667.0744 | -4.9323 | -4.9317 | -4.9375 | -4.935 | 596 | 2622557.1332 | 2623380.7033 | -4.9878 | -4.9819 | 1087 | 4574456.3808 | 4574456.3808 | -4.8847 | -4.8803 | 5.3205
|  | 233 | 7 | 3029 | 894549.1098 | 17894.1652 | 8592.3106 | 941643.5556 | 941643.5556 | -4.9225 | -4.9151 | -4.9368 | -4.9344 | 854 | 3769228.5274 | 3774889.6916 | -4.9897 | -4.9837 | 913 | 3939257.8329 | 3939257.8329 | -4.8844 | -4.8801 | 2.4491
|  | 820 | 13 | 8200 | 3141460.2514 | 46424.4334 | 29274.8615 | 3306842.8737 | 3306842.8737 | -4.9398 | -4.939 | -4.9404 | -4.9362 | 396 | 1676105.5563 | 1676105.5563 | -5.0173 | -5.0082 | 918 | 3946061.3715 | 3946061.3715 | -4.8532 | -4.8463 | 8.6008
|  | 460 | 11 | 5520 | 1845597.3564 | 37836.0176 | 21239.6967 | 1942793.0559 | 1942793.0559 | -4.9317 | -4.9298 | -4.9389 | -4.9363 | 260 | 1020988.0834 | 1020988.0834 | -4.9881 | -4.9825 | 173 | 753655.8922 | 753655.8922 | -4.8841 | -4.8801 | 5.053
|  | 304 | 12 | 3952 | 1149068.7737 | 25217.9295 | 10327.5197 | 1209555.3157 | 1209555.3157 | -4.9279 | -4.9199 | -4.9383 | -4.9359 | 314 | 1242818.9346 | 1242818.9346 | -4.9883 | -4.9826 | 123 | 489552.1799 | 489552.1799 | -4.8835 | -4.8797 | 3.146
|  | 135 | 12 | 2565 | 502910.3932 | 15687.4355 | 5340.9759 | 529380.3607 | 529380.3607 | -4.9213 | -4.9023 | -4.9373 | -4.9352 | 708 | 3158824.9195 | 3186848.9407 | -4.9893 | -4.9834 | 271 | 1159906.5219 | 1159906.5219 | -4.8846 | -4.8805 | 1.3769
|  | 981 | 15 | 15696 | 3746540.9101 | 87079.3589 | 26051.9804 | 3943773.3128 | 3943773.3128 | -4.9424 | -4.938 | -4.9406 | -4.9364 | 1005 | 4290152.6056 | 4290152.6056 | -5.0212 | -5.0118 | 749 | 2993122.0953 | 2993122.0953 | -4.8527 | -4.846 | 10.2575
|  | 110 | 20 | 1320 | 436301.8643 | 7073.3128 | 3286.0168 | 459277.1066 | 459277.1066 | -4.9024 | -4.8819 | -4.9331 | -4.9298 | 314 | 1319739.6663 | 1319739.6663 | -5.0131 | -5.0042 | 423 | 1849578.443 | 1851086.3537 | -4.848 | -4.8415 | 1.1945
|  | 641 | 5 | 8974 | 2447245.045 | 51655.8323 | 13840.8144 | 2576077.1611 | 2576077.1611 | -4.934 | -4.9252 | -4.9392 | -4.9366 | 721 | 2872969.1547 | 2872969.1547 | -4.9892 | -4.9833 | 372 | 1606475.2918 | 1606475.2918 | -4.8849 | -4.8808 | 6.7002
|  | 815 | 15 | 15485 | 3430518.9304 | 457105.8814 | 406073.4777 | 3611244.7337 | 3611244.7337 | -4.9299 | -4.9301 | -4.9363 | -4.9351 | 272 | 1123647.9861 | 1123647.9861 | -4.9585 | -4.956 | 804 | 3386359.471 | 3386359.471 | -4.9153 | -4.9132 | 9.3922
|  | 732 | 11 | 7320 | 2748541.4713 | 204300.392 | 184630.2646 | 2893216.0866 | 2893216.0866 | -4.9292 | -4.9295 | -4.9363 | -4.9351 | 718 | 3261654.259 | 3268418.8496 | -4.9591 | -4.9564 | 836 | 3352168.475 | 3352168.475 | -4.9151 | -4.9131 | 7.5251
|  | 774 | 9 | 8514 | 3043501.7903 | 214571.3669 | 183840.864 | 3203759.2827 | 3203759.2827 | -4.9293 | -4.9295 | -4.9363 | -4.9351 | 261 | 1019917.8043 | 1019917.8043 | -4.9592 | -4.9566 | 541 | 2228917.6454 | 2228917.6454 | -4.9149 | -4.913 | 8.3327
|  | 374 | 9 | 5610 | 1559652.2978 | 164679.5432 | 108433.1309 | 1641812.1223 | 1641812.1223 | -4.9289 | -4.9288 | -4.936 | -4.9348 | 710 | 3200789.1083 | 3200789.1083 | -4.959 | -4.9564 | 641 | 2612716.2012 | 2612716.2012 | -4.9151 | -4.9131 | 4.2701
|  | 754 | 9 | 7540 | 2926526.7547 | 212153.6366 | 160935.7674 | 3080609.629 | 3080609.629 | -4.9293 | -4.9294 | -4.9363 | -4.9351 | 386 | 1531404.1861 | 1531404.1861 | -4.9586 | -4.9561 | 802 | 3130069.4489 | 3130069.4489 | -4.9159 | -4.9139 | 8.0124
|  | 483 | 17 | 7728 | 1807173.3902 | 180568.6432 | 228331.874 | 1902294.6703 | 1902294.6703 | -4.9289 | -4.9296 | -4.9359 | -4.9348 | 216 | 926475.6193 | 926475.6193 | -4.9585 | -4.9559 | 312 | 1230202.5373 | 1230202.5373 | -4.9147 | -4.9128 | 4.9478
|  | 176 | 2 | 2816 | 736005.2543 | 77420.853 | 25972.5855 | 774777.5248 | 774777.5248 | -4.9295 | -4.9255 | -4.9379 | -4.9369 | 1085 | 4851133.9293 | 4851133.9293 | -4.961 | -4.9582 | 373 | 1573241.1863 | 1573241.1863 | -4.9165 | -4.9145 | 2.0151
|  | 744 | 4 | 11904 | 2979361.385 | 318939.2417 | 138877.9309 | 3136262.902 | 3136262.902 | -4.9339 | -4.9333 | -4.9395 | -4.938 | 589 | 2701135.5651 | 2717194.175 | -4.9652 | -4.9622 | 831 | 3395855.7001 | 3395855.7001 | -4.9128 | -4.9104 | 8.157
|  | 415 | 7 | 6640 | 1565916.973 | 198648.3003 | 95535.5398 | 1648345.1241 | 1648345.1241 | -4.93 | -4.9293 | -4.9357 | -4.9344 | 302 | 1381261.8181 | 1385121.6421 | -4.9624 | -4.9593 | 867 | 3724421.8744 | 3724421.8744 | -4.9103 | -4.9079 | 4.2872
|  | 475 | 12 | 9025 | 1796264.4211 | 187974.9109 | 175199.8953 | 1890819.4439 | 1890819.4439 | -4.9306 | -4.931 | -4.9376 | -4.9365 | 538 | 2433200.6632 | 2435158.4694 | -4.9606 | -4.9579 | 949 | 3835978.8431 | 3835978.8431 | -4.917 | -4.9149 | 4.9179
|  | 700 | 20 | 7000 | 2597687.8643 | 176282.6211 | 255605.2021 | 2734409.2496 | 2734409.2496 | -4.9304 | -4.9312 | -4.9378 | -4.9366 | 389 | 1530481.3575 | 1530481.3575 | -4.9604 | -4.9578 | 225 | 883756.7805 | 883756.7805 | -4.9161 | -4.9143 | 7.1121
|  | 184 | 15 | 3680 | 773022.1919 | 91489.8952 | 83144.7868 | 813745.8205 | 813745.8205 | -4.9291 | -4.9297 | -4.9371 | -4.9361 | 991 | 4206762.1173 | 4206762.1173 | -4.9609 | -4.9581 | 355 | 1526181.3637 | 1526181.3637 | -4.9163 | -4.9144 | 2.1164
|  | 350 | 15 | 6300 | 1413529.1413 | 103304.312 | 125510.617 | 1487974.2054 | 1487974.2054 | -4.9299 | -4.931 | -4.9381 | -4.937 | 753 | 3165630.2968 | 3165630.2968 | -4.9613 | -4.9586 | 640 | 2721555.5631 | 2721555.5631 | -4.9173 | -4.9153 | 3.87
|  | 745 | 12 | 14900 | 3132471.996 | 252222.0336 | 240333.9868 | 3297494.8979 | 3297494.8979 | -4.9307 | -4.931 | -4.9368 | -4.9354 | 755 | 2996316.9962 | 2996316.9962 | -4.9635 | -4.9604 | 229 | 997730.635 | 997730.635 | -4.91 | -4.9079 | 8.5762
|  | 165 | 2 | 2970 | 709960.0504 | 53143.3586 | 20185.0583 | 745521.4669 | 747367.7292 | -4.9278 | -4.9233 | -4.9379 | -4.9368 | 793 | 3144526.3561 | 3144526.3561 | -4.9607 | -4.958 | 607 | 2532904.366 | 2532904.366 | -4.9166 | -4.9147 | 1.9438
|  | 517 | 20 | 7238 | 2090849.0702 | 160622.2644 | 203817.5539 | 2200967.0398 | 2200967.0398 | -4.9311 | -4.9319 | -4.9376 | -4.9363 | 579 | 2356463.4822 | 2356463.4822 | -4.9646 | -4.9614 | 383 | 1519988.9023 | 1519988.9023 | -4.9115 | -4.9093 | 5.7244
|  | 603 | 18 | 9648 | 2351354.3597 | 252102.3935 | 273657.8386 | 2475158.5532 | 2475158.5532 | -4.9319 | -4.9323 | -4.9377 | -4.9364 | 728 | 2940479.0233 | 2940479.0233 | -4.9646 | -4.9615 | 260 | 1017173.0836 | 1017173.0836 | -4.9113 | -4.9091 | 6.4377
|  | 153 | 19 | 1836 | 598677.2083 | 34486.0055 | 52977.5464 | 630199.7618 | 630199.7618 | -4.9232 | -4.9275 | -4.9353 | -4.9341 | 686 | 2823584.3989 | 2823584.3989 | -4.9629 | -4.9598 | 217 | 895407.9273 | 895407.9273 | -4.9096 | -4.9074 | 1.6391
|  | 313 | 5 | 4069 | 1243594.6739 | 75966.5234 | 43953.7775 | 1309082.0237 | 1309082.0237 | -4.9292 | -4.9284 | -4.9381 | -4.937 | 356 | 1495558.4015 | 1495558.4015 | -4.9609 | -4.9583 | 570 | 2264447.5348 | 2264447.5348 | -4.9173 | -4.9153 | 3.4048
|  | 191 | 2 | 2483 | 790663.0946 | 42266.4974 | 19830.7765 | 832311.6902 | 832311.6902 | -4.9251 | -4.9217 | -4.9366 | -4.9355 | 70 | 298038.4197 | 298038.4197 | -4.9588 | -4.9564 | 936 | 3913690.1114 | 3913690.1114 | -4.9156 | -4.9135 | 2.1647
|  | 285 | 7 | 3705 | 1091238.1676 | 66996.3512 | 49225.0014 | 1148686.3073 | 1148686.3073 | -4.9275 | -4.9276 | -4.9368 | -4.9357 | 447 | 1853805.8536 | 1853805.8536 | -4.9599 | -4.9572 | 497 | 1939706.3792 | 1939706.3792 | -4.9167 | -4.9147 | 2.9876
|  | 572 | 17 | 6864 | 2139563.601 | 106313.5838 | 160601.2786 | 2252180.1161 | 2252180.1161 | -4.9298 | -4.9312 | -4.9383 | -4.9372 | 895 | 3547787.7361 | 3547787.7361 | -4.9614 | -4.9587 | 536 | 2121236.5501 | 2121236.5501 | -4.9171 | -4.9152 | 5.8578
|  | 310 | 19 | 5890 | 1237665.5636 | 87659.2908 | 115809.5395 | 1302843.0427 | 1302843.0427 | -4.9276 | -4.929 | -4.9363 | -4.9353 | 602 | 2628510.0252 | 2628510.0252 | -4.9596 | -4.9569 | 472 | 1850770.7389 | 1850770.7389 | -4.9156 | -4.9136 | 3.3885
|  | 297 | 18 | 5940 | 1105138.6406 | 110898.4514 | 115445.0828 | 1163305.4983 | 1163305.4983 | -4.93 | -4.9308 | -4.9378 | -4.9368 | 511 | 2111870.9879 | 2111870.9879 | -4.961 | -4.9584 | 429 | 1712667.2772 | 1712667.2772 | -4.917 | -4.9151 | 3.0257
|  | 115 | 19 | 1495 | 464797.0331 | 23636.7977 | 31633.3068 | 489276.2152 | 489276.2152 | -4.9201 | -4.9256 | -4.9368 | -4.9359 | 405 | 1665221.1951 | 1665221.1951 | -4.9603 | -4.9577 | 606 | 2569443.8913 | 2569443.8913 | -4.9167 | -4.9147 | 1.2725
|  | 866 | 11 | 17320 | 3624043.1616 | 235140.6556 | 209851.427 | 3814956.3177 | 3814956.3177 | -4.9314 | -4.9317 | -4.9386 | -4.9374 | 241 | 1043424.3558 | 1043424.3558 | -4.9607 | -4.9582 | 590 | 2444958.1739 | 2444958.1739 | -4.9173 | -4.9153 | 9.9221
|  | 894 | 7 | 13410 | 3586784.9755 | 208718.878 | 129458.426 | 3775677.7513 | 3775677.7513 | -4.9309 | -4.9307 | -4.938 | -4.9368 | 111 | 460567.1586 | 460567.1586 | -4.9597 | -4.9573 | 459 | 1858631.2282 | 1858631.2282 | -4.9164 | -4.9145 | 9.8201
|  | 1069 | 4 | 14966 | 4180422.9711 | 193830.0707 | 107990.5813 | 4400536.5974 | 4400536.5974 | -4.9321 | -4.9317 | -4.9394 | -4.9381 | 267 | 1162674.451 | 1162674.451 | -4.9607 | -4.9582 | 280 | 1111595.1529 | 1111595.1529 | -4.9169 | -4.915 | 11.4454
|  | 757 | 4 | 10598 | 3098264.8547 | 139868.2064 | 62857.9458 | 3261454.2309 | 3261454.2309 | -4.9316 | -4.9304 | -4.9393 | -4.938 | 792 | 3248176.4051 | 3248176.4051 | -4.9621 | -4.9593 | 303 | 1278090.0177 | 1278090.0177 | -4.917 | -4.9151 | 8.4826
|  | 674 | 6 | 10784 | 2605636.8283 | 159678.5086 | 71493.8994 | 2742820.5341 | 2742820.5341 | -4.9296 | -4.9286 | -4.937 | -4.9358 | 866 | 3425913.017 | 3425913.017 | -4.9599 | -4.9572 | 360 | 1432870.878 | 1432870.878 | -4.9154 | -4.9136 | 7.1338
|  | 81 | 12 | 1458 | 315213.3528 | 20456.6808 | 14613.1782 | 331809.8015 | 331809.8015 | -4.919 | -4.9191 | -4.9361 | -4.935 | 1072 | 4461255.2136 | 4461255.2136 | -4.9646 | -4.9614 | 402 | 1607443.3308 | 1607443.3308 | -4.9112 | -4.9089 | 0.86301
|  | 927 | 17 | 12051 | 3712732.7762 | 178210.6003 | 193411.8545 | 3908255.8975 | 3908255.8975 | -4.9293 | -4.9298 | -4.9369 | -4.9357 | 1069 | 4565849.0472 | 4565849.0472 | -4.9598 | -4.9571 | 498 | 1994558.8455 | 1994558.8455 | -4.9156 | -4.9136 | 10.1649
|  | 901 | 5 | 17119 | 3794291.6304 | 192217.8647 | 88726.4752 | 3990979.7541 | 3994182.2829 | -4.9324 | -4.9316 | -4.9388 | -4.9374 | 174 | 725734.8766 | 725734.8766 | -4.9646 | -4.9616 | 399 | 1564129.4575 | 1564129.4575 | -4.9124 | -4.9101 | 10.3882
|  | 184 | 3 | 2576 | 709240.9753 | 34435.8493 | 15842.2729 | 746580.8318 | 746580.8318 | -4.9248 | -4.9204 | -4.9367 | -4.9355 | 365 | 1489054.3351 | 1489054.3351 | -4.9631 | -4.96 | 463 | 1989700.0275 | 1989700.0275 | -4.9105 | -4.9082 | 1.9418
|  | 504 | 18 | 5544 | 1987967.0931 | 53536.7973 | 71604.6303 | 2092647.1885 | 2092647.1885 | -4.9255 | -4.928 | -4.936 | -4.9347 | 1040 | 4261693.1494 | 4261693.1494 | -4.9633 | -4.9601 | 539 | 2110538.3336 | 2110538.3336 | -4.9102 | -4.9078 | 5.4428
|  | 392 | 7 | 6664 | 1587759.9382 | 80755.8423 | 46601.9213 | 1671382.8402 | 1671382.8402 | -4.9287 | -4.9279 | -4.9367 | -4.9353 | 867 | 3652264.4686 | 3652264.4686 | -4.9639 | -4.9607 | 404 | 1619122.3494 | 1619122.3494 | -4.9107 | -4.9084 | 4.347
|  | 203 | 2 | 3248 | 852857.2804 | 27060.1496 | 12121.4522 | 897424.6201 | 897786.7105 | -4.9228 | -4.9168 | -4.937 | -4.9358 | 952 | 4011500.018 | 4011500.018 | -4.9639 | -4.9607 | 665 | 2721631.4871 | 2721631.4871 | -4.9109 | -4.9085 | 2.335
|  | 1007 | 2 | 12084 | 4149183.3285 | 111658.151 | 51761.9765 | 4367736.4332 | 4367736.4332 | -4.9322 | -4.9309 | -4.9397 | -4.9382 | 597 | 2691702.3875 | 2720519.215 | -4.9662 | -4.963 | 420 | 1775252.495 | 1775252.495 | -4.9124 | -4.9101 | 11.3598
|  | 204 | 4 | 3264 | 801971.7443 | 35289.5261 | 15402.5954 | 844199.9926 | 844199.9926 | -4.9261 | -4.9212 | -4.938 | -4.9367 | 239 | 1041197.7144 | 1041197.7144 | -4.9641 | -4.9611 | 458 | 1808834.5491 | 1808834.5491 | -4.9125 | -4.9102 | 2.1957
|  | 713 | 18 | 11408 | 2827187.5961 | 105411.7996 | 122107.1958 | 2976064.2819 | 2976064.2819 | -4.9304 | -4.9314 | -4.9385 | -4.9372 | 995 | 3950769.9872 | 3950769.9872 | -4.9656 | -4.9624 | 933 | 3686406.6319 | 3686406.6319 | -4.9127 | -4.9104 | 7.7404
|  | 104 | 17 | 1664 | 434647.4241 | 15155.0745 | 15298.1973 | 457544.2643 | 457544.2643 | -4.9149 | -4.9202 | -4.9374 | -4.9363 | 880 | 3832152.3815 | 3832152.3815 | -4.9655 | -4.9623 | 445 | 2013355.917 | 2037049.672 | -4.9124 | -4.9101 | 1.19
|  | 781 | 6 | 10153 | 3014748.211 | 65940.2197 | 42987.7174 | 3173469.3132 | 3173469.3132 | -4.9294 | -4.929 | -4.9387 | -4.9373 | 849 | 3523154.8372 | 3523154.8372 | -4.9655 | -4.9623 | 404 | 1615651.1414 | 1615651.1414 | -4.9132 | -4.9109 | 8.2539
|  | 717 | 10 | 10038 | 2993962.1939 | 61391.5165 | 21213.7742 | 3151680.4921 | 3151680.4921 | -4.9287 | -4.9239 | -4.9387 | -4.9372 | 895 | 3951070.4166 | 3951070.4166 | -4.9656 | -4.9624 | 490 | 2185208.4099 | 2187038.661 | -4.9124 | -4.9101 | 8.197
|  | 499 | 10 | 6487 | 1959307.1322 | 38445.6203 | 30368.8819 | 2062474.5453 | 2062474.5453 | -4.926 | -4.9267 | -4.9384 | -4.937 | 73 | 292021.9471 | 292021.9471 | -4.964 | -4.9612 | 92 | 366397.2369 | 366397.2369 | -4.9113 | -4.9093 | 5.3643
|  | 376 | 7 | 4512 | 1446175.3421 | 59632.6535 | 33639.5309 | 1522311.7729 | 1522311.7729 | -4.9291 | -4.9279 | -4.9383 | -4.9369 | 83 | 362458.281 | 362458.281 | -4.9641 | -4.9613 | 511 | 2289474.9514 | 2294766.7305 | -4.9134 | -4.911 | 3.9594
|  | 633 | 4 | 6963 | 2547054.2096 | 101914.2084 | 53981.4283 | 2681193.9754 | 2681193.9754 | -4.929 | -4.9281 | -4.9365 | -4.935 | 830 | 3578264.4969 | 3578264.4969 | -4.9626 | -4.9594 | 740 | 3280711.6629 | 3282528.4312 | -4.9107 | -4.9083 | 6.9735
|  | 931 | 12 | 14896 | 3821907.3141 | 218026.5742 | 154260.2453 | 4023216.2033 | 4023216.2033 | -4.9315 | -4.9315 | -4.9379 | -4.9365 | 438 | 1953639.7324 | 1957099.1384 | -4.9644 | -4.9613 | 757 | 3069866.7087 | 3069866.7087 | -4.9119 | -4.9095 | 10.4638
|  | 911 | 6 | 14576 | 3513518.2144 | 206443.4039 | 99426.8854 | 3698497.4335 | 3698497.4335 | -4.9318 | -4.9311 | -4.938 | -4.9366 | 422 | 1743116.5927 | 1743116.5927 | -4.9643 | -4.9613 | 1002 | 4013867.3265 | 4013867.3265 | -4.9122 | -4.9098 | 9.6195
|  | 563 | 15 | 11260 | 2430706.23 | 161182.8695 | 127860.1579 | 2543187.0879 | 2558782.7327 | -4.9313 | -4.9315 | -4.938 | -4.9366 | 629 | 2699833.8383 | 2699833.8383 | -4.9658 | -4.9626 | 1072 | 4241067.7013 | 4241067.7013 | -4.9123 | -4.91 | 6.6549
|  | 525 | 8 | 9450 | 2086824.5958 | 145652.1262 | 92026.7361 | 2196716.5616 | 2196716.5616 | -4.9299 | -4.9297 | -4.9365 | -4.9352 | 786 | 3158902.4706 | 3158902.4706 | -4.9644 | -4.9612 | 146 | 647648.7759 | 648066.9961 | -4.9098 | -4.9077 | 5.7134
|  | 946 | 13 | 10406 | 3812998.7398 | 132604.8321 | 113509.4694 | 4013811.5779 | 4013811.5779 | -4.9302 | -4.9305 | -4.9376 | -4.9361 | 275 | 1111850.5003 | 1111850.5003 | -4.9636 | -4.9606 | 557 | 2226380.5225 | 2226380.5225 | -4.9113 | -4.909 | 10.4394
|  | 916 | 14 | 17404 | 3869861.2939 | 305483.6118 | 244853.8059 | 4072448.7234 | 4073737.7024 | -4.9308 | -4.9309 | -4.9368 | -4.9354 | 950 | 3919075.4436 | 3919075.4436 | -4.9637 | -4.9605 | 463 | 1893175.2294 | 1893175.2294 | -4.9105 | -4.9082 | 10.5951
|  | 818 | 15 | 16360 | 3088907.9096 | 249676.1486 | 235191.4779 | 3251505.6064 | 3251505.6064 | -4.9324 | -4.9327 | -4.9385 | -4.9372 | 512 | 2161080.9666 | 2161080.9666 | -4.9652 | -4.9621 | 81 | 325533.8552 | 325533.8552 | -4.9112 | -4.9093 | 8.457
|  | 401 | 6 | 6817 | 1611675.8346 | 86998.6487 | 43607.284 | 1696553.486 | 1696553.486 | -4.9306 | -4.9293 | -4.9383 | -4.937 | 328 | 1406688.6753 | 1406688.6753 | -4.965 | -4.9619 | 488 | 1939886.6668 | 1939886.6668 | -4.9124 | -4.9101 | 4.4125
|  | 209 | 4 | 4180 | 809922.8314 | 68541.3901 | 23314.2288 | 852565.0983 | 852565.0983 | -4.9306 | -4.9262 | -4.9387 | -4.9374 | 464 | 1909830.917 | 1909830.917 | -4.965 | -4.962 | 734 | 3020075.7839 | 3020075.7839 | -4.9136 | -4.9112 | 2.2174
|  | 246 | 14 | 3198 | 1001757.6223 | 44506.7147 | 55163.2617 | 1054519.477 | 1054519.477 | -4.9238 | -4.9264 | -4.9375 | -4.9369 | 395 | 1758721.2341 | 1760292.8626 | -4.952 | -4.9503 | 684 | 2679101.8843 | 2679101.8843 | -4.927 | -4.9257 | 2.7427
|  | 459 | 4 | 6885 | 1784841.6565 | 104031.8635 | 52522.4514 | 1878815.6578 | 1878815.6578 | -4.9275 | -4.9264 | -4.9376 | -4.9368 | 90 | 355539.814 | 355539.814 | -4.9507 | -4.9493 | 152 | 671029.1751 | 671029.1751 | -4.926 | -4.9248 | 4.8866
|  | 123 | 7 | 1230 | 464651.9145 | 19423.69 | 15006.9836 | 489110.9036 | 489110.9036 | -4.9164 | -4.9176 | -4.9376 | -4.937 | 956 | 3901569.2557 | 3901569.2557 | -4.9526 | -4.9509 | 365 | 1499969.9942 | 1499969.9942 | -4.9271 | -4.9259 | 1.2721
|  | 766 | 11 | 10724 | 3183834.217 | 192090.3427 | 157026.8376 | 3351549.2317 | 3351549.2317 | -4.9305 | -4.9307 | -4.9369 | -4.9355 | 351 | 1477476.4998 | 1477476.4998 | -4.9633 | -4.9602 | 603 | 2432482.2987 | 2432482.2987 | -4.9117 | -4.9093 | 8.7169
|  | 164 | 17 | 2132 | 681025.6233 | 32456.5618 | 48241.6739 | 716899.8114 | 716899.8114 | -4.9239 | -4.9283 | -4.9377 | -4.9367 | 971 | 4346046.4327 | 4350349.1744 | -4.9615 | -4.9588 | 739 | 3160206.155 | 3160206.155 | -4.9182 | -4.9161 | 1.8645
|  | 736 | 18 | 7360 | 2728858.552 | 105634.697 | 183198.555 | 2872482.6863 | 2872482.6863 | -4.927 | -4.9286 | -4.9376 | -4.9369 | 236 | 1070642.4135 | 1075302.6022 | -4.9516 | -4.95 | 200 | 823503.6585 | 823503.6585 | -4.9269 | -4.9256 | 7.4712
|  | 1060 | 15 | 20140 | 4028385.438 | 435116.3037 | 495409.0949 | 4240447.1032 | 4240447.1032 | -4.9305 | -4.9307 | -4.937 | -4.9358 | 798 | 3228640.8386 | 3228640.8386 | -4.9605 | -4.9578 | 718 | 2872302.8492 | 2872302.8492 | -4.9158 | -4.9138 | 11.0291
|  | 215 | 8 | 3440 | 843473.1645 | 53541.4409 | 45281.4209 | 887886 | 887886 | -4.9253 | -4.9261 | -4.9377 | -4.937 | 1024 | 4165386.3819 | 4165386.3819 | -4.9524 | -4.9507 | 110 | 469864.7463 | 469864.7463 | -4.9265 | -4.9254 | 2.3093
|  | 757 | 2 | 9084 | 2850416.8673 | 126593.7108 | 67358.8544 | 3000457.2138 | 3000457.2138 | -4.929 | -4.9283 | -4.9387 | -4.9379 | 169 | 740476.9708 | 740476.9708 | -4.9519 | -4.9504 | 453 | 2008849.3433 | 2008922.907 | -4.9272 | -4.926 | 7.804
|  | 673 | 17 | 7403 | 2646720.0694 | 103308.4564 | 146085.9832 | 2786084.9179 | 2786084.9179 | -4.9268 | -4.9282 | -4.9374 | -4.9367 | 171 | 721932.4518 | 721932.4518 | -4.9513 | -4.9497 | 555 | 2350011.9005 | 2350011.9005 | -4.9266 | -4.9253 | 7.2463
|  | 1025 | 12 | 20500 | 4542991.2248 | 256575.2792 | 243484.1361 | 4700831.0077 | 4782408.8294 | -4.9283 | -4.9286 | -4.9373 | -4.9366 | 933 | 3694526.5704 | 3694526.5704 | -4.9521 | -4.9503 | 282 | 1218083.1141 | 1218083.1141 | -4.9261 | -4.9249 | 12.438
|  | 481 | 18 | 9620 | 2020550.5946 | 124409.8032 | 164807.8823 | 2126995.2564 | 2126995.2564 | -4.9279 | -4.9289 | -4.9379 | -4.9373 | 76 | 319402.6525 | 319402.6525 | -4.9522 | -4.9507 | 511 | 2003189.6651 | 2003189.6651 | -4.9277 | -4.9264 | 5.532
|  | 635 | 5 | 10160 | 2423316.1796 | 111193.4974 | 58122.1562 | 2550888.173 | 2550888.173 | -4.9266 | -4.9257 | -4.9367 | -4.9359 | 52 | 204758.3562 | 204758.3562 | -4.9499 | -4.9485 | 867 | 3579656.0894 | 3579656.0894 | -4.9259 | -4.9246 | 6.6347
|  | 262 | 12 | 3930 | 994397.8175 | 41002.066 | 39229.1954 | 1046744.2259 | 1046744.2259 | -4.9225 | -4.9242 | -4.9368 | -4.9362 | 916 | 3924744.5575 | 3924744.5575 | -4.9516 | -4.9499 | 915 | 4044430.1476 | 4044430.1476 | -4.9265 | -4.9252 | 2.7225
|  | 708 | 15 | 12744 | 2889452.4496 | 153469.3029 | 214120.7684 | 3041640.2691 | 3041640.2691 | -4.9283 | -4.9292 | -4.9381 | -4.9374 | 551 | 2230330.0238 | 2230330.0238 | -4.9522 | -4.9506 | 495 | 2053153.3882 | 2053153.3882 | -4.9277 | -4.9264 | 7.9109
|  | 107 | 6 | 1712 | 457181.0402 | 18509.7848 | 14977.2566 | 480507.702 | 481268.6666 | -4.9157 | -4.9175 | -4.9376 | -4.937 | 123 | 524991.5056 | 524991.5056 | -4.9519 | -4.9504 | 892 | 3485181.301 | 3485181.301 | -4.9274 | -4.9261 | 1.2517
|  | 648 | 9 | 9720 | 2629471.7395 | 123494.6852 | 117771.779 | 2767960.5597 | 2767960.5597 | -4.9275 | -4.9281 | -4.9374 | -4.9367 | 737 | 3221217.3352 | 3221217.3352 | -4.9518 | -4.9501 | 1010 | 4008633.472 | 4008633.472 | -4.9267 | -4.9254 | 7.1991
|  | 1091 | 11 | 15274 | 4302734.3639 | 155305.2963 | 171040.3934 | 4529302.5934 | 4529302.5934 | -4.9285 | -4.9292 | -4.9384 | -4.9376 | 718 | 2832841.3237 | 2832841.3237 | -4.9525 | -4.9508 | 800 | 3311619.6646 | 3311619.6646 | -4.9275 | -4.9262 | 11.7802
|  | 330 | 19 | 3300 | 1350306.5537 | 33866.7433 | 82381.9804 | 1421428.7177 | 1421428.7177 | -4.9218 | -4.9275 | -4.938 | -4.9373 | 790 | 3465293.6363 | 3465293.6363 | -4.9525 | -4.9508 | 353 | 1550662.2951 | 1550662.2951 | -4.9271 | -4.9259 | 3.6969
|  | 217 | 15 | 2604 | 828121.4284 | 21645.4315 | 40310.7359 | 871716.6878 | 871716.6878 | -4.9172 | -4.9251 | -4.9378 | -4.9372 | 344 | 1414345.2264 | 1414345.2264 | -4.9523 | -4.9506 | 85 | 368442.8393 | 368442.8393 | -4.9267 | -4.9256 | 2.2673
|  | 291 | 16 | 3492 | 1098051.4698 | 29622.021 | 43410.1537 | 1155851.7037 | 1155851.7037 | -4.9202 | -4.925 | -4.9375 | -4.9368 | 575 | 2562305.6255 | 2562305.6255 | -4.9526 | -4.9509 | 424 | 1688404.5333 | 1688404.5333 | -4.9268 | -4.9256 | 3.0063
|  | 620 | 15 | 10540 | 2410561.061 | 80028.5223 | 140516.4337 | 2537479.7859 | 2537479.7859 | -4.9264 | -4.9285 | -4.9381 | -4.9374 | 991 | 4216373.4684 | 4216373.4684 | -4.9525 | -4.9508 | 584 | 2505652.3371 | 2505652.3371 | -4.9273 | -4.926 | 6.5998
|  | 438 | 7 | 6570 | 1730397.1973 | 50382.3035 | 41046.0073 | 1821515.5645 | 1821515.5645 | -4.9249 | -4.9256 | -4.9381 | -4.9374 | 764 | 3294551.5839 | 3294551.5839 | -4.9525 | -4.9508 | 384 | 1584779.8102 | 1584779.8102 | -4.9277 | -4.9264 | 4.7376
|  | 149 | 13 | 2533 | 589478.8125 | 49544.2577 | 55808.9718 | 620519.6124 | 620519.6124 | -4.9255 | -4.9275 | -4.936 | -4.935 | 704 | 2880366.9446 | 2880366.9446 | -4.9596 | -4.957 | 508 | 2109731.2048 | 2109731.2048 | -4.9156 | -4.9136 | 1.6139
|  | 169 | 14 | 1690 | 629724.4379 | 32351.7865 | 56645.0701 | 662869.1457 | 662869.1457 | -4.9216 | -4.9266 | -4.9373 | -4.9367 | 556 | 2457536.666 | 2457536.666 | -4.9525 | -4.9508 | 297 | 1181695.8925 | 1181695.8925 | -4.9267 | -4.9255 | 1.7241
|  | 329 | 5 | 5264 | 1366319.7425 | 104556.5137 | 71586.6963 | 1438293.0128 | 1438293.0128 | -4.9302 | -4.9301 | -4.9382 | -4.937 | 421 | 1887463.2365 | 1888506.456 | -4.961 | -4.9584 | 956 | 4136953.8895 | 4136953.8895 | -4.9176 | -4.9155 | 3.7408
|  | 576 | 18 | 5760 | 2295082.3916 | 110591.2413 | 214173.127 | 2415943.3671 | 2415943.3671 | -4.9275 | -4.9291 | -4.9378 | -4.937 | 550 | 2297148.5544 | 2297148.5544 | -4.952 | -4.9504 | 467 | 1938252.7533 | 1938252.7533 | -4.9274 | -4.9261 | 6.2836
|  | 936 | 16 | 10296 | 3752821.3727 | 235892.3217 | 325558.4517 | 3950457.2505 | 3950457.2505 | -4.9294 | -4.9299 | -4.9365 | -4.9353 | 1057 | 4526689.4457 | 4526689.4457 | -4.9593 | -4.9566 | 633 | 2516812.5577 | 2516812.5577 | -4.9151 | -4.9131 | 10.2747
|  | 984 | 11 | 10824 | 3882718.3877 | 289774.6904 | 291807.4857 | 4087170.7016 | 4087170.7016 | -4.9313 | -4.9315 | -4.938 | -4.9368 | 446 | 1836681.8336 | 1836681.8336 | -4.9604 | -4.9578 | 603 | 2448067.078 | 2448067.078 | -4.9167 | -4.9147 | 10.6303
|  | 374 | 2 | 5984 | 1572877.6619 | 147750.5752 | 61300.632 | 1655739.129 | 1655739.129 | -4.9298 | -4.9284 | -4.937 | -4.9358 | 678 | 2884487.1959 | 2884487.1959 | -4.9593 | -4.9566 | 264 | 1094463.4391 | 1094463.4391 | -4.9149 | -4.913 | 4.3063
|  | 877 | 10 | 9647 | 3280821.7219 | 182298.1456 | 199904.2447 | 3453508.8403 | 3453508.8403 | -4.9312 | -4.9318 | -4.9386 | -4.9374 | 75 | 327350.758 | 327350.758 | -4.9601 | -4.9577 | 288 | 1205886.1105 | 1205886.1105 | -4.9177 | -4.9157 | 8.9824
|  | 652 | 10 | 6520 | 2599937.2522 | 92220.7842 | 166480.3757 | 2736852.9381 | 2736852.9381 | -4.9263 | -4.9281 | -4.937 | -4.9363 | 526 | 2359709.6611 | 2360919.9265 | -4.9513 | -4.9496 | 918 | 4178362.6576 | 4201575.992 | -4.9268 | -4.9254 | 7.1182
|  | 434 | 13 | 6076 | 1633777.5087 | 103542.9393 | 182589.0063 | 1719776.1779 | 1719776.1779 | -4.9273 | -4.9289 | -4.9375 | -4.9368 | 563 | 2391826.0357 | 2391826.0357 | -4.9519 | -4.9503 | 215 | 887354.3525 | 887354.3525 | -4.9263 | -4.9252 | 4.473
|  | 541 | 12 | 10279 | 2024098.7971 | 106462.6772 | 197784.7124 | 2130637.9956 | 2130637.9956 | -4.9273 | -4.9289 | -4.9377 | -4.937 | 490 | 1951299.6972 | 1951299.6972 | -4.9518 | -4.9503 | 622 | 2496714.2806 | 2496714.2806 | -4.9274 | -4.9261 | 5.5417
|  | 84 | 15 | 840 | 313207.9329 | 9956.6678 | 20129.9517 | 329693.3032 | 329693.3032 | -4.9021 | -4.92 | -4.937 | -4.9364 | 527 | 2357863.6129 | 2358544.5084 | -4.952 | -4.9503 | 894 | 3927556.307 | 3927556.307 | -4.927 | -4.9257 | 0.85752
|  | 697 | 5 | 13940 | 3000393.9823 | 116401.5065 | 130066.6266 | 3150513 | 3158484.7401 | -4.9272 | -4.928 | -4.9373 | -4.9365 | 244 | 1100509.3605 | 1102446.1137 | -4.9511 | -4.9495 | 543 | 2334486.2971 | 2334486.2971 | -4.9268 | -4.9255 | 8.2146
|  | 812 | 10 | 8120 | 3085882.9858 | 85946.5024 | 161598.0082 | 3248329.5726 | 3248329.5726 | -4.9272 | -4.9292 | -4.9383 | -4.9375 | 978 | 4464014.426 | 4504059.635 | -4.9525 | -4.9509 | 517 | 2166810.5289 | 2166810.5289 | -4.9278 | -4.9265 | 8.4487
|  | 756 | 3 | 9828 | 3101912.1428 | 105327.1125 | 106485.199 | 3265296.5796 | 3265296.5796 | -4.9285 | -4.9293 | -4.9387 | -4.938 | 803 | 3702423.8234 | 3763166.6099 | -4.9524 | -4.9508 | 722 | 2936626.6107 | 2936626.6107 | -4.9273 | -4.9261 | 8.4926
|  | 963 | 15 | 12519 | 4144794.0643 | 131559.6185 | 343810.6522 | 4355722.1089 | 4363183.0235 | -4.927 | -4.9286 | -4.9373 | -4.9365 | 407 | 1753036.8642 | 1753036.8642 | -4.9512 | -4.9496 | 896 | 4078312.7377 | 4098885.1386 | -4.9264 | -4.9251 | 11.3478
|  | 401 | 12 | 8020 | 1726604.8581 | 114045.1111 | 213246.9777 | 1815746.4192 | 1817579.8161 | -4.9266 | -4.9281 | -4.9366 | -4.9359 | 250 | 1041239.4557 | 1041239.4557 | -4.9512 | -4.9496 | 877 | 3893003.7206 | 3893003.7206 | -4.9261 | -4.9248 | 4.7272
|  | 576 | 19 | 9216 | 2254639.8281 | 123373.2555 | 324429.6043 | 2373355.2124 | 2373355.2124 | -4.9268 | -4.9284 | -4.9369 | -4.9362 | 350 | 1372745.873 | 1372745.873 | -4.9511 | -4.9495 | 220 | 947408.6556 | 947408.6556 | -4.9264 | -4.9251 | 6.1729
|  | 587 | 18 | 7044 | 2176413.0027 | 120305.1959 | 328048.9724 | 2290961.0555 | 2290961.0555 | -4.9276 | -4.9294 | -4.9377 | -4.937 | 1050 | 4452350.1522 | 4452350.1522 | -4.9527 | -4.951 | 64 | 287300.7632 | 287375.8056 | -4.9261 | -4.9251 | 5.9587
|  | 79 | 9 | 1580 | 312416.2443 | 18668.1387 | 31204.3603 | 328867.4221 | 328867.4221 | -4.9153 | -4.9238 | -4.937 | -4.9365 | 270 | 1146736.0386 | 1146736.0386 | -4.9518 | -4.9502 | 861 | 3906272.9031 | 3916231.5444 | -4.9271 | -4.9258 | 0.85535
|  | 377 | 13 | 4524 | 1553316.0033 | 58334.5623 | 154562.8722 | 1635134.9845 | 1635134.9845 | -4.9242 | -4.9277 | -4.9366 | -4.9359 | 558 | 2523724.1617 | 2525358.5858 | -4.951 | -4.9494 | 979 | 4203359.374 | 4203359.374 | -4.926 | -4.9247 | 4.2527
|  | 1036 | 12 | 12432 | 4067833.2124 | 161246.2995 | 403444.2361 | 4282025.1746 | 4282025.1746 | -4.9273 | -4.9285 | -4.9369 | -4.9362 | 787 | 3349838.5157 | 3349838.5157 | -4.951 | -4.9494 | 809 | 3594112.2731 | 3594112.2731 | -4.926 | -4.9247 | 11.1371
|  | 457 | 6 | 6855 | 2013735.62 | 74374.2848 | 119392.7956 | 2094495.7154 | 2119856.2104 | -4.9258 | -4.9279 | -4.9371 | -4.9364 | 181 | 831515.0871 | 843398.1057 | -4.951 | -4.9495 | 195 | 794433.3329 | 794433.3329 | -4.9264 | -4.9252 | 5.5133
|  | 629 | 20 | 11951 | 2724839.8894 | 145957.1973 | 455234.0332 | 2861406.8484 | 2868417.9304 | -4.9278 | -4.9292 | -4.9377 | -4.937 | 63 | 286812.3206 | 287635.5641 | -4.9512 | -4.9498 | 155 | 645202.1313 | 645202.1313 | -4.9264 | -4.9253 | 7.4602
|  | 792 | 8 | 11088 | 3099632.9551 | 140665.8437 | 257781.2176 | 3262840.2513 | 3262840.2513 | -4.9282 | -4.9294 | -4.9379 | -4.9371 | 1059 | 4139573.6524 | 4139573.6524 | -4.9521 | -4.9505 | 802 | 3210840.4362 | 3210840.4362 | -4.9275 | -4.9262 | 8.4863
|  | 1082 | 12 | 12984 | 4400971.6373 | 148738.6318 | 195452.7431 | 4632765.6851 | 4632765.6851 | -4.9278 | -4.9286 | -4.9377 | -4.9369 | 582 | 2569201.4681 | 2569201.4681 | -4.9517 | -4.9501 | 973 | 4402656.8271 | 4418536.6908 | -4.9268 | -4.9255 | 12.0492
|  | 678 | 5 | 11526 | 2863614.6446 | 141421.3548 | 115413.8341 | 3014478.5488 | 3014478.5488 | -4.9285 | -4.9287 | -4.938 | -4.9373 | 838 | 3556986.5321 | 3556986.5321 | -4.9523 | -4.9506 | 481 | 1934907.2363 | 1934907.2363 | -4.9271 | -4.9258 | 7.8401
|  | 564 | 11 | 11280 | 2130795.5083 | 141606.4758 | 165033.7762 | 2242959.3456 | 2242959.3456 | -4.9281 | -4.9289 | -4.9377 | -4.937 | 625 | 2597200.2278 | 2597200.2278 | -4.952 | -4.9504 | 344 | 1376006.3433 | 1376006.3433 | -4.9268 | -4.9255 | 5.8338
|  | 580 | 14 | 7540 | 2420583.5161 | 76808.5081 | 171599.8078 | 2548096.4306 | 2548096.4306 | -4.9266 | -4.929 | -4.9382 | -4.9374 | 317 | 1354489.083 | 1354489.083 | -4.9523 | -4.9506 | 961 | 4224721.0225 | 4224721.0225 | -4.9275 | -4.9262 | 6.6272
|  | 782 | 5 | 13294 | 3159890.9269 | 102951.9235 | 117342.3266 | 3326310.6948 | 3326310.6948 | -4.9278 | -4.9289 | -4.9383 | -4.9375 | 909 | 4049249.0944 | 4050147.4182 | -4.9525 | -4.9508 | 840 | 3549238.1911 | 3549238.1911 | -4.9275 | -4.9262 | 8.6513
|  | 947 | 17 | 17046 | 4149012.8104 | 102959.793 | 213742.4888 | 4328908.7934 | 4367650.574 | -4.9267 | -4.9285 | -4.9382 | -4.9375 | 473 | 1860193.7725 | 1860193.7725 | -4.9528 | -4.9511 | 645 | 2867669.0284 | 2867669.0284 | -4.9274 | -4.9261 | 11.3594
|  | 182 | 10 | 2730 | 791389.7759 | 27655.3087 | 43949.7651 | 827590.2796 | 833090.9797 | -4.92 | -4.9255 | -4.9374 | -4.9368 | 770 | 3120133.2926 | 3120133.2926 | -4.9521 | -4.9504 | 426 | 1688676.7575 | 1688676.7575 | -4.9268 | -4.9256 | 2.1667
|  | 343 | 5 | 6860 | 1519933.8909 | 60140.0601 | 59825.3105 | 1574555.0957 | 1600034.9572 | -4.9246 | -4.9259 | -4.9367 | -4.9359 | 585 | 2453661.3495 | 2453661.3495 | -4.951 | -4.9494 | 308 | 1280254.1726 | 1280254.1726 | -4.9257 | -4.9245 | 4.1614
|  | 776 | 9 | 8536 | 3125541.4009 | 123644.7132 | 145901.7231 | 3290148.2008 | 3290148.2008 | -4.9273 | -4.9282 | -4.9373 | -4.9365 | 437 | 1904715.1558 | 1904715.1558 | -4.9514 | -4.9497 | 345 | 1583756.7111 | 1604882.7659 | -4.9262 | -4.925 | 8.5573
|  | 1000 | 3 | 16000 | 3787165.3757 | 129058.9278 | 52956.4007 | 3986523.3466 | 3986523.3466 | -4.9325 | -4.9309 | -4.9396 | -4.9381 | 857 | 3692518.6748 | 3692518.6748 | -4.9655 | -4.9623 | 699 | 3057150.798 | 3057150.798 | -4.9127 | -4.9103 | 10.3687
|  | 671 | 9 | 11407 | 2605958.7761 | 74948.0302 | 28710.028 | 2743164.2473 | 2743164.2473 | -4.9289 | -4.9257 | -4.9378 | -4.9364 | 1026 | 4111689.1581 | 4111689.1581 | -4.9648 | -4.9617 | 623 | 2655880.3344 | 2655880.3344 | -4.9119 | -4.9095 | 7.1347
|  | 523 | 8 | 9414 | 2167068.3016 | 77540.0798 | 29508.1096 | 2281220.5443 | 2281220.5443 | -4.926 | -4.9229 | -4.9374 | -4.9367 | 1044 | 4614943.9066 | 4614943.9066 | -4.9518 | -4.9501 | 921 | 3960854.9457 | 3960854.9457 | -4.9272 | -4.9258 | 5.9331
|  | 457 | 19 | 6855 | 1776463.6564 | 47895.1919 | 31135.0101 | 1869996.3048 | 1869996.3048 | -4.9269 | -4.9263 | -4.9382 | -4.9369 | 63 | 282641.2854 | 283086.442 | -4.9639 | -4.9611 | 1031 | 4204821.0459 | 4204821.0459 | -4.9129 | -4.9105 | 4.8637
|  | 807 | 9 | 13719 | 3121062.7237 | 116895.1278 | 82090.5524 | 3285383.5028 | 3285383.5028 | -4.928 | -4.9279 | -4.9382 | -4.9375 | 542 | 2447341.1578 | 2459430.5143 | -4.9523 | -4.9507 | 249 | 1098852.2823 | 1098852.2823 | -4.927 | -4.9258 | 8.545
|  | 440 | 6 | 8800 | 1802834.8903 | 59818.0312 | 22956.7843 | 1897793.1564 | 1897793.1564 | -4.9273 | -4.9234 | -4.9367 | -4.9354 | 268 | 1091022.2406 | 1091022.2406 | -4.9633 | -4.9602 | 620 | 2504372.9651 | 2504372.9651 | -4.9109 | -4.9086 | 4.9359
|  | 142 | 4 | 2556 | 593949.0166 | 22165.8235 | 9427.226 | 625237.9056 | 625237.9056 | -4.9186 | -4.9103 | -4.9382 | -4.9375 | 335 | 1534769.4805 | 1560199.2982 | -4.9527 | -4.9511 | 191 | 800002.3476 | 800002.3476 | -4.9269 | -4.9257 | 1.6261
|  | 816 | 14 | 8976 | 3088207.5797 | 68322.9781 | 61023.1197 | 3250771.2456 | 3250771.2456 | -4.9246 | -4.9254 | -4.9369 | -4.9362 | 1086 | 4595652.1161 | 4595652.1161 | -4.9514 | -4.9496 | 385 | 1599284.322 | 1599284.322 | -4.9258 | -4.9246 | 8.4551
|  | 960 | 2 | 9600 | 3567870.6772 | 65620.7812 | 25438.3917 | 3755656.9205 | 3755656.9205 | -4.9304 | -4.9269 | -4.9396 | -4.9381 | 208 | 938307.1253 | 940410.7537 | -4.9647 | -4.9617 | 68 | 314549.2276 | 323653.8538 | -4.9112 | -4.9092 | 9.7683
|  | 495 | 12 | 7920 | 2071943.653 | 54586.6146 | 30792.964 | 2181092.9958 | 2181092.9958 | -4.9274 | -4.926 | -4.9377 | -4.9363 | 874 | 3779323.998 | 3779323.998 | -4.9649 | -4.9617 | 756 | 3376283.7922 | 3376283.7922 | -4.9121 | -4.9097 | 5.6727
|  | 272 | 7 | 2992 | 1127964.1478 | 22321.1908 | 13457.5223 | 1187381.0064 | 1187381.0064 | -4.917 | -4.9148 | -4.9369 | -4.9363 | 793 | 3657044.6922 | 3739109.6269 | -4.9515 | -4.9498 | 865 | 3590876.6649 | 3590876.6649 | -4.9265 | -4.9251 | 3.0882
|  | 956 | 11 | 11472 | 3559315.6169 | 100789.8 | 94941.6877 | 3746654.2374 | 3746654.2374 | -4.9259 | -4.9266 | -4.9367 | -4.936 | 639 | 2719381.0303 | 2719381.0303 | -4.9514 | -4.9497 | 69 | 290025.9084 | 290025.9084 | -4.9249 | -4.9239 | 9.7449
|  | 719 | 3 | 7909 | 2742030.0732 | 70833.9519 | 38551.5333 | 2886379.5435 | 2886379.5435 | -4.9268 | -4.9256 | -4.9383 | -4.9376 | 558 | 2456539.7576 | 2456539.7576 | -4.9521 | -4.9504 | 116 | 518527.725 | 518636.8697 | -4.9269 | -4.9257 | 7.5073
|  | 433 | 4 | 7794 | 1826680.1785 | 61687.0623 | 27362.1175 | 1922914.4362 | 1922914.4362 | -4.9265 | -4.9238 | -4.9386 | -4.9378 | 841 | 3450963.4438 | 3450963.4438 | -4.9526 | -4.9509 | 879 | 3689959.8352 | 3689959.8352 | -4.9274 | -4.9261 | 5.0012
|  | 290 | 14 | 4640 | 1218711.0564 | 26269.4355 | 30260.8385 | 1282914.181 | 1282914.181 | -4.9191 | -4.9231 | -4.9379 | -4.9373 | 912 | 4163218.273 | 4197659.6279 | -4.9525 | -4.9509 | 122 | 559008.4539 | 566272.5737 | -4.9268 | -4.9257 | 3.3366
|  | 730 | 14 | 13140 | 3017704.6569 | 76134.003 | 11675.5894 | 3176662.2565 | 3176662.2565 | -4.926 | -4.9128 | -4.9382 | -4.9375 | 602 | 2682001.9163 | 2682001.9163 | -4.9524 | -4.9508 | 148 | 600325.4111 | 600325.4111 | -4.9267 | -4.9256 | 8.262
|  | 1069 | 5 | 20311 | 4416309.3626 | 107683.2926 | 60459.3889 | 4648937.4224 | 4648937.4224 | -4.9278 | -4.9271 | -4.9384 | -4.9376 | 177 | 806859.0806 | 809915.9384 | -4.9521 | -4.9505 | 591 | 2452404.2206 | 2452404.2206 | -4.9273 | -4.926 | 12.0912
|  | 1022 | 7 | 12264 | 4264736.4459 | 75933.9247 | 91172.16 | 4489396.5407 | 4489396.5407 | -4.9266 | -4.9281 | -4.9384 | -4.9376 | 790 | 3164073.3108 | 3164073.3108 | -4.9525 | -4.9508 | 694 | 3243165.0099 | 3375669.6414 | -4.9273 | -4.9261 | 11.6762
|  | 926 | 14 | 16668 | 3628489.5138 | 118982.7832 | 95535.1666 | 3819544.8559 | 3819544.8559 | -4.9275 | -4.9278 | -4.9382 | -4.9375 | 720 | 2942851.5277 | 2942851.5277 | -4.9525 | -4.9508 | 729 | 3063773.4946 | 3063773.4946 | -4.9279 | -4.9266 | 9.9343
|  | 830 | 18 | 9130 | 3381484.0169 | 43564.52 | 48094.6968 | 3559584.9544 | 3559584.9544 | -4.9226 | -4.9248 | -4.9382 | -4.9375 | 560 | 2200652.5599 | 2200652.5599 | -4.9524 | -4.9508 | 91 | 400848.9168 | 400848.9168 | -4.9266 | -4.9256 | 9.258
|  | 561 | 6 | 8976 | 2139504.0785 | 43849.359 | 31031.6616 | 2252134.6152 | 2252134.6152 | -4.9236 | -4.9235 | -4.9378 | -4.9371 | 1008 | 4178275.6893 | 4178275.6893 | -4.9521 | -4.9505 | 1005 | 4333181.5332 | 4333181.5332 | -4.9271 | -4.9258 | 5.8576
|  | 211 | 16 | 2532 | 869013.587 | 15437.5079 | 23839.2617 | 914787.6605 | 914787.6605 | -4.9117 | -4.9213 | -4.9378 | -4.9372 | 233 | 1026049.2399 | 1026049.2399 | -4.9521 | -4.9505 | 907 | 3930046.4555 | 3930046.4555 | -4.9275 | -4.9262 | 2.3792
|  | 806 | 8 | 8866 | 3121780.9815 | 31224.7143 | 18836.0538 | 3286141.428 | 3286141.428 | -4.9209 | -4.9193 | -4.9383 | -4.9375 | 569 | 2556720.064 | 2558752.0033 | -4.9524 | -4.9508 | 87 | 389003.116 | 389003.116 | -4.9266 | -4.9255 | 8.547
|  | 263 | 14 | 3682 | 1011394.5679 | 15686.561 | 9692.1108 | 1064641.1397 | 1064641.1397 | -4.9116 | -4.909 | -4.9378 | -4.9372 | 886 | 3807177.6156 | 3807177.6156 | -4.953 | -4.9513 | 465 | 1826393.1664 | 1826393.1664 | -4.9277 | -4.9264 | 2.769
|  | 369 | 6 | 4797 | 1556166.7639 | 18256.8737 | 10152.2881 | 1638149.4799 | 1638149.4799 | -4.915 | -4.9108 | -4.9381 | -4.9374 | 390 | 1592934.7641 | 1592934.7641 | -4.9523 | -4.9507 | 699 | 2958898.4315 | 2958898.4315 | -4.9274 | -4.9261 | 4.2606
|  | 399 | 6 | 6783 | 1523057.2191 | 29026.3983 | 9230.2966 | 1603236.5283 | 1603236.5283 | -4.9262 | -4.9145 | -4.9384 | -4.9366 | 610 | 2484458.7691 | 2484458.7691 | -4.9763 | -4.972 | 608 | 2635967.5532 | 2635967.5532 | -4.9014 | -4.8982 | 4.1699
|  | 909 | 11 | 14544 | 3788320.1525 | 72151.0178 | 85361.2085 | 3987881.5074 | 3987881.5074 | -4.9259 | -4.9274 | -4.9383 | -4.9375 | 319 | 1445033.8341 | 1446078.2489 | -4.9522 | -4.9506 | 945 | 4001441.8414 | 4001441.8414 | -4.9275 | -4.9262 | 10.3719
|  | 963 | 3 | 18297 | 4197495.1655 | 66171.9567 | 16200.0645 | 4387087.6949 | 4418680.0657 | -4.9306 | -4.9227 | -4.938 | -4.936 | 858 | 3817231.2983 | 3817231.2983 | -4.9743 | -4.97 | 110 | 468254.2721 | 468254.2721 | -4.8977 | -4.8949 | 11.4921
|  | 329 | 17 | 4606 | 1343534.3473 | 23547.602 | 8557.7226 | 1414298.7885 | 1414298.7885 | -4.9175 | -4.9063 | -4.9379 | -4.9373 | 661 | 2714371.0939 | 2714371.0939 | -4.9525 | -4.9508 | 149 | 615234.0111 | 615234.0111 | -4.9268 | -4.9257 | 3.6784
|  | 73 | 14 | 730 | 288125.6408 | 3192.9731 | 279.3678 | 303297.5045 | 303297.5045 | -4.8538 | -4.2448 | -4.9306 | -4.9274 | 558 | 2262125.3578 | 2262125.3578 | -5.0122 | -5.0031 | 499 | 1973373.0746 | 1973373.0746 | -4.8464 | -4.8399 | 0.78885
|  | 995 | 14 | 17910 | 4090338.1948 | 99701.7212 | 8727.5575 | 4305788.1415 | 4305788.1415 | -4.938 | -4.9183 | -4.9358 | -4.9316 | 930 | 3943667.5508 | 3943667.5508 | -5.0138 | -5.0044 | 841 | 3390981.4347 | 3390981.4347 | -4.848 | -4.8412 | 11.1987
|  | 1070 | 3 | 20330 | 4467158.3569 | 63900.3338 | 1563.2886 | 4701740.2545 | 4702482.5365 | -4.9412 | -4.8211 | -4.9401 | -4.9358 | 689 | 2936897.9587 | 2936897.9587 | -5.015 | -5.0058 | 790 | 3121037.2354 | 3121037.2354 | -4.8495 | -4.8428 | 12.2304
|  | 524 | 12 | 8908 | 2139732.67 | 39974.9573 | 1227.2363 | 2252433.1191 | 2252433.1191 | -4.9333 | -4.7817 | -4.9343 | -4.9303 | 614 | 2577131.2171 | 2577131.2171 | -5.0127 | -5.0035 | 587 | 2383873.0004 | 2383873.0004 | -4.8469 | -4.8403 | 5.8583
|  | 1039 | 8 | 10390 | 4064420.5112 | 45051.4293 | 2692.1016 | 4278426.7349 | 4278426.7349 | -4.9343 | -4.8681 | -4.9353 | -4.931 | 1032 | 4106810.3523 | 4106810.3523 | -5.0131 | -5.0038 | 80 | 346349.2099 | 346349.2099 | -4.8434 | -4.8376 | 11.1278
|  | 569 | 4 | 10242 | 2122690.6559 | 47319.3763 | 3476.5888 | 2234416.6994 | 2234416.6994 | -4.9353 | -4.885 | -4.9344 | -4.9303 | 192 | 858389.2285 | 864969.9872 | -5.0084 | -4.9997 | 655 | 2843648.6348 | 2843648.6348 | -4.845 | -4.8383 | 5.8116
|  | 310 | 7 | 4650 | 1157267.4269 | 26854.2847 | 3212.5677 | 1218179.5598 | 1218179.5598 | -4.9304 | -4.88 | -4.9332 | -4.9293 | 348 | 1546947.0427 | 1552041.741 | -5.014 | -5.0049 | 887 | 3942489.2524 | 3955289.0058 | -4.8475 | -4.8407 | 3.1684
|  | 469 | 11 | 7504 | 1922408.7515 | 36658.0159 | 3475.1027 | 2023665.4548 | 2023665.4548 | -4.9308 | -4.8823 | -4.9322 | -4.9282 | 463 | 1910135.3901 | 1910135.3901 | -5.0101 | -5.001 | 175 | 780636.8152 | 784186.3974 | -4.843 | -4.8368 | 5.2633
|  | 323 | 6 | 5491 | 1239388.3738 | 30775.2365 | 6420.485 | 1304636.95 | 1304636.95 | -4.9335 | -4.912 | -4.9349 | -4.9311 | 68 | 299603.69 | 299738.4969 | -5.0103 | -5.002 | 614 | 2640678.2504 | 2640678.2504 | -4.8486 | -4.8419 | 3.3933
|  | 879 | 7 | 13185 | 3332069.3363 | 68405.4164 | 9378.0332 | 3507472.1606 | 3507472.1606 | -4.9422 | -4.9253 | -4.9405 | -4.9363 | 474 | 1977410.7011 | 1977410.7011 | -5.0175 | -5.0085 | 956 | 4114772.9926 | 4114772.9926 | -4.8532 | -4.8464 | 9.1227
|  | 478 | 20 | 9560 | 2031653.9394 | 51951.6281 | 21546.4055 | 2131161.1423 | 2138692.35 | -4.9397 | -4.9359 | -4.9395 | -4.9356 | 1068 | 4373497.7352 | 4373497.7352 | -5.0212 | -5.0118 | 888 | 3684168.1949 | 3684168.1949 | -4.8554 | -4.8486 | 5.5624
|  | 592 | 12 | 8288 | 2474068.794 | 34367.7686 | 8123.8009 | 2604400.5112 | 2604400.5112 | -4.9319 | -4.9159 | -4.9345 | -4.9304 | 518 | 2175376.7423 | 2175376.7423 | -5.0123 | -5.0032 | 1079 | 4539144.2605 | 4539144.2605 | -4.8479 | -4.8411 | 6.7736
|  | 465 | 11 | 7440 | 1942978.2139 | 40571.9559 | 4006.9253 | 2045332.4318 | 2045332.4318 | -4.9336 | -4.8917 | -4.9341 | -4.9301 | 380 | 1576763.8718 | 1576763.8718 | -5.0116 | -5.0027 | 343 | 1352237.38 | 1352237.38 | -4.8459 | -4.8395 | 5.3196
|  | 689 | 18 | 7579 | 2794433.4562 | 37168.7453 | 25802.7323 | 2941609.9254 | 2941609.9254 | -4.9376 | -4.9374 | -4.9401 | -4.936 | 1012 | 4025541.7329 | 4025541.7329 | -5.0187 | -5.0094 | 805 | 3205793.5015 | 3205793.5015 | -4.8528 | -4.8461 | 7.6507
|  | 529 | 16 | 7406 | 2086254.8698 | 37020.9415 | 15084.0089 | 2196110.3631 | 2196110.3631 | -4.9324 | -4.9268 | -4.9342 | -4.9302 | 290 | 1303485.1574 | 1309429.0661 | -5.0115 | -5.0025 | 628 | 2813574.7333 | 2822952.4809 | -4.8471 | -4.8404 | 5.7119
|  | 573 | 14 | 10314 | 2317886.2878 | 46088.9893 | 13331.5314 | 2439961.7591 | 2439961.7591 | -4.9393 | -4.9306 | -4.9398 | -4.9358 | 129 | 512115.1731 | 512115.1731 | -5.0153 | -5.0067 | 173 | 751237.7349 | 751237.7349 | -4.8527 | -4.8465 | 6.346
|  | 163 | 2 | 2934 | 662287.3068 | 14833.0607 | 2844.0115 | 697168.9365 | 697168.9365 | -4.9304 | -4.8805 | -4.9401 | -4.9365 | 99 | 434302.994 | 434302.994 | -5.015 | -5.0065 | 106 | 467391.7092 | 467391.7092 | -4.8494 | -4.8435 | 1.8132
|  | 579 | 10 | 8106 | 2263943.5043 | 18418.1852 | 673.9249 | 2383147.7893 | 2383147.7893 | -4.926 | -4.6526 | -4.9361 | -4.9321 | 458 | 1928501.4693 | 1928501.4693 | -5.0162 | -5.0071 | 59 | 236375.0028 | 236375.0028 | -4.8468 | -4.8412 | 6.1983
|  | 731 | 10 | 10234 | 2910823.354 | 25578.9873 | 1662.3733 | 3064109.0393 | 3064109.0393 | -4.932 | -4.8257 | -4.9381 | -4.934 | 108 | 449079.315 | 449079.315 | -5.013 | -5.0044 | 72 | 285181.5749 | 285181.5749 | -4.8464 | -4.8407 | 7.9694
|  | 315 | 2 | 5040 | 1180246.6415 | 19372.7134 | 498.4785 | 1242370.0773 | 1242370.0773 | -4.9293 | -4.5538 | -4.9357 | -4.9318 | 342 | 1443754.1713 | 1443754.1713 | -5.0117 | -5.0027 | 557 | 2363210.8239 | 2363210.8239 | -4.847 | -4.8403 | 3.2313
|  | 1025 | 17 | 17425 | 3997882.314 | 42891.0465 | 115.4752 | 4208380.3646 | 4208380.3646 | -4.9334 | -3.2595 | -4.9371 | -4.9329 | 1035 | 4187670.3939 | 4187670.3939 | -5.0152 | -5.0058 | 852 | 3609949.4219 | 3609949.4219 | -4.8494 | -4.8426 | 10.9456
|  | 671 | 9 | 8723 | 2638825.656 | 34520.3223 | 1524.8315 | 2777774.8073 | 2777774.8073 | -4.9377 | -4.8181 | -4.9401 | -4.936 | 55 | 221723.2011 | 221723.2011 | -5.0136 | -5.0055 | 596 | 2594876.4222 | 2594876.4222 | -4.8524 | -4.8458 | 7.2247
|  | 491 | 13 | 8347 | 1923085.6623 | 29713.2118 | 3419.5849 | 2024343.9189 | 2024343.9189 | -4.9309 | -4.8831 | -4.9346 | -4.9306 | 693 | 2944047.7587 | 2944047.7587 | -5.0134 | -5.0041 | 217 | 881215.0413 | 881215.0413 | -4.8481 | -4.8418 | 5.2651
|  | 427 | 20 | 8540 | 1740064.7197 | 44953.4723 | 4284.5902 | 1831713.1554 | 1831713.1554 | -4.936 | -4.8966 | -4.9364 | -4.9325 | 137 | 555715.8225 | 555715.8225 | -5.0126 | -5.004 | 750 | 3226332.9282 | 3226332.9282 | -4.8523 | -4.8456 | 4.764
|  | 1029 | 15 | 13377 | 3886055.9717 | 39259.5987 | 3482.2767 | 4090615.0747 | 4090615.0747 | -4.9353 | -4.8864 | -4.9387 | -4.9345 | 468 | 1933381.8982 | 1933381.8982 | -5.0156 | -5.0065 | 441 | 1734168.5244 | 1734168.5244 | -4.8498 | -4.8433 | 10.6394
|  | 176 | 10 | 1760 | 653791.6108 | 5065.4683 | 463.647 | 688202.2173 | 688202.2173 | -4.8854 | -4.5206 | -4.9322 | -4.9286 | 764 | 3143676.3147 | 3143676.3147 | -5.0151 | -5.0058 | 535 | 2139551.3924 | 2139551.3924 | -4.8465 | -4.8399 | 1.79
|  | 90 | 3 | 1800 | 384935.1458 | 5794.1122 | 111.9188 | 402061.6248 | 405216.475 | -4.8965 | -3.2102 | -4.9343 | -4.9309 | 955 | 4285964.3474 | 4344332.1792 | -5.0141 | -5.0047 | 945 | 4053000.8287 | 4053000.8287 | -4.8484 | -4.8416 | 1.0539
|  | 439 | 3 | 7902 | 1787662.7354 | 19750.3574 | 292.245 | 1881817.6379 | 1881817.6379 | -4.9293 | -4.2789 | -4.9364 | -4.9324 | 1002 | 4198574.7381 | 4198574.7381 | -5.0135 | -5.0041 | 483 | 1923124.0344 | 1923124.0344 | -4.8466 | -4.8401 | 4.8944
|  | 511 | 14 | 7154 | 2114530.9319 | 20454.7591 | 2102.1757 | 2225914.661 | 2225914.661 | -4.9254 | -4.8462 | -4.9341 | -4.9301 | 594 | 2600967.3017 | 2600967.3017 | -5.0148 | -5.0056 | 313 | 1227736.996 | 1227736.996 | -4.8456 | -4.8392 | 5.7893
|  | 956 | 17 | 12428 | 3588618.6447 | 24473.4781 | 2845.7684 | 3777511.8728 | 3777511.8728 | -4.9259 | -4.8687 | -4.9351 | -4.931 | 731 | 3103097.5946 | 3103097.5946 | -5.013 | -5.0037 | 65 | 253683.9329 | 253683.9329 | -4.8428 | -4.8372 | 9.8251
|  | 698 | 18 | 9074 | 2603471.6688 | 25600.1088 | 2200.7166 | 2740503.0246 | 2740503.0246 | -4.928 | -4.8503 | -4.9351 | -4.9311 | 202 | 889725.0847 | 890812.7558 | -5.0113 | -5.0025 | 760 | 3360524.5082 | 3368211.3114 | -4.848 | -4.8413 | 7.1279
|  | 454 | 6 | 4540 | 1709274.7485 | 23038.3453 | 350.3939 | 1799247.5225 | 1799247.5225 | -4.9724 | -4.4302 | -4.9376 | -4.9248 | 225 | 888307.3432 | 888307.3432 | -5.1845 | -5.1562 | 332 | 1342345.6713 | 1342345.6713 | -4.6484 | -4.6278 | 4.6797
|  | 418 | 4 | 8360 | 1635300.838 | 38465.8759 | 2973.8806 | 1721405.3122 | 1721405.3122 | -4.9416 | -4.8832 | -4.9416 | -4.9377 | 590 | 2540321.2253 | 2540321.2253 | -5.0179 | -5.0088 | 309 | 1213253.0456 | 1213253.0456 | -4.8512 | -4.8448 | 4.4772
|  | 319 | 9 | 6380 | 1258287.8826 | 30684.161 | 5198.6177 | 1324545.3777 | 1324545.3777 | -4.937 | -4.9084 | -4.9388 | -4.935 | 824 | 3639613.0205 | 3648177.6609 | -5.0185 | -5.0092 | 1060 | 4206381.1949 | 4206381.1949 | -4.8532 | -4.8464 | 3.445
|  | 961 | 7 | 12493 | 3770930.6525 | 29805.9712 | 588.6444 | 3969488.2344 | 3969488.2344 | -4.9307 | -4.6099 | -4.9353 | -4.931 | 682 | 2768634.6116 | 2768634.6116 | -5.0128 | -5.0035 | 887 | 3893751.3128 | 3902099.672 | -4.8476 | -4.8409 | 10.3242
|  | 63 | 7 | 1008 | 236913.3071 | 2233.0905 | 83.8165 | 249383.8308 | 249383.8308 | -4.8226 | -2.6306 | -4.9358 | -4.9327 | 173 | 749793.9254 | 749793.9254 | -5.0158 | -5.0072 | 624 | 2467193.9907 | 2467193.9907 | -4.8524 | -4.8457 | 0.64863
|  | 943 | 8 | 9430 | 3671132.9722 | 20533.5351 | 606.798 | 3864424.1193 | 3864424.1193 | -4.9577 | -4.6509 | -4.9295 | -4.9159 | 301 | 1181465.977 | 1181465.977 | -5.174 | -5.1453 | 253 | 1026920.5566 | 1026920.5566 | -4.6274 | -4.6073 | 10.051
|  | 1040 | 18 | 12480 | 4110337.1421 | 33319.236 | 2289.4815 | 4326777.8098 | 4326777.8098 | -4.9352 | -4.8584 | -4.9407 | -4.9365 | 540 | 2197531.0139 | 2197531.0139 | -5.0202 | -5.0109 | 847 | 3514384.8005 | 3514384.8005 | -4.8529 | -4.8462 | 11.2535
|  | 91 | 18 | 1092 | 355553.6778 | 2584.6687 | 206.8895 | 374274.6761 | 374274.6761 | -4.8334 | -4.0013 | -4.933 | -4.9297 | 1010 | 4044018.5727 | 4044018.5727 | -5.0151 | -5.0058 | 249 | 1040028.5258 | 1040028.5258 | -4.8473 | -4.841 | 0.97345
|  | 286 | 4 | 4004 | 1070009.5569 | 12661.0636 | 80.4648 | 1126329.8976 | 1126329.8976 | -4.9251 | -2.5358 | -4.9392 | -4.9354 | 746 | 2971614.6421 | 2971614.6421 | -5.019 | -5.0097 | 166 | 728077.3574 | 729006.9896 | -4.851 | -4.8448 | 2.9295
|  | 680 | 19 | 10880 | 2749806.2745 | 36051.977 | 496.0559 | 2894629.2025 | 2894629.2025 | -4.9744 | -4.5905 | -4.9399 | -4.9266 | 828 | 3288787.8879 | 3288787.8879 | -5.1989 | -5.1689 | 675 | 2913167.6796 | 2913167.6796 | -4.6449 | -4.6236 | 7.5286
|  | 479 | 12 | 8143 | 1908374.6757 | 16498.2751 | 391.7955 | 2008871.2144 | 2008871.2144 | -4.9218 | -4.4428 | -4.9341 | -4.9301 | 738 | 3096491.5079 | 3096491.5079 | -5.0129 | -5.0036 | 1070 | 4689918.0835 | 4699439.2476 | -4.8503 | -4.8434 | 5.2248
|  | 877 | 3 | 9647 | 3466927.3033 | 17901.1877 | 497.0702 | 3649487.8438 | 3649487.8438 | -4.9312 | -4.5558 | -4.9411 | -4.9368 | 553 | 2176067.03 | 2176067.03 | -5.016 | -5.0068 | 515 | 2204427.6807 | 2204427.6807 | -4.8528 | -4.8461 | 9.4919
|  | 450 | 9 | 7200 | 1751648.1438 | 25494.0939 | 2692.3161 | 1843875.1921 | 1843875.1921 | -4.9775 | -4.916 | -4.9423 | -4.9295 | 431 | 1826328.0138 | 1826328.0138 | -5.2005 | -5.1712 | 556 | 2223379.7006 | 2223379.7006 | -4.6482 | -4.6272 | 4.7958
|  | 837 | 2 | 8370 | 3303201.6397 | 16165.5732 | 522.3261 | 3477138.5456 | 3477138.5456 | -4.9298 | -4.575 | -4.941 | -4.9368 | 225 | 982775.9644 | 983178.1625 | -5.0146 | -5.0058 | 856 | 3403130.8143 | 3403130.8143 | -4.851 | -4.8443 | 9.0437
|  | 990 | 11 | 15840 | 3806859.3274 | 36591.4334 | 1093.905 | 4007277.7351 | 4007277.7351 | -4.9315 | -4.7613 | -4.9352 | -4.931 | 225 | 936831.539 | 936831.539 | -5.0109 | -5.0021 | 148 | 607111.1507 | 607111.1507 | -4.8445 | -4.8385 | 10.4226
|  | 914 | 12 | 9140 | 3481353.726 | 44996.4791 | 10984.8575 | 3664621.8436 | 3664621.8436 | -4.9395 | -4.9278 | -4.9405 | -4.9363 | 903 | 3575687.1058 | 3575687.1058 | -5.0185 | -5.0092 | 332 | 1338210.2483 | 1338210.2483 | -4.8513 | -4.8449 | 9.5314
|  | 423 | 20 | 6768 | 1635332.5855 | 31396.9654 | 6536.0179 | 1721430.9352 | 1721430.9352 | -4.9303 | -4.9092 | -4.9336 | -4.9297 | 875 | 3571822.3621 | 3571822.3621 | -5.013 | -5.0037 | 743 | 3001571.7263 | 3001571.7263 | -4.8469 | -4.8403 | 4.4773
|  | 775 | 9 | 9300 | 2889696.8984 | 50714.9448 | 8461.5178 | 3041793.0489 | 3041793.0489 | -4.9406 | -4.9229 | -4.9402 | -4.936 | 875 | 3538322.8142 | 3538322.8142 | -5.0183 | -5.0091 | 964 | 3785370.5798 | 3785370.5798 | -4.8529 | -4.8462 | 7.9116
|  | 909 | 16 | 17271 | 3834749.3284 | 73579.4505 | 12494.7311 | 4013594.3442 | 4036773.8811 | -4.9357 | -4.9237 | -4.935 | -4.9308 | 470 | 1996794.8473 | 1996794.8473 | -5.0121 | -5.0029 | 526 | 2151170.8132 | 2151170.8132 | -4.8465 | -4.84 | 10.499
|  | 832 | 4 | 13312 | 3475015.1268 | 52933.0411 | 2486.547 | 3653791.7994 | 3658075.0281 | -4.9379 | -4.8648 | -4.9373 | -4.933 | 186 | 778606.3489 | 778606.3489 | -5.0105 | -5.0017 | 791 | 3338859.3204 | 3338859.3204 | -4.8473 | -4.8406 | 9.5141
|  | 532 | 10 | 6384 | 2006192.6935 | 24417.4919 | 2484.1817 | 2111795.9789 | 2111795.9789 | -4.9777 | -4.9106 | -4.9437 | -4.9308 | 588 | 2411854.9242 | 2411854.9242 | -5.1953 | -5.1657 | 136 | 571612.3292 | 571612.3292 | -4.6415 | -4.6222 | 5.4927
|  | 198 | 2 | 1980 | 753879.8026 | 2886.7976 | 43.2085 | 793566.0093 | 793566.0093 | -4.8861 | -0.49184 | -4.9299 | -4.9181 | 473 | 1977253.215 | 1977253.215 | -5.1783 | -5.1489 | 177 | 728796.0736 | 728796.0736 | -4.6271 | -4.6074 | 2.064
|  | 370 | 4 | 5920 | 1481241.1902 | 10649.0314 | 183.4578 | 1559247.333 | 1559247.333 | -4.9534 | -3.9213 | -4.9322 | -4.9195 | 714 | 3057244.2013 | 3057244.2013 | -5.1791 | -5.1493 | 365 | 1485383.0486 | 1485383.0486 | -4.6295 | -4.6089 | 4.0554
|  | 1048 | 19 | 20960 | 4139752.1575 | 38496.6677 | 1484.2156 | 4357740.8801 | 4357740.8801 | -4.9605 | -4.8366 | -4.9298 | -4.9162 | 65 | 262811.6214 | 262811.6214 | -5.1728 | -5.1462 | 962 | 3820020.2867 | 3820020.2867 | -4.6344 | -4.6127 | 11.334
|  | 972 | 13 | 10692 | 3628177.1857 | 22876.8069 | 319.2417 | 3819144.1171 | 3819144.1171 | -4.9752 | -4.379 | -4.9467 | -4.9331 | 60 | 237042.2436 | 237042.2436 | -5.1821 | -5.1557 | 1057 | 4432283.5306 | 4432283.5306 | -4.6525 | -4.6307 | 9.9334
|  | 731 | 9 | 14620 | 2798184.5393 | 27682.5671 | 461.2028 | 2945494.4202 | 2945494.4202 | -4.9672 | -4.556 | -4.9347 | -4.9214 | 237 | 1034765.4658 | 1036563.697 | -5.1799 | -5.1514 | 131 | 534550.7645 | 534550.7645 | -4.6304 | -4.6112 | 7.661
|  | 1041 | 19 | 13533 | 4190880.099 | 24343.4699 | 1159.3985 | 4411592.2344 | 4411592.2344 | -4.9736 | -4.8172 | -4.9474 | -4.9337 | 913 | 3922770.7572 | 3922770.7572 | -5.1976 | -5.1676 | 425 | 1826043.3426 | 1826043.3426 | -4.6478 | -4.6271 | 11.474
|  | 55 | 2 | 605 | 207680.3488 | 1661.0342 | 28.0467 | 218612.4762 | 218612.4762 | -4.8325 | 1.9181 | -4.9382 | -4.9283 | 202 | 833038.2803 | 833038.2803 | -5.1896 | -5.1613 | 581 | 2533193.2184 | 2538239.9395 | -4.6496 | -4.6284 | 0.5686
|  | 115 | 3 | 1150 | 453134.2385 | 2460.5619 | 88.5289 | 476994.6766 | 476994.6766 | -4.8789 | -2.7987 | -4.9362 | -4.9251 | 1009 | 4119770.0903 | 4119770.0903 | -5.1912 | -5.1611 | 955 | 3778827.7354 | 3778827.7354 | -4.6524 | -4.6307 | 1.2406
|  | 72 | 19 | 1296 | 288520.9672 | 4245.3105 | 173.4076 | 303715.3659 | 303715.3659 | -4.9228 | -3.8682 | -4.9327 | -4.9224 | 729 | 3111777.6042 | 3111777.6042 | -5.1965 | -5.1667 | 744 | 2982312.1717 | 2982312.1717 | -4.6505 | -4.6291 | 0.78993
|  | 1095 | 3 | 21900 | 4446575.7783 | 73396.7776 | 1024.4087 | 4680768.9506 | 4680768.9506 | -4.9756 | -4.7895 | -4.9372 | -4.9234 | 449 | 1802219.5753 | 1802219.5753 | -5.1759 | -5.1466 | 494 | 2088071.8951 | 2088071.8951 | -4.6308 | -4.6098 | 12.1741
|  | 848 | 7 | 11872 | 3280908.9181 | 11689.5811 | 318.0938 | 3453645.9534 | 3453645.9534 | -4.9632 | -4.3763 | -4.9463 | -4.9328 | 157 | 632676.2934 | 632676.2934 | -5.1954 | -5.1674 | 1063 | 4199040.4196 | 4199040.4196 | -4.652 | -4.6304 | 8.9826
|  | 633 | 8 | 9495 | 2514199.1527 | 25169.4725 | 2408.1963 | 2646595.8657 | 2646595.8657 | -4.9779 | -4.9079 | -4.9449 | -4.9317 | 468 | 1983500.6197 | 1983500.6197 | -5.1943 | -5.1649 | 1086 | 4414631.4916 | 4414631.4916 | -4.6524 | -4.6306 | 6.8835
|  | 536 | 15 | 6432 | 2056554.6481 | 12056.9338 | 1018.0062 | 2164823.5291 | 2164823.5291 | -4.9635 | -4.7953 | -4.9438 | -4.9309 | 185 | 736702.3404 | 736702.3404 | -5.1888 | -5.1607 | 465 | 1971621.5347 | 1971621.5347 | -4.6558 | -4.6348 | 5.6305
|  | 696 | 12 | 13224 | 2629232.1776 | 26041.614 | 1261.7796 | 2767633.3241 | 2767633.3241 | -4.9767 | -4.8331 | -4.9451 | -4.9318 | 397 | 1615837.1859 | 1615837.1859 | -5.1932 | -5.1641 | 86 | 338336.086 | 338336.086 | -4.6384 | -4.6198 | 7.1984
|  | 941 | 2 | 11292 | 3701943.2466 | 26940.0658 | 770.8674 | 3896872.0886 | 3896872.0886 | -4.987 | -4.7451 | -4.9542 | -4.9406 | 903 | 3797275.9739 | 3797275.9739 | -5.205 | -5.1749 | 907 | 3746267.7888 | 3746267.7888 | -4.6515 | -4.63 | 10.1354
|  | 942 | 17 | 15072 | 3812797.9281 | 43378.1034 | 2490.6394 | 4013606.3596 | 4013606.3596 | -4.9636 | -4.8918 | -4.9295 | -4.9159 | 421 | 1751751.4848 | 1751751.4848 | -5.1762 | -5.147 | 623 | 2598512.5163 | 2598512.5163 | -4.6324 | -4.6112 | 10.4389
|  | 575 | 3 | 7475 | 2290818.9223 | 21938.7844 | 473.8865 | 2411455.2706 | 2411455.2706 | -4.9667 | -4.5694 | -4.9339 | -4.9208 | 842 | 3397909.3383 | 3397909.3383 | -5.1792 | -5.1492 | 144 | 567832.9864 | 567832.9864 | -4.6236 | -4.6042 | 6.2719
|  | 116 | 3 | 2204 | 443178.2343 | 15148.8596 | 234.6155 | 466508.9168 | 466508.9168 | -4.9793 | -4.1701 | -4.9428 | -4.9317 | 905 | 3684370.9451 | 3684370.9451 | -5.2048 | -5.1747 | 88 | 364380.5416 | 364380.5416 | -4.6389 | -4.6202 | 1.2134
|  | 1075 | 18 | 12900 | 4114422.2548 | 76697.7393 | 5188.0885 | 4331024.9877 | 4331024.9877 | -4.9732 | -4.9392 | -4.9353 | -4.9216 | 777 | 3304515.0027 | 3304515.0027 | -5.1848 | -5.1549 | 515 | 2141017.1417 | 2141017.1417 | -4.6367 | -4.6157 | 11.2647
|  | 836 | 4 | 15048 | 3473004.259 | 19089.6408 | 745.7459 | 3647560.2135 | 3655951.2311 | -4.9677 | -4.7215 | -4.9399 | -4.9264 | 511 | 2038634.88 | 2038634.88 | -5.1804 | -5.151 | 528 | 2086435.39 | 2086435.39 | -4.6347 | -4.6137 | 9.5086
|  | 124 | 6 | 1984 | 483065.0729 | 3944.5295 | 195.4 | 508499.3698 | 508499.3698 | -4.9126 | -3.9888 | -4.9292 | -4.9181 | 109 | 455840.2346 | 455840.2346 | -5.1868 | -5.1593 | 140 | 592234.2104 | 592234.2104 | -4.635 | -4.6157 | 1.3226
|  | 647 | 17 | 12293 | 2699054.3262 | 33285.8652 | 1540.6 | 2834937.6479 | 2841236.2593 | -4.9672 | -4.8492 | -4.9335 | -4.9203 | 572 | 2489215.6053 | 2491289.2252 | -5.1837 | -5.1541 | 879 | 3799412.4401 | 3799412.4401 | -4.6399 | -4.6184 | 7.3896
|  | 899 | 16 | 8990 | 3383192.4093 | 16171.85 | 1414.3111 | 3561276.2206 | 3561276.2206 | -4.9688 | -4.8483 | -4.9464 | -4.9329 | 796 | 3506855.241 | 3520893.4848 | -5.1971 | -5.1672 | 147 | 589159.264 | 589159.264 | -4.6418 | -4.6223 | 9.2627
|  | 263 | 16 | 4997 | 979077.2622 | 18261.0218 | 905.8162 | 1030609.3105 | 1030609.3105 | -4.966 | -4.7665 | -4.9328 | -4.9208 | 488 | 2130145.233 | 2135076.4371 | -5.1951 | -5.1656 | 578 | 2302085.8376 | 2302085.8376 | -4.6421 | -4.6211 | 2.6806
|  | 219 | 14 | 2628 | 817237.8566 | 14181.9195 | 834.0762 | 860252.5885 | 860252.5885 | -4.9573 | -4.7436 | -4.9265 | -4.9147 | 470 | 1994851.6926 | 1994851.6926 | -5.1818 | -5.1525 | 615 | 2647043.1911 | 2648984.618 | -4.6374 | -4.6162 | 2.2375
|  | 546 | 19 | 8190 | 2100793.3995 | 31945.4522 | 3416.341 | 2211393.6526 | 2211393.6526 | -4.9633 | -4.9149 | -4.9279 | -4.915 | 993 | 4071873.8805 | 4071873.8805 | -5.182 | -5.1519 | 869 | 3539815.8994 | 3539815.8994 | -4.6353 | -4.6138 | 5.7517
|  | 529 | 13 | 5819 | 2060190.2654 | 27875.8059 | 2074.5735 | 2168662.9584 | 2168662.9584 | -4.9791 | -4.8951 | -4.9439 | -4.9309 | 628 | 2643027.9868 | 2643027.9868 | -5.1956 | -5.166 | 908 | 3766469.1161 | 3766469.1161 | -4.6516 | -4.63 | 5.6405
|  | 503 | 16 | 7042 | 1997850.6371 | 43734.7689 | 2325.3691 | 2103056.6439 | 2103056.6439 | -4.9668 | -4.8893 | -4.9277 | -4.9148 | 863 | 3495280.325 | 3495280.325 | -5.1886 | -5.1586 | 848 | 3340976.9932 | 3340976.9932 | -4.6351 | -4.6136 | 5.4698
|  | 1009 | 5 | 13117 | 3967615.4535 | 45203.1325 | 2113.6499 | 4176532.7505 | 4176532.7505 | -4.9735 | -4.8875 | -4.9372 | -4.9235 | 1090 | 4400254.5966 | 4400254.5966 | -5.1883 | -5.1581 | 134 | 532232.4679 | 532232.4679 | -4.6385 | -4.6192 | 10.8627
|  | 134 | 18 | 1474 | 531842.2249 | 3544.6205 | 321.7148 | 559848.6687 | 559848.6687 | -4.9086 | -4.3825 | -4.9359 | -4.9246 | 483 | 1985583.8819 | 1985583.8819 | -5.1938 | -5.1644 | 141 | 599957.2352 | 599957.2352 | -4.6487 | -4.6292 | 1.4561
|  | 179 | 20 | 3401 | 731887.3067 | 11076.2182 | 959.2268 | 770436.4233 | 770436.4233 | -4.9522 | -4.7743 | -4.9279 | -4.9163 | 941 | 4048642.5851 | 4048642.5851 | -5.1876 | -5.1575 | 818 | 3393451.9379 | 3393451.9379 | -4.6409 | -4.6194 | 2.0038
|  | 606 | 4 | 8484 | 2358140.6827 | 17349.113 | 433.277 | 2482300.2244 | 2482300.2244 | -4.9808 | -4.5484 | -4.952 | -4.9388 | 682 | 2760846.1085 | 2760846.1085 | -5.196 | -5.1662 | 778 | 3221422.0173 | 3221422.0173 | -4.6508 | -4.6294 | 6.4562
|  | 652 | 9 | 13040 | 2730333.4462 | 38517.6484 | 966.9082 | 2868200.8949 | 2874167.0153 | -4.9811 | -4.7872 | -4.9447 | -4.9315 | 160 | 650952.8662 | 650952.8662 | -5.195 | -5.167 | 758 | 3189817.1756 | 3189817.1756 | -4.6501 | -4.6288 | 7.4752
|  | 1095 | 9 | 10950 | 4209728.8511 | 19489.6172 | 2253.7848 | 4431356.6307 | 4431356.6307 | -4.9711 | -4.8989 | -4.945 | -4.9312 | 137 | 564092.9194 | 564092.9194 | -5.1849 | -5.1571 | 135 | 577411.3462 | 577411.3462 | -4.6391 | -4.6197 | 11.5256
|  | 487 | 9 | 4870 | 1847919.0611 | 23790.8175 | 412.8318 | 1945195.7661 | 1945195.7661 | -4.9504 | -4.4915 | -4.9159 | -4.903 | 621 | 2490904.2136 | 2490904.2136 | -5.168 | -5.1384 | 117 | 512847.0335 | 513973.8787 | -4.6134 | -4.5942 | 5.0593
|  | 387 | 16 | 5805 | 1546217.4576 | 12310.768 | 390.9749 | 1627644.2234 | 1627644.2234 | -4.9636 | -4.4893 | -4.9418 | -4.9291 | 113 | 449537.8861 | 449537.8861 | -5.1854 | -5.158 | 944 | 3875280.4246 | 3875280.4246 | -4.6512 | -4.6296 | 4.2333
|  | 758 | 16 | 8338 | 2922860.7047 | 12472.6216 | 1476.0399 | 3076742.8378 | 3076742.8378 | -4.9628 | -4.8531 | -4.9456 | -4.9323 | 906 | 3772680.0173 | 3772680.0173 | -5.1974 | -5.1674 | 515 | 2146464.6847 | 2146464.6847 | -4.6488 | -4.6278 | 8.0024
|  | 104 | 7 | 1664 | 416776.8191 | 5419.3176 | 179.7599 | 438725.5737 | 438725.5737 | -4.9386 | -3.9096 | -4.935 | -4.9241 | 514 | 2143353.3481 | 2143353.3481 | -5.1946 | -5.1652 | 1088 | 4806485.3749 | 4840738.6361 | -4.6527 | -4.631 | 1.1411
|  | 515 | 20 | 8240 | 2041361.7643 | 13417.8239 | 4543.1478 | 2148857.4172 | 2148857.4172 | -4.9457 | -4.9232 | -4.9258 | -4.9129 | 659 | 2804537.1086 | 2804537.1086 | -5.1782 | -5.1484 | 632 | 2466588.3937 | 2466588.3937 | -4.6315 | -4.6104 | 5.5889
|  | 912 | 14 | 9120 | 3428318.9479 | 20031.3359 | 2672.6635 | 3608776.5456 | 3608776.5456 | -4.9639 | -4.9047 | -4.937 | -4.9234 | 462 | 1865164.0941 | 1865164.0941 | -5.1919 | -5.1625 | 785 | 3393655.1277 | 3393655.1277 | -4.6416 | -4.6201 | 9.3862
|  | 719 | 18 | 11504 | 2863125.4677 | 31802.9028 | 4621.18 | 3013899.3877 | 3013899.3877 | -4.9681 | -4.9346 | -4.9352 | -4.922 | 802 | 3222522.421 | 3222522.421 | -5.1939 | -5.164 | 931 | 3898624.3615 | 3898624.3615 | -4.6415 | -4.6199 | 7.8388
|  | 187 | 5 | 2057 | 721261.263 | 3544.3639 | 478.0927 | 759234.1441 | 759234.1441 | -4.8936 | -4.5647 | -4.9204 | -4.9086 | 84 | 353478.0293 | 353478.0293 | -5.1667 | -5.1396 | 826 | 3510595.9283 | 3510595.9283 | -4.6334 | -4.6119 | 1.9747
|  | 607 | 18 | 6677 | 2456802.3231 | 20101.8213 | 1888.6106 | 2586194.5793 | 2586194.5793 | -4.9557 | -4.8663 | -4.9268 | -4.9137 | 181 | 735784.3328 | 735784.3328 | -5.1709 | -5.1428 | 642 | 2516965.4799 | 2516965.4799 | -4.6317 | -4.6105 | 6.7264
|  | 317 | 18 | 5706 | 1293444.4606 | 18258.9375 | 2229.3761 | 1361570.2341 | 1361570.2341 | -4.9622 | -4.8899 | -4.9311 | -4.9187 | 100 | 417202.166 | 417202.166 | -5.1753 | -5.148 | 1055 | 4452456.7576 | 4452456.7576 | -4.6422 | -4.6204 | 3.5413
|  | 81 | 6 | 1458 | 311214.0221 | 3202.378 | 182.4045 | 327598.2951 | 327598.2951 | -4.9034 | -3.9249 | -4.9333 | -4.9228 | 1023 | 4440313.9736 | 4440313.9736 | -5.1982 | -5.1681 | 887 | 3588355.0194 | 3588355.0194 | -4.6588 | -4.6372 | 0.85206
|  | 719 | 14 | 12942 | 2783414.2229 | 18379.3015 | 1357.805 | 2929959.2381 | 2929959.2381 | -4.9636 | -4.8354 | -4.9386 | -4.9254 | 704 | 2860654.5413 | 2860654.5413 | -5.1969 | -5.1671 | 690 | 2745766.0023 | 2745766.0023 | -4.6434 | -4.6221 | 7.6206
|  | 623 | 6 | 11214 | 2361740.0857 | 47139.0109 | 766.2427 | 2486064.0359 | 2486064.0359 | -4.9775 | -4.7297 | -4.9383 | -4.9252 | 629 | 2780069.3879 | 2787938.6407 | -5.1898 | -5.16 | 80 | 340856.1744 | 340856.1744 | -4.6396 | -4.621 | 6.4661
|  | 1052 | 18 | 11572 | 4138863.4455 | 20377.9756 | 3203.7293 | 4356798.7724 | 4356798.7724 | -4.9562 | -4.9089 | -4.9319 | -4.9182 | 224 | 945818.05 | 945818.05 | -5.1749 | -5.1464 | 416 | 1631956.5492 | 1631956.5492 | -4.632 | -4.6113 | 11.3316
|  | 929 | 3 | 13935 | 3878630.0633 | 33246.3147 | 845.1505 | 4082951.3767 | 4082951.3767 | -4.9887 | -4.7671 | -4.9544 | -4.9408 | 438 | 1784599.4512 | 1784599.4512 | -5.1937 | -5.1645 | 967 | 3850621.9673 | 3850621.9673 | -4.6592 | -4.6375 | 10.6191
|  | 850 | 8 | 17000 | 3312403.5406 | 23176.5933 | 3531.4465 | 3486808.3303 | 3486808.3303 | -4.9755 | -4.9321 | -4.9463 | -4.9328 | 52 | 206118.3715 | 206118.3715 | -5.1812 | -5.155 | 923 | 3741379.3979 | 3741379.3979 | -4.6516 | -4.63 | 9.0689
|  | 960 | 19 | 16320 | 3834255.5587 | 39244.9457 | 4470.6289 | 4036174.2659 | 4036174.2659 | -4.9793 | -4.9427 | -4.9469 | -4.9333 | 915 | 3954803.7618 | 3954803.7618 | -5.1978 | -5.1677 | 971 | 3940267.4168 | 3940267.4168 | -4.6518 | -4.6302 | 10.4976
|  | 791 | 8 | 8701 | 3103528.5778 | 35586.1404 | 1715.5729 | 3266944.1095 | 3266944.1095 | -4.9816 | -4.8759 | -4.946 | -4.9326 | 859 | 3561525.9778 | 3561525.9778 | -5.1973 | -5.1673 | 747 | 2938714.5268 | 2938714.5268 | -4.6504 | -4.6291 | 8.497
|  | 191 | 9 | 1910 | 712843.1405 | 9945.5099 | 477.1482 | 750363.1696 | 750363.1696 | -4.9618 | -4.5824 | -4.9382 | -4.9265 | 235 | 1049821.6943 | 1054450.4757 | -5.1909 | -5.1623 | 569 | 2484679.7004 | 2484679.7004 | -4.6496 | -4.6284 | 1.9517
|  | 919 | 13 | 12866 | 3976171.3449 | 40928.0459 | 3449.6051 | 4142301.5906 | 4185683.114 | -4.9815 | -4.9317 | -4.9471 | -4.9335 | 1094 | 4885726.634 | 4902234.2942 | -5.1988 | -5.1685 | 405 | 1759869.5578 | 1759869.5578 | -4.6477 | -4.6269 | 10.8862
|  | 887 | 18 | 15079 | 3821351.0611 | 60529.2524 | 33456.2633 | 3995962.0639 | 4022699.1568 | -4.9276 | -4.9263 | -4.9371 | -4.9351 | 1055 | 4117485.3724 | 4117485.3724 | -4.9736 | -4.9692 | 365 | 1630047.3858 | 1633298.1775 | -4.899 | -4.8959 | 10.4623
|  | 788 | 10 | 12608 | 3430122.1905 | 107667.5698 | 26525.951 | 3571500.3403 | 3610869.1131 | -4.9313 | -4.9264 | -4.9371 | -4.9351 | 640 | 2748432.7701 | 2748432.7701 | -4.9744 | -4.9701 | 51 | 201663.5192 | 201663.5192 | -4.8983 | -4.8957 | 9.3912
|  | 145 | 18 | 2755 | 653467.7513 | 10746.1302 | 8939.6699 | 668448.7554 | 687909.5906 | -4.9085 | -4.9122 | -4.9376 | -4.936 | 155 | 693543.2666 | 694168.5717 | -4.974 | -4.9701 | 180 | 746349.3838 | 746349.3838 | -4.9015 | -4.8986 | 1.7891
|  | 814 | 4 | 10582 | 3162244.0015 | 26449.2918 | 14415.0979 | 3328738.6304 | 3328738.6304 | -4.9233 | -4.9201 | -4.9372 | -4.9352 | 701 | 3019004.9986 | 3019004.9986 | -4.9724 | -4.968 | 571 | 2535600.0956 | 2535600.0956 | -4.8984 | -4.8953 | 8.6578
|  | 931 | 10 | 9310 | 3911595.5168 | 17628.6762 | 39515.4276 | 4117662.6163 | 4117662.6163 | -4.9153 | -4.926 | -4.9364 | -4.9344 | 705 | 3092179.4744 | 3092179.4744 | -4.9725 | -4.9682 | 1037 | 4751942.28 | 4841401.2302 | -4.899 | -4.8958 | 10.7094
|  | 997 | 2 | 9970 | 4145170.1352 | 31337.2517 | 16855.2999 | 4363525.9463 | 4363525.9463 | -4.9274 | -4.9246 | -4.9394 | -4.9374 | 610 | 2503304.4006 | 2503304.4006 | -4.9741 | -4.9699 | 373 | 1710081.9139 | 1752162.8803 | -4.9 | -4.897 | 11.3489
|  | 972 | 15 | 17496 | 4170802.4935 | 31142.3534 | 86439.3232 | 4379126.8301 | 4390557.2169 | -4.9214 | -4.928 | -4.9373 | -4.9354 | 121 | 473368.4396 | 473368.4396 | -4.972 | -4.968 | 624 | 2821367.6076 | 2833792.1087 | -4.9008 | -4.8976 | 11.419
|  | 638 | 8 | 10846 | 2744300.8392 | 30804.9032 | 15760.2573 | 2873127.7232 | 2888897.2822 | -4.926 | -4.9225 | -4.9389 | -4.937 | 169 | 703377.7001 | 703377.7001 | -4.9753 | -4.9712 | 662 | 2628182.4568 | 2628182.4568 | -4.9013 | -4.8982 | 7.5135
|  | 842 | 5 | 10946 | 3549673.1597 | 62592.6829 | 12805.6178 | 3736678.2611 | 3736678.2611 | -4.9296 | -4.9187 | -4.9372 | -4.9352 | 752 | 3229325.1943 | 3229325.1943 | -4.9733 | -4.969 | 65 | 266407.2175 | 266407.2175 | -4.8974 | -4.8948 | 9.7185
|  | 968 | 7 | 18392 | 4015232.4539 | 153926.789 | 20965.2065 | 4226739.9981 | 4226739.9981 | -4.9342 | -4.9266 | -4.9392 | -4.9372 | 348 | 1417288.243 | 1417288.243 | -4.9747 | -4.9705 | 752 | 3047965.6405 | 3047965.6405 | -4.9026 | -4.8994 | 10.9931
|  | 127 | 7 | 1397 | 525840.0243 | 9892.9904 | 1753.9111 | 553538.9669 | 553538.9669 | -4.9081 | -4.8249 | -4.9376 | -4.936 | 209 | 837567.1657 | 837567.1657 | -4.9743 | -4.9702 | 759 | 3351520.997 | 3351520.997 | -4.9015 | -4.8984 | 1.4397
|  | 294 | 19 | 5586 | 1318920.1084 | 23058.0989 | 12172.5741 | 1352577.5882 | 1388433.3568 | -4.9221 | -4.918 | -4.9382 | -4.9365 | 235 | 1046732.6192 | 1047418.7379 | -4.9744 | -4.9703 | 664 | 2668995.7119 | 2668995.7119 | -4.9015 | -4.8983 | 3.611
|  | 722 | 18 | 12996 | 3218342.5993 | 107782.0223 | 39146.4411 | 3334742.7666 | 3387957.0975 | -4.9328 | -4.9303 | -4.9389 | -4.937 | 479 | 1968900.5684 | 1968900.5684 | -4.975 | -4.9708 | 426 | 1727795.9851 | 1727795.9851 | -4.901 | -4.898 | 8.8113
|  | 411 | 13 | 8220 | 1706433.2302 | 57121.9708 | 18135.496 | 1796322.4092 | 1796322.4092 | -4.9306 | -4.9246 | -4.9384 | -4.9366 | 61 | 273273.9052 | 273443.9363 | -4.9733 | -4.9695 | 225 | 1015144.9489 | 1017704.5513 | -4.9006 | -4.8976 | 4.672
|  | 617 | 12 | 9255 | 2563017.6644 | 68169.0118 | 20378.8959 | 2698029.3243 | 2698029.3243 | -4.9312 | -4.9256 | -4.9384 | -4.9366 | 193 | 760301.2003 | 760301.2003 | -4.9738 | -4.9698 | 1096 | 4401127.3679 | 4401127.3679 | -4.9013 | -4.8981 | 7.0172
|  | 88 | 17 | 1496 | 364742.9436 | 8752.8918 | 3576.1109 | 383956.1435 | 383956.1435 | -4.9035 | -4.8804 | -4.9371 | -4.9357 | 751 | 3118518.8281 | 3118518.8281 | -4.9752 | -4.971 | 631 | 2684218.6652 | 2684218.6652 | -4.9025 | -4.8993 | 0.99861
|  | 1074 | 15 | 21480 | 4796509.5054 | 129337.7324 | 55034.5739 | 4954486.5435 | 5049300.4386 | -4.933 | -4.9316 | -4.9392 | -4.9373 | 840 | 3945546.562 | 4191405.6143 | -4.9755 | -4.9712 | 424 | 1905711.0258 | 1908509.0823 | -4.9011 | -4.898 | 13.1321
|  | 632 | 15 | 12640 | 2343258.974 | 73475.8803 | 32211.8002 | 2466588.3937 | 2466588.3937 | -4.9304 | -4.928 | -4.9377 | -4.9358 | 547 | 2179748.2012 | 2179748.2012 | -4.9741 | -4.9699 | 476 | 1926757.8072 | 1926757.8072 | -4.9013 | -4.8982 | 6.4155
|  | 253 | 6 | 3542 | 964993.3437 | 20186.9857 | 2613.684 | 1015793.8182 | 1015793.8182 | -4.9218 | -4.8609 | -4.9376 | -4.9359 | 834 | 3602416.9572 | 3602416.9572 | -4.9749 | -4.9706 | 123 | 560922.6576 | 568985.3573 | -4.9008 | -4.8979 | 2.642
|  | 504 | 14 | 6552 | 1928669.8975 | 28906.3369 | 3369.1432 | 2030204.1106 | 2030204.1106 | -4.9253 | -4.8769 | -4.9386 | -4.9367 | 1017 | 4172473.3712 | 4172473.3712 | -4.9755 | -4.9712 | 768 | 3026425.4697 | 3026425.4697 | -4.9015 | -4.8983 | 5.2804
|  | 631 | 10 | 11358 | 2398293.0892 | 14409.6611 | 4789.6415 | 2524543.7846 | 2524543.7846 | -4.964 | -4.9424 | -4.9414 | -4.9283 | 589 | 2387598.83 | 2387598.83 | -5.1919 | -5.1624 | 956 | 3910532.3594 | 3910532.3594 | -4.6485 | -4.6269 | 6.5662
|  | 760 | 2 | 12160 | 2925916.0331 | 32234.4749 | 1085.225 | 3079957.1364 | 3079957.1364 | -4.9281 | -4.7574 | -4.9396 | -4.9376 | 926 | 4114071.7792 | 4122193.4077 | -4.9762 | -4.9718 | 882 | 3458805.263 | 3458805.263 | -4.9011 | -4.8979 | 8.0107
|  | 1059 | 11 | 13767 | 4253491.1159 | 34149.2008 | 8415.6622 | 4477496.8294 | 4477496.8294 | -4.9261 | -4.9109 | -4.9392 | -4.9372 | 539 | 2179471.6848 | 2179471.6848 | -4.9762 | -4.9719 | 631 | 2487843.4162 | 2487843.4162 | -4.9013 | -4.8982 | 11.6454
|  | 699 | 4 | 13281 | 2777435.6602 | 24141.1915 | 2435.2677 | 2923694.7311 | 2923694.7311 | -4.9851 | -4.9166 | -4.9528 | -4.9394 | 774 | 3337598.5037 | 3337598.5037 | -5.197 | -5.167 | 230 | 915302.464 | 915302.464 | -4.6442 | -4.6242 | 7.6042
|  | 1091 | 12 | 12001 | 4374249.0659 | 28858.9825 | 11451.7036 | 4604611.3506 | 4604611.3506 | -4.9782 | -4.9707 | -4.9476 | -4.9339 | 818 | 3335641.8088 | 3335641.8088 | -5.1969 | -5.167 | 1057 | 4441644.9861 | 4441644.9861 | -4.6524 | -4.6307 | 11.976
|  | 485 | 5 | 5820 | 1912882.7257 | 14326.0125 | 1029.8077 | 2013609.0585 | 2013609.0585 | -4.9669 | -4.7973 | -4.9403 | -4.9274 | 458 | 1799372.6044 | 1799372.6044 | -5.1906 | -5.1613 | 543 | 2408130.8861 | 2411092.1879 | -4.6462 | -4.6251 | 5.2372
|  | 715 | 6 | 7150 | 2775742.142 | 20578.4648 | 2811.6841 | 2921886.3789 | 2921886.3789 | -4.9727 | -4.9168 | -4.9422 | -4.9289 | 993 | 4141016.2684 | 4141016.2684 | -5.1948 | -5.1646 | 434 | 1780859.6401 | 1780859.6401 | -4.6446 | -4.6238 | 7.5996
|  | 447 | 4 | 6705 | 1697581.4569 | 28438.5058 | 5684.8398 | 1786944.8013 | 1786944.8013 | -4.9273 | -4.9026 | -4.9396 | -4.9378 | 935 | 4034646.6612 | 4034646.6612 | -4.9755 | -4.9712 | 739 | 2908623.8628 | 2908623.8628 | -4.9014 | -4.8983 | 4.6477
|  | 225 | 18 | 2475 | 938674.0269 | 11341.2627 | 3547.2133 | 988121.9171 | 988121.9171 | -4.9102 | -4.8794 | -4.938 | -4.9363 | 852 | 3667611.32 | 3667611.32 | -4.9755 | -4.9711 | 615 | 2701460.6965 | 2701460.6965 | -4.9014 | -4.8983 | 2.5699
|  | 72 | 6 | 1440 | 298887.1206 | 5289.6877 | 730.4482 | 314631.4728 | 314631.4728 | -4.8837 | -4.6695 | -4.937 | -4.9356 | 143 | 579393.4586 | 579393.4586 | -4.9738 | -4.9699 | 825 | 3523272.2686 | 3523272.2686 | -4.9016 | -4.8984 | 0.81831
|  | 438 | 13 | 4818 | 1800693.3471 | 10947.3003 | 4801.1117 | 1895541.1218 | 1895541.1218 | -4.9084 | -4.8928 | -4.9386 | -4.9367 | 210 | 928163.9674 | 928163.9674 | -4.9742 | -4.9702 | 362 | 1602129.0766 | 1602129.0766 | -4.9022 | -4.899 | 4.93
|  | 91 | 4 | 1729 | 361244.3728 | 3764.9275 | 344.5245 | 380267.2785 | 380267.2785 | -4.9239 | -4.4331 | -4.9415 | -4.9308 | 86 | 374934.7562 | 374934.7562 | -5.185 | -5.1578 | 403 | 1598149.1568 | 1598149.1568 | -4.6472 | -4.6266 | 0.98903
|  | 535 | 12 | 8025 | 2164261.2132 | 26591.2606 | 5102.2836 | 2278245.7908 | 2278245.7908 | -4.9232 | -4.8953 | -4.9377 | -4.9358 | 114 | 517260.7022 | 521777.6925 | -4.9729 | -4.969 | 720 | 2965351.9636 | 2965351.9636 | -4.9005 | -4.8973 | 5.9254
|  | 961 | 15 | 15376 | 3563088.4082 | 46873.8138 | 8027.9102 | 3750619.3771 | 3750619.3771 | -4.928 | -4.9095 | -4.939 | -4.9371 | 99 | 415325.9989 | 415325.9989 | -4.9737 | -4.9698 | 549 | 2513186.0008 | 2564586.3521 | -4.9013 | -4.8982 | 9.7552
|  | 783 | 11 | 9396 | 3108963.321 | 35582.1342 | 5375.4164 | 3272679.6751 | 3272679.6751 | -4.9272 | -4.8986 | -4.939 | -4.937 | 568 | 2461638.7483 | 2461638.7483 | -4.9752 | -4.9709 | 952 | 3829929.9104 | 3829929.9104 | -4.9017 | -4.8985 | 8.5119
|  | 558 | 2 | 6696 | 2210577.8912 | 20412.7899 | 1235.2426 | 2326983.7779 | 2326983.7779 | -4.966 | -4.822 | -4.9337 | -4.9206 | 831 | 3364323.5632 | 3364323.5632 | -5.1791 | -5.1491 | 600 | 2457704.8708 | 2457704.8708 | -4.6315 | -4.6104 | 6.0522
|  | 943 | 13 | 18860 | 4058514.6026 | 78206.5776 | 6675.4576 | 4240243.4617 | 4272357.4299 | -4.9313 | -4.9055 | -4.9391 | -4.9371 | 1077 | 4340072.1812 | 4340072.1812 | -4.9755 | -4.9711 | 962 | 3961195.9069 | 3961195.9069 | -4.9016 | -4.8984 | 11.1116
|  | 924 | 9 | 12012 | 3827757.7611 | 37073.2995 | 5796.3655 | 4029387.9652 | 4029387.9652 | -4.9275 | -4.9012 | -4.9391 | -4.9372 | 343 | 1379396.873 | 1379396.873 | -4.9746 | -4.9705 | 879 | 3574715.262 | 3574715.262 | -4.9016 | -4.8984 | 10.4798
|  | 595 | 6 | 8330 | 2482541.5969 | 26024.6317 | 1955.6902 | 2613318.1347 | 2613318.1347 | -4.9788 | -4.8898 | -4.9449 | -4.9317 | 305 | 1212243.68 | 1212243.68 | -5.1915 | -5.1628 | 1048 | 4227808.6745 | 4227808.6745 | -4.6522 | -4.6305 | 6.7968
|  | 625 | 18 | 10625 | 2455621.3856 | 34603.0045 | 4943.4992 | 2584922.8781 | 2584922.8781 | -4.9796 | -4.948 | -4.9447 | -4.9315 | 947 | 3887715.1172 | 3887715.1172 | -5.1976 | -5.1676 | 437 | 1877883.7174 | 1877883.7174 | -4.6481 | -4.6273 | 6.7231
|  | 394 | 2 | 7486 | 1600837.7222 | 26931.976 | 317.9282 | 1685151.3137 | 1685151.3137 | -4.9269 | -4.3264 | -4.9395 | -4.9377 | 660 | 2626099.7638 | 2626099.7638 | -4.9751 | -4.9708 | 241 | 1075383.3807 | 1079597.6044 | -4.9006 | -4.8976 | 4.3829
|  | 467 | 3 | 8406 | 1762913.5014 | 45680.0754 | 2131.4419 | 1855711.6586 | 1855711.6586 | -4.9298 | -4.8445 | -4.9383 | -4.9365 | 1028 | 4252483.9113 | 4252483.9113 | -4.9754 | -4.971 | 303 | 1240286.8872 | 1240286.8872 | -4.9006 | -4.8976 | 4.8266
|  | 120 | 11 | 1680 | 493191.8029 | 8747.8023 | 1178.9923 | 519169.5982 | 519169.5982 | -4.9039 | -4.7704 | -4.9375 | -4.9359 | 1068 | 4518283.7331 | 4518283.7331 | -4.9756 | -4.9712 | 1053 | 4656159.2629 | 4656159.2629 | -4.9018 | -4.8986 | 1.3503
|  | 490 | 13 | 6370 | 2012043.0697 | 24484.6509 | 5019.9966 | 2118022.3277 | 2118022.3277 | -4.9234 | -4.8958 | -4.9386 | -4.9368 | 383 | 1502202.1718 | 1502202.1718 | -4.9746 | -4.9705 | 856 | 3444528.4552 | 3444528.4552 | -4.9016 | -4.8984 | 5.5087
|  | 291 | 17 | 3201 | 1151962.6093 | 17758.5762 | 5420.6932 | 1212622.9802 | 1212622.9802 | -4.9193 | -4.8988 | -4.9382 | -4.9364 | 828 | 3307492.5249 | 3307492.5249 | -4.9754 | -4.9711 | 261 | 1123293.2023 | 1123293.2023 | -4.9008 | -4.8977 | 3.1539
|  | 926 | 4 | 18520 | 3928754.8548 | 67330.2757 | 8865.9699 | 4133056.2804 | 4135740.114 | -4.9327 | -4.9148 | -4.9402 | -4.9382 | 774 | 3202036.4277 | 3202036.4277 | -4.9753 | -4.971 | 921 | 4009628.3606 | 4009628.3606 | -4.9015 | -4.8984 | 10.7563
|  | 810 | 17 | 15390 | 3374661.448 | 66441.4695 | 23134.5559 | 3552431.6642 | 3552431.6642 | -4.9299 | -4.9256 | -4.9386 | -4.9367 | 982 | 4500249.2857 | 4575188.2214 | -4.9764 | -4.972 | 163 | 643977.6129 | 643977.6129 | -4.8999 | -4.897 | 9.2393
|  | 756 | 8 | 10584 | 3215955.4426 | 48497.8363 | 10105.3943 | 3382438.3245 | 3385390.1957 | -4.9295 | -4.9158 | -4.9387 | -4.9367 | 356 | 1431379.0954 | 1431379.0954 | -4.9744 | -4.9702 | 82 | 367207.9333 | 367637.8457 | -4.8994 | -4.8966 | 8.8048
|  | 495 | 14 | 4950 | 1848792.1541 | 17058.4361 | 8361.0513 | 1946102.6851 | 1946102.6851 | -4.9182 | -4.911 | -4.9386 | -4.9367 | 940 | 4005777.3127 | 4005777.3127 | -4.9755 | -4.9712 | 732 | 3116242.2915 | 3116242.2915 | -4.9015 | -4.8984 | 5.0617
|  | 909 | 13 | 10908 | 3601545.1592 | 45852.7136 | 18290.3359 | 3791197.5777 | 3791197.5777 | -4.9288 | -4.9241 | -4.9391 | -4.9371 | 712 | 3072539.2428 | 3072539.2428 | -4.9753 | -4.971 | 562 | 2327587.2568 | 2327587.2568 | -4.9024 | -4.8993 | 9.8605
|  | 200 | 13 | 2400 | 761749.7433 | 11043.066 | 5552.9988 | 801850.3488 | 801850.3488 | -4.9091 | -4.8988 | -4.9369 | -4.9352 | 480 | 1940995.3715 | 1940995.3715 | -4.974 | -4.9698 | 554 | 2186187.5154 | 2186187.5154 | -4.9002 | -4.8971 | 2.0856
|  | 475 | 13 | 8075 | 1948101.98 | 47704.3778 | 11394.648 | 2050712.4105 | 2050712.4105 | -4.9295 | -4.9181 | -4.9386 | -4.9367 | 763 | 3208660.6858 | 3208660.6858 | -4.9765 | -4.9721 | 1050 | 4267208.8726 | 4267208.8726 | -4.9016 | -4.8985 | 5.3336
|  | 964 | 18 | 13496 | 3998285.8999 | 49831.2175 | 39166.2381 | 4208900.6289 | 4208900.6289 | -4.9284 | -4.9289 | -4.9391 | -4.9372 | 200 | 790924.327 | 790924.327 | -4.9743 | -4.9702 | 535 | 2386399.8502 | 2386651.7474 | -4.9013 | -4.8982 | 10.9467
|  | 68 | 19 | 1360 | 291663.4636 | 8652.3986 | 4294.5776 | 306552.8504 | 307030.8276 | -4.8993 | -4.8856 | -4.9356 | -4.9346 | 243 | 1011625.9544 | 1011625.9544 | -4.9633 | -4.9603 | 628 | 2489431.3668 | 2489431.3668 | -4.9112 | -4.9088 | 0.79853
|  | 369 | 8 | 5904 | 1447956.8408 | 37561.5892 | 9716.9725 | 1524198.7174 | 1524198.7174 | -4.926 | -4.9132 | -4.9382 | -4.9369 | 515 | 2100690.7357 | 2100690.7357 | -4.9653 | -4.9621 | 618 | 2485085.4139 | 2485085.4139 | -4.9126 | -4.9102 | 3.9643
|  | 925 | 12 | 16650 | 3538592.5553 | 85436.5571 | 25913.0405 | 3724880.1738 | 3724880.1738 | -4.932 | -4.9276 | -4.939 | -4.9371 | 574 | 2370257.3784 | 2370257.3784 | -4.975 | -4.9708 | 575 | 2432779.0027 | 2432779.0027 | -4.9025 | -4.8993 | 9.6881
|  | 928 | 5 | 16704 | 4200647.2439 | 100895.6805 | 40949.5148 | 4301400.3672 | 4422054.0322 | -4.9309 | -4.9288 | -4.9389 | -4.9374 | 409 | 1757854.9386 | 1757854.9386 | -4.9652 | -4.962 | 66 | 283663.6331 | 283663.6331 | -4.9112 | -4.9092 | 11.5007
|  | 910 | 11 | 10920 | 3703998.3421 | 54793.5682 | 27768.5616 | 3899084.6271 | 3899084.6271 | -4.9271 | -4.9251 | -4.9381 | -4.9366 | 193 | 779738.7327 | 779738.7327 | -4.9638 | -4.9609 | 382 | 1597930.4731 | 1597930.4731 | -4.9116 | -4.9093 | 10.141
|  | 978 | 4 | 14670 | 4238795.9769 | 74997.8445 | 30507.6117 | 4437424.5548 | 4462148.5744 | -4.9307 | -4.928 | -4.9397 | -4.9382 | 359 | 1448481.9311 | 1448481.9311 | -4.9651 | -4.962 | 868 | 3766430.2391 | 3766430.2391 | -4.9128 | -4.9104 | 11.6052
|  | 166 | 20 | 2324 | 649620.6931 | 15313.541 | 11037.8512 | 683825.6383 | 683825.6383 | -4.9138 | -4.914 | -4.9369 | -4.9358 | 377 | 1487406.9491 | 1487406.9491 | -4.9643 | -4.9612 | 1072 | 4595879.76 | 4595879.76 | -4.9131 | -4.9106 | 1.7786
|  | 55 | 8 | 605 | 224783.4543 | 3425.2464 | 395.6858 | 236622.9493 | 236622.9493 | -4.8557 | -4.4449 | -4.9368 | -4.9354 | 812 | 3265718.0548 | 3265718.0548 | -4.9754 | -4.971 | 453 | 1853988.3992 | 1853988.3992 | -4.9011 | -4.898 | 0.61542
|  | 261 | 5 | 2871 | 1041666.0757 | 14079.6114 | 2117.1178 | 1096521.7592 | 1096521.7592 | -4.9163 | -4.8439 | -4.9382 | -4.9364 | 216 | 896845.8474 | 896845.8474 | -4.9743 | -4.9703 | 970 | 4336589.0764 | 4340388.8112 | -4.9029 | -4.8996 | 2.8519
|  | 441 | 7 | 8379 | 1829974.9055 | 32207.1361 | 5183.6099 | 1926371.4637 | 1926371.4637 | -4.926 | -4.8969 | -4.9376 | -4.9358 | 857 | 3550590.1521 | 3550590.1521 | -4.9745 | -4.9701 | 468 | 1998682.8478 | 1998682.8478 | -4.9002 | -4.8971 | 5.0102
|  | 570 | 11 | 11400 | 2171336.1982 | 73607.5605 | 14174.221 | 2285641.4622 | 2285641.4622 | -4.9318 | -4.9217 | -4.9386 | -4.9368 | 570 | 2412057.6659 | 2412057.6659 | -4.9751 | -4.9709 | 261 | 1052571.3318 | 1052571.3318 | -4.9018 | -4.8988 | 5.9448
|  | 849 | 15 | 9339 | 3503563.9486 | 61537.9531 | 19183.5868 | 3688111.8949 | 3688111.8949 | -4.9308 | -4.925 | -4.9391 | -4.9371 | 840 | 3356760.7775 | 3356760.7775 | -4.9765 | -4.9722 | 908 | 3980833.8136 | 3980833.8136 | -4.9016 | -4.8985 | 9.5922
|  | 775 | 9 | 7750 | 3104161.341 | 50480.0499 | 18089.9177 | 3267635.4306 | 3267635.4306 | -4.9278 | -4.9225 | -4.9387 | -4.9373 | 447 | 1752349.4978 | 1752349.4978 | -4.9651 | -4.962 | 245 | 1116906.9974 | 1132835.9097 | -4.912 | -4.9098 | 8.4987
|  | 563 | 8 | 6193 | 2166652.3884 | 31309.1836 | 7142.9702 | 2280720.0955 | 2280720.0955 | -4.9268 | -4.9082 | -4.9387 | -4.9368 | 245 | 994432.8264 | 994432.8264 | -4.9756 | -4.9714 | 396 | 1744003.8603 | 1744003.8603 | -4.9011 | -4.898 | 5.932
|  | 249 | 5 | 3984 | 945685.703 | 19764.3318 | 3136.7043 | 995468.1001 | 995468.1001 | -4.9186 | -4.8704 | -4.937 | -4.9357 | 540 | 2398167.9803 | 2398167.9803 | -4.9642 | -4.9611 | 780 | 3225959.9476 | 3225959.9476 | -4.9117 | -4.9094 | 2.5891
|  | 781 | 14 | 12496 | 3421625.9344 | 20348.796 | 4077.4463 | 3538449.1958 | 3601933.0391 | -4.9724 | -4.9381 | -4.9463 | -4.9329 | 1047 | 4395616.4991 | 4395616.4991 | -5.1983 | -5.1681 | 287 | 1147804.3009 | 1147804.3009 | -4.6529 | -4.6326 | 9.3679
|  | 307 | 13 | 3684 | 1185877.7796 | 9905.568 | 2458.6555 | 1248312.4571 | 1248312.4571 | -4.9037 | -4.8522 | -4.9357 | -4.9339 | 124 | 523557.7175 | 523557.7175 | -4.9714 | -4.9674 | 318 | 1241099.8563 | 1241099.8563 | -4.8981 | -4.8952 | 3.2468
|  | 366 | 12 | 5124 | 1392497.6528 | 7955.9132 | 575.9783 | 1465801.9495 | 1465801.9495 | -4.9519 | -4.6491 | -4.9418 | -4.9293 | 396 | 1630786.4058 | 1630786.4058 | -5.1933 | -5.1641 | 376 | 1537311.3712 | 1537311.3712 | -4.647 | -4.6264 | 3.8125
|  | 264 | 5 | 2640 | 1054627.1042 | 7848.2042 | 770.7586 | 1110165.7214 | 1110165.7214 | -4.9545 | -4.7373 | -4.9404 | -4.9282 | 914 | 3798787.2213 | 3798787.2213 | -5.1975 | -5.1675 | 832 | 3550611.1831 | 3550611.1831 | -4.6514 | -4.6298 | 2.8874
|  | 654 | 15 | 12426 | 2559205.579 | 27528.755 | 1024.8846 | 2693957.212 | 2693957.212 | -4.9769 | -4.7972 | -4.9449 | -4.9317 | 997 | 4103058.4355 | 4103058.4355 | -5.1979 | -5.1678 | 285 | 1116633.8929 | 1116633.8929 | -4.6453 | -4.6251 | 7.0067
|  | 264 | 17 | 4752 | 1074041.5695 | 10347.3339 | 1241.456 | 1130610.1784 | 1130610.1784 | -4.9598 | -4.8297 | -4.9403 | -4.9281 | 879 | 3596343.5254 | 3596343.5254 | -5.2047 | -5.1747 | 705 | 3204508.2592 | 3287301.1093 | -4.6509 | -4.6295 | 2.9406
|  | 287 | 12 | 5740 | 1193350.5935 | 11738.1248 | 3129.8321 | 1256212.9598 | 1256212.9598 | -4.9075 | -4.8686 | -4.9356 | -4.9339 | 380 | 1532435.3024 | 1532435.3024 | -4.9722 | -4.9681 | 395 | 1752828.732 | 1754384.8198 | -4.8984 | -4.8954 | 3.2672
|  | 637 | 15 | 10829 | 2424126.8467 | 21734.5737 | 6831.1284 | 2551738.7247 | 2551738.7247 | -4.9174 | -4.9015 | -4.9362 | -4.9343 | 441 | 1832926.5215 | 1832926.5215 | -4.9724 | -4.9682 | 877 | 3592398.5254 | 3592398.5254 | -4.899 | -4.8959 | 6.6369
|  | 1018 | 14 | 19342 | 4231354.0431 | 73247.088 | 4692.7702 | 4454249.3549 | 4454249.3549 | -4.9847 | -4.9469 | -4.9474 | -4.9337 | 932 | 3939213.6565 | 3939213.6565 | -5.1977 | -5.1676 | 900 | 3627691.1959 | 3627691.1959 | -4.6513 | -4.6298 | 11.5848
|  | 168 | 18 | 2856 | 648353.3533 | 6326.9524 | 368.3517 | 682487.939 | 682487.939 | -4.9426 | -4.4588 | -4.9373 | -4.9258 | 372 | 1501709.5412 | 1501709.5412 | -5.1926 | -5.1636 | 279 | 1113727.6157 | 1113727.6157 | -4.6452 | -4.6249 | 1.7751
|  | 185 | 10 | 2590 | 717345.0681 | 4903.9691 | 359.4788 | 755113.3076 | 755113.3076 | -4.9317 | -4.4475 | -4.9382 | -4.9265 | 913 | 4117766.6423 | 4186603.9918 | -5.1978 | -5.1678 | 811 | 3319319.6325 | 3319319.6325 | -4.6509 | -4.6295 | 1.964
|  | 1023 | 8 | 11253 | 4091928.4755 | 13636.7453 | 1362.637 | 4307419.0617 | 4307419.0617 | -4.9668 | -4.8442 | -4.9473 | -4.9336 | 73 | 318945.1525 | 318945.1525 | -5.1839 | -5.157 | 178 | 755845.6898 | 755845.6898 | -4.6432 | -4.6234 | 11.2031
|  | 382 | 17 | 5730 | 1515191.3229 | 8028.4814 | 928.9623 | 1594979.8741 | 1594979.8741 | -4.9499 | -4.7749 | -4.9422 | -4.9296 | 233 | 980521.5236 | 980521.5236 | -5.1905 | -5.1619 | 723 | 2857433.4305 | 2857433.4305 | -4.6502 | -4.6289 | 4.1484
|  | 226 | 16 | 2486 | 889844.3114 | 2588.8851 | 325.3595 | 936700.0867 | 936700.0867 | -4.8747 | -4.3838 | -4.9374 | -4.9254 | 717 | 2987007.6554 | 2987007.6554 | -5.1943 | -5.1646 | 1036 | 4245810.7227 | 4245810.7227 | -4.6502 | -4.6285 | 2.4363
|  | 126 | 19 | 1260 | 503519.5662 | 2361.9599 | 263.2817 | 530035.9078 | 530035.9078 | -4.8692 | -4.2478 | -4.9361 | -4.9249 | 151 | 638681.8949 | 638681.8949 | -5.188 | -5.1601 | 702 | 2739786.4753 | 2739786.4753 | -4.6574 | -4.6361 | 1.3786
|  | 316 | 12 | 4108 | 1182057.0396 | 4978.2058 | 1316.5044 | 1244274.9603 | 1244274.9603 | -4.9203 | -4.8277 | -4.9311 | -4.9187 | 981 | 4377542.5618 | 4433662.3476 | -5.1884 | -5.1583 | 347 | 1451938.389 | 1451938.389 | -4.6369 | -4.6163 | 3.2363
|  | 284 | 14 | 3692 | 1148022.5181 | 5452.6397 | 1509.4821 | 1208484.7884 | 1208484.7884 | -4.9352 | -4.8566 | -4.9408 | -4.9285 | 427 | 1685857.4373 | 1685857.4373 | -5.1935 | -5.1643 | 1030 | 4504152.9051 | 4504152.9051 | -4.6526 | -4.6308 | 3.1431
|  | 1054 | 8 | 12648 | 3975118.9452 | 12453.0492 | 1450.8073 | 4184364.0444 | 4184364.0444 | -4.9641 | -4.8521 | -4.9472 | -4.9335 | 531 | 2161154.8035 | 2161154.8035 | -5.1946 | -5.1652 | 973 | 4259889.8087 | 4265737.2135 | -4.6523 | -4.6305 | 10.8833
|  | 405 | 11 | 7290 | 1616646.3516 | 8420.1878 | 612.1142 | 1701781.4558 | 1701781.4558 | -4.9509 | -4.6661 | -4.9406 | -4.9279 | 188 | 785472.099 | 785472.099 | -5.1873 | -5.1591 | 701 | 3041650.862 | 3041650.862 | -4.6486 | -4.6272 | 4.4261
|  | 55 | 20 | 715 | 217113.0263 | 771.6881 | 260.9611 | 228545.5837 | 228545.5837 | -4.6166 | -4.2271 | -4.9211 | -4.9113 | 505 | 2121162.5287 | 2121162.5287 | -5.1848 | -5.1553 | 929 | 3632452.2994 | 3632452.2994 | -4.6415 | -4.62 | 0.59442
|  | 933 | 14 | 18660 | 3908262.4293 | 21906.4999 | 4458.6507 | 4109959.5559 | 4114149.5756 | -4.9717 | -4.9405 | -4.947 | -4.9334 | 671 | 2682427.0108 | 2682427.0108 | -5.1958 | -5.1661 | 561 | 2299328.2586 | 2299328.2586 | -4.6491 | -4.628 | 10.7002
|  | 1040 | 2 | 16640 | 4130677.4736 | 16698.8321 | 596.9806 | 4348197.2529 | 4348197.2529 | -4.9782 | -4.6693 | -4.9528 | -4.9391 | 1044 | 4078893.9671 | 4078893.9671 | -5.1959 | -5.1658 | 289 | 1157623.1975 | 1157623.1975 | -4.6435 | -4.6232 | 11.3092
|  | 584 | 12 | 11096 | 2540311.6084 | 9874.7394 | 1844.6458 | 2643650.1048 | 2674170.1865 | -4.9495 | -4.8719 | -4.9388 | -4.9256 | 649 | 2866672.2109 | 2867596.9186 | -5.1901 | -5.1603 | 268 | 1124483.6802 | 1124483.6802 | -4.6467 | -4.6264 | 6.955
|  | 81 | 7 | 1377 | 314547.1694 | 2164.1282 | 22.8717 | 331108.2752 | 331108.2752 | -4.8615 | 3.4917 | -4.9333 | -4.9229 | 601 | 2395524.96 | 2395524.96 | -5.1953 | -5.1657 | 385 | 1576578.2775 | 1576578.2775 | -4.6546 | -4.6339 | 0.86118
|  | 851 | 2 | 16169 | 3654356.5417 | 25104.4448 | 415.7136 | 3797331.7094 | 3846901.3338 | -4.9861 | -4.5299 | -4.9541 | -4.9405 | 575 | 2300615.7023 | 2300615.7023 | -5.195 | -5.1655 | 662 | 2785713.9505 | 2785713.9505 | -4.6575 | -4.6362 | 10.0051
|  | 540 | 14 | 8640 | 2047012.8345 | 24539.4029 | 932.5707 | 2154769.2486 | 2154769.2486 | -4.9766 | -4.7794 | -4.9438 | -4.9308 | 582 | 2309633.536 | 2309633.536 | -5.195 | -5.1655 | 749 | 3139816.9299 | 3139816.9299 | -4.6507 | -4.6293 | 5.6044
|  | 867 | 7 | 15606 | 3613706.4508 | 22161.7729 | 841.6555 | 3797073.1376 | 3804069.6537 | -4.9754 | -4.7569 | -4.9467 | -4.9331 | 459 | 1877493.0435 | 1877493.0435 | -5.194 | -5.1647 | 195 | 794814.2278 | 794814.2278 | -4.6508 | -4.631 | 9.8938
|  | 384 | 3 | 5376 | 1490422.4542 | 8449.0582 | 164.6435 | 1568893.8241 | 1568893.8241 | -4.9642 | -3.818 | -4.9496 | -4.9369 | 188 | 754091.8762 | 754091.8762 | -5.1891 | -5.1609 | 648 | 2644825.1042 | 2644825.1042 | -4.6498 | -4.6286 | 4.0806
|  | 787 | 7 | 7870 | 3056008.0542 | 16243.0396 | 401.6401 | 3216908.7361 | 3216908.7361 | -4.9717 | -4.5051 | -4.9459 | -4.9325 | 600 | 2579020.2917 | 2579020.2917 | -5.203 | -5.1733 | 652 | 2821664.6162 | 2821664.6162 | -4.6501 | -4.6288 | 8.3669
|  | 893 | 2 | 14288 | 3408274.1385 | 94418.7116 | 35077.4613 | 3587697.9763 | 3587697.9763 | -4.9385 | -4.9358 | -4.9374 | -4.9337 | 625 | 2744071.1055 | 2744071.1055 | -5.0031 | -4.995 | 414 | 1804756.9625 | 1804756.9625 | -4.8589 | -4.8532 | 9.3313
|  | 873 | 9 | 8730 | 3390604.932 | 46119.0342 | 49176.5902 | 3569122.604 | 3569122.604 | -4.9346 | -4.9366 | -4.9372 | -4.9335 | 187 | 821181.6044 | 821181.6044 | -5.0031 | -4.9954 | 573 | 2470178.2531 | 2470178.2531 | -4.861 | -4.8553 | 9.283
|  | 713 | 3 | 12121 | 2721336.7434 | 91574.6012 | 31922.3524 | 2864597.7451 | 2864597.7451 | -4.9386 | -4.9354 | -4.9373 | -4.9336 | 827 | 3548375.3335 | 3548375.3335 | -5.0057 | -4.9975 | 301 | 1274384.638 | 1274384.638 | -4.8586 | -4.8529 | 7.4506
|  | 909 | 5 | 11817 | 3796163.5923 | 93751.7661 | 45226.3321 | 3996141.0636 | 3996141.0636 | -4.9365 | -4.9351 | -4.9357 | -4.932 | 113 | 441019.7603 | 441019.7603 | -5.0004 | -4.993 | 807 | 3649309.6563 | 3660664.7252 | -4.8621 | -4.8561 | 10.3933
|  | 196 | 11 | 3920 | 852480.7526 | 5418.719 | 11967.8861 | 889600.6394 | 897401.1393 | -4.8783 | -4.9126 | -4.9345 | -4.9328 | 277 | 1248448.1334 | 1252555.973 | -4.9723 | -4.9682 | 877 | 3697931.5826 | 3697931.5826 | -4.8983 | -4.8951 | 2.334
|  | 70 | 18 | 840 | 276429.0827 | 1351.9595 | 6086.2273 | 290985.0966 | 290985.0966 | -4.7248 | -4.8952 | -4.9335 | -4.9321 | 459 | 1935800.3708 | 1935800.3708 | -4.9716 | -4.9673 | 142 | 612907.0387 | 612907.0387 | -4.8968 | -4.894 | 0.75682
|  | 152 | 3 | 2888 | 579014.2635 | 4320.2314 | 5366.9354 | 609495.2045 | 609495.2045 | -4.8705 | -4.8976 | -4.9363 | -4.9347 | 585 | 2355638.6499 | 2355638.6499 | -4.9738 | -4.9695 | 479 | 2029968.9619 | 2029968.9619 | -4.8986 | -4.8956 | 1.5853
|  | 237 | 13 | 3081 | 954187.3296 | 6242.1686 | 5501.586 | 1004439.5029 | 1004439.5029 | -4.8961 | -4.9046 | -4.9373 | -4.934 | 683 | 2768097.5211 | 2768097.5211 | -5.0068 | -4.9988 | 87 | 366565.8822 | 366565.8822 | -4.8601 | -4.855 | 2.6124
|  | 228 | 8 | 2736 | 875514.1033 | 3678.2233 | 11226.1694 | 921606.4975 | 921606.4975 | -4.8554 | -4.9125 | -4.9346 | -4.9329 | 787 | 3251755.8054 | 3251755.8054 | -4.9731 | -4.9687 | 87 | 344504.144 | 344504.144 | -4.8963 | -4.8936 | 2.397
|  | 957 | 17 | 10527 | 3620869.6318 | 51226.7926 | 42970.3102 | 3811472.3034 | 3811472.3034 | -4.9362 | -4.937 | -4.9392 | -4.9355 | 262 | 1086770.0496 | 1086770.0496 | -5.0055 | -4.9977 | 615 | 2534254.283 | 2534254.283 | -4.8652 | -4.8593 | 9.9134
|  | 163 | 4 | 1630 | 669879.4938 | 6635.7134 | 1550.2364 | 705163.9103 | 705163.9103 | -4.9035 | -4.8193 | -4.9388 | -4.9356 | 372 | 1539417.6139 | 1539417.6139 | -5.0061 | -4.9982 | 172 | 712253.8187 | 712253.8187 | -4.8612 | -4.8558 | 1.834
|  | 566 | 17 | 10754 | 2104011.4765 | 26471.1235 | 25298.6468 | 2214751.2225 | 2214751.2225 | -4.9294 | -4.9321 | -4.9383 | -4.9349 | 219 | 959278.979 | 959278.979 | -5.0054 | -4.9976 | 134 | 615588.1079 | 631374.542 | -4.861 | -4.8557 | 5.7605
|  | 676 | 13 | 10140 | 2702602.3725 | 20160.0449 | 14110.6298 | 2844927.2483 | 2844927.2483 | -4.9264 | -4.9261 | -4.9388 | -4.9352 | 979 | 4515896.1957 | 4671296.5057 | -5.0076 | -4.9994 | 726 | 3018757.408 | 3018757.408 | -4.8632 | -4.8574 | 7.3993
|  | 980 | 8 | 9800 | 3772391.2523 | 10762.6859 | 16597.4087 | 3970996.6498 | 3970996.6498 | -4.9141 | -4.9278 | -4.9393 | -4.9356 | 208 | 897188.8762 | 897188.8762 | -5.0053 | -4.9976 | 329 | 1341583.9798 | 1341583.9798 | -4.8621 | -4.8566 | 10.3282
|  | 723 | 3 | 13737 | 3080084.2517 | 23669.8724 | 2562.4737 | 3229033.2726 | 3242362.1956 | -4.9339 | -4.8695 | -4.942 | -4.9384 | 541 | 2456635.5021 | 2504849.6568 | -5.0077 | -4.9997 | 692 | 2745452.6781 | 2745452.6781 | -4.8642 | -4.8584 | 8.4328
|  | 534 | 18 | 9078 | 2027316.0653 | 69615.8734 | 47865.4676 | 2134036.8812 | 2134036.8812 | -4.9365 | -4.9364 | -4.9366 | -4.9331 | 903 | 3832742.7847 | 3832742.7847 | -5.0055 | -4.9974 | 1078 | 4372903.0799 | 4372903.0799 | -4.8622 | -4.8562 | 5.5505
|  | 147 | 5 | 2499 | 568922.6127 | 14621.3079 | 6217.4473 | 598875.9721 | 598875.9721 | -4.9202 | -4.9076 | -4.9326 | -4.9295 | 553 | 2277620.6813 | 2277620.6813 | -5.0026 | -4.9947 | 965 | 4034929.0458 | 4034929.0458 | -4.8619 | -4.8559 | 1.5576
|  | 1098 | 8 | 15372 | 4227547.2779 | 117880.7869 | 47043.6323 | 4450115.6896 | 4450115.6896 | -4.9388 | -4.937 | -4.9377 | -4.934 | 541 | 2160153.0043 | 2160153.0043 | -5.0047 | -4.9968 | 955 | 3743292.0863 | 3743292.0863 | -4.8619 | -4.856 | 11.5744
|  | 1011 | 9 | 13143 | 3931420.9977 | 34592.4871 | 17279.2011 | 4138414.954 | 4138414.954 | -4.9332 | -4.9298 | -4.9389 | -4.9352 | 660 | 2785481.3741 | 2785481.3741 | -5.0065 | -4.9984 | 990 | 4061322.0864 | 4061322.0864 | -4.8654 | -4.8594 | 10.7636
|  | 1083 | 12 | 18411 | 4022523.188 | 132121.8675 | 23283.4074 | 4234237.9241 | 4234237.9241 | -4.9412 | -4.9349 | -4.9401 | -4.9364 | 300 | 1214687.8468 | 1214687.8468 | -5.0063 | -4.9986 | 783 | 3337197.1911 | 3337197.1911 | -4.8642 | -4.8583 | 11.0131
|  | 726 | 14 | 11616 | 3146673.5164 | 44869.6052 | 20475.3476 | 3264311.4864 | 3312479.5221 | -4.9348 | -4.9314 | -4.9384 | -4.9348 | 751 | 3040515.1394 | 3040515.1394 | -5.0064 | -4.9983 | 549 | 2163235.2309 | 2163235.2309 | -4.8622 | -4.8565 | 8.6151
|  | 1010 | 19 | 11110 | 3800572.8751 | 69841.4304 | 21574.0429 | 4000626.5338 | 4000626.5338 | -4.9373 | -4.9321 | -4.9386 | -4.935 | 1098 | 4540862.7444 | 4540862.7444 | -5.007 | -4.9988 | 220 | 923075.4282 | 923075.4282 | -4.8611 | -4.8556 | 10.4054
|  | 666 | 6 | 11322 | 2529341.0115 | 87038.2893 | 15142.4804 | 2662489.5046 | 2662489.5046 | -4.9381 | -4.9283 | -4.937 | -4.9334 | 666 | 2815455.9848 | 2815455.9848 | -5.0052 | -4.9971 | 586 | 2393376.6604 | 2393376.6604 | -4.8613 | -4.8555 | 6.925
|  | 118 | 2 | 1180 | 443342.0359 | 10233.1052 | 789.4558 | 466678.285 | 466678.285 | -4.9169 | -4.6976 | -4.9367 | -4.9337 | 837 | 3466062.6043 | 3466062.6043 | -5.0058 | -4.9976 | 1073 | 4791155.6905 | 4791155.6905 | -4.8625 | -4.8565 | 1.2138
|  | 363 | 8 | 4356 | 1408182.5885 | 4453.9435 | 190.9406 | 1482323.7001 | 1482323.7001 | -4.8788 | -3.9239 | -4.9389 | -4.9355 | 508 | 2083477.2803 | 2083477.2803 | -5.0074 | -4.9995 | 128 | 547108.1278 | 547108.1278 | -4.8618 | -4.8566 | 3.8554
|  | 1041 | 13 | 16656 | 4133261.6145 | 33745.3945 | 9517.2731 | 4350916.9279 | 4350916.9279 | -4.9292 | -4.9168 | -4.9366 | -4.9329 | 842 | 3438644.9372 | 3438644.9372 | -5.0043 | -4.9962 | 163 | 699333.0035 | 699333.0035 | -4.8605 | -4.8551 | 11.3163
|  | 393 | 3 | 4716 | 1645645.1287 | 30272.0108 | 2630.9719 | 1732337.4404 | 1732337.4404 | -4.9341 | -4.8691 | -4.9382 | -4.9347 | 224 | 983814.9643 | 983814.9643 | -5.0034 | -4.9957 | 321 | 1264756.5569 | 1264756.5569 | -4.8622 | -4.8566 | 4.5055
|  | 701 | 6 | 7711 | 2611849.4834 | 7154.5369 | 3740.1599 | 2749320.6205 | 2749320.6205 | -4.9027 | -4.889 | -4.9398 | -4.9362 | 511 | 2313976.7338 | 2350082.5453 | -5.0076 | -4.9997 | 350 | 1379713.1647 | 1379713.1647 | -4.8633 | -4.8576 | 7.1509
|  | 303 | 10 | 5151 | 1185854.7591 | 2243.2288 | 110.4404 | 1248294.4623 | 1248294.4623 | -4.809 | -3.1742 | -4.937 | -4.9337 | 221 | 1015841.6593 | 1043383.6226 | -5.0048 | -4.9971 | 138 | 608302.9181 | 608302.9181 | -4.8604 | -4.8551 | 3.2467
|  | 204 | 4 | 2448 | 766242.3698 | 41577.8223 | 1792.8798 | 806575.0747 | 806575.0747 | -4.9382 | -4.8362 | -4.9385 | -4.9354 | 288 | 1165955.704 | 1165955.704 | -5.0051 | -4.9974 | 1075 | 4361875.9559 | 4361875.9559 | -4.8655 | -4.8595 | 2.0979
|  | 438 | 15 | 4818 | 1803695.8521 | 26729.8667 | 8904.127 | 1898702.9182 | 1898702.9182 | -4.9308 | -4.9192 | -4.9374 | -4.9339 | 664 | 2617828.7411 | 2617828.7411 | -5.006 | -4.9979 | 524 | 2051384.0294 | 2051384.0294 | -4.8619 | -4.8562 | 4.9383
|  | 136 | 12 | 1496 | 558495.6163 | 20451.8101 | 2089.3899 | 587912.9736 | 587912.9736 | -4.9305 | -4.8508 | -4.9375 | -4.9344 | 1083 | 4467385.9532 | 4467385.9532 | -5.0085 | -5.0004 | 1061 | 4465035.7482 | 4465035.7482 | -4.8649 | -4.8589 | 1.5291
|  | 943 | 12 | 11316 | 3658887.8861 | 58494.9281 | 12416.9409 | 3851529.3971 | 3851529.3971 | -4.9385 | -4.9274 | -4.9402 | -4.9366 | 344 | 1443576.6505 | 1443576.6505 | -5.009 | -5.0011 | 522 | 2158497.0032 | 2158497.0032 | -4.8638 | -4.8581 | 10.0175
|  | 407 | 16 | 4884 | 1581683.3175 | 40782.748 | 6972.3362 | 1664960.4113 | 1664960.4113 | -4.9366 | -4.9154 | -4.939 | -4.9356 | 299 | 1230050.8227 | 1230050.8227 | -5.0067 | -4.9989 | 553 | 2305533.1426 | 2305533.1426 | -4.8641 | -4.8582 | 4.3304
|  | 880 | 11 | 10560 | 3340175.9218 | 127368.6403 | 13991.1408 | 3516007.2613 | 3516007.2613 | -4.9373 | -4.9254 | -4.9356 | -4.932 | 145 | 623034.0323 | 623034.0323 | -5.0012 | -4.9936 | 988 | 4039301.6995 | 4039301.6995 | -4.8602 | -4.8543 | 9.1449
|  | 1097 | 16 | 12067 | 4463816.0018 | 54607.237 | 16904.8927 | 4698920.6927 | 4698920.6927 | -4.9334 | -4.9268 | -4.9363 | -4.9326 | 575 | 2482231.1661 | 2482231.1661 | -5.0056 | -4.9976 | 170 | 716919.4298 | 716919.4298 | -4.858 | -4.8526 | 12.2213
|  | 365 | 3 | 5840 | 1384824.9843 | 113564.727 | 3734.7445 | 1457723.7861 | 1457723.7861 | -4.9391 | -4.8893 | -4.9361 | -4.9327 | 910 | 3921651.4285 | 3921651.4285 | -5.0035 | -4.9954 | 458 | 1831457.586 | 1831457.586 | -4.8609 | -4.8552 | 3.7914
|  | 971 | 15 | 15536 | 4091666.8093 | 100605.7997 | 24516.5778 | 4307224.7248 | 4307224.7248 | -4.939 | -4.9337 | -4.9389 | -4.9352 | 234 | 985128.1949 | 985128.1949 | -5.0049 | -4.9972 | 606 | 2482882.2557 | 2482882.2557 | -4.8647 | -4.8589 | 11.2024
|  | 566 | 10 | 6792 | 2247823.5495 | 72662.1163 | 7881.2212 | 2366192.9286 | 2366192.9286 | -4.9354 | -4.9144 | -4.9349 | -4.9313 | 798 | 3469430.6682 | 3469430.6682 | -5.0034 | -4.9953 | 578 | 2525642.8344 | 2525642.8344 | -4.8615 | -4.8556 | 6.1542
|  | 720 | 11 | 14400 | 2730863.476 | 231488.8518 | 11541.49 | 2874618.9652 | 2874618.9652 | -4.9397 | -4.9239 | -4.9366 | -4.933 | 372 | 1650871.9846 | 1658122.2337 | -5.0039 | -4.9961 | 836 | 3644514.4054 | 3644514.4054 | -4.8614 | -4.8555 | 7.4767
|  | 765 | 4 | 12240 | 2884006.8488 | 445908.9225 | 5267.9048 | 3035816.7437 | 3035816.7437 | -4.9455 | -4.909 | -4.9417 | -4.9381 | 767 | 3170940.2129 | 3170940.2129 | -5.0077 | -4.9997 | 536 | 2270971.5087 | 2270971.5087 | -4.8637 | -4.8579 | 7.896
|  | 323 | 17 | 5168 | 1233904.7749 | 125645.925 | 4941.2043 | 1298862.4309 | 1298862.4309 | -4.9413 | -4.904 | -4.938 | -4.9348 | 767 | 3097540.9606 | 3097540.9606 | -5.0076 | -4.9995 | 938 | 4166357.9621 | 4175730.3073 | -4.8641 | -4.8583 | 3.3782
|  | 1058 | 8 | 20102 | 4350584.4076 | 640214.1939 | 14323.0516 | 4579742.7539 | 4579742.7539 | -4.9407 | -4.9274 | -4.9373 | -4.9336 | 896 | 3643998.7294 | 3643998.7294 | -5.0051 | -4.997 | 895 | 4024334.0705 | 4104083.7093 | -4.8615 | -4.8556 | 11.9113
|  | 752 | 2 | 12032 | 3105119.5584 | 210280.7847 | 6365.1528 | 3268379.1336 | 3268680.4045 | -4.9411 | -4.9116 | -4.9381 | -4.9344 | 438 | 1782336.8166 | 1782336.8166 | -5.0053 | -4.9974 | 981 | 3883099.3671 | 3883099.3671 | -4.8607 | -4.8548 | 8.5014
|  | 995 | 20 | 15920 | 4265511.3562 | 184483.7683 | 30956.8052 | 4442790.441 | 4490254.7295 | -4.938 | -4.9331 | -4.9363 | -4.9326 | 1056 | 4667016.1023 | 4680853.3653 | -5.0046 | -4.9964 | 603 | 2564534.8601 | 2564534.8601 | -4.8622 | -4.8563 | 11.6783
|  | 301 | 6 | 4816 | 1120881.2213 | 118729.041 | 4249.1937 | 1179877.0199 | 1179877.0199 | -4.9417 | -4.8981 | -4.9383 | -4.935 | 111 | 464636.1719 | 464636.1719 | -5.0049 | -4.9975 | 558 | 2246663.6311 | 2246663.6311 | -4.8637 | -4.858 | 3.0688
|  | 920 | 13 | 13800 | 3555680.5342 | 115495.3071 | 21235.6727 | 3742882.5266 | 3742882.5266 | -4.9394 | -4.9325 | -4.9383 | -4.9347 | 62 | 248360.8697 | 248360.8697 | -5.0023 | -4.9952 | 820 | 3410446.0197 | 3410446.0197 | -4.8627 | -4.8568 | 9.7349
|  | 236 | 7 | 2596 | 946827.9436 | 76435.2545 | 1402.1563 | 996691.2426 | 996691.2426 | -4.9375 | -4.8024 | -4.9352 | -4.9319 | 641 | 2661260.0243 | 2661260.0243 | -5.0047 | -4.9966 | 1081 | 4559772.1167 | 4559772.1167 | -4.8617 | -4.8558 | 2.5923
|  | 964 | 7 | 13496 | 3661577.7878 | 28110.3836 | 2277.5824 | 3854329.2088 | 3854329.2088 | -4.97 | -4.8944 | -4.938 | -4.9244 | 728 | 2856795.5448 | 2856795.5448 | -5.1874 | -5.1576 | 370 | 1600646.798 | 1600646.798 | -4.6385 | -4.6178 | 10.0249
|  | 187 | 7 | 2244 | 730250.2266 | 46313.6865 | 1829.0582 | 768699.9974 | 768699.9974 | -4.9382 | -4.8378 | -4.9379 | -4.9347 | 812 | 3412265.0754 | 3412265.0754 | -5.0081 | -5 | 575 | 2319757.2349 | 2319757.2349 | -4.864 | -4.8582 | 1.9993
|  | 765 | 14 | 7650 | 2929417.5101 | 87200.3072 | 12322.3854 | 3083636.5678 | 3083636.5678 | -4.9406 | -4.9278 | -4.9399 | -4.9363 | 637 | 2717243.4637 | 2717243.4637 | -5.0099 | -5.0018 | 1022 | 4109265.0492 | 4109265.0492 | -4.8646 | -4.8587 | 8.0203
|  | 322 | 9 | 6440 | 1362527.0223 | 41581.8149 | 2102.2493 | 1426607.8682 | 1434310.0104 | -4.9742 | -4.8882 | -4.9329 | -4.9204 | 990 | 4209737.9707 | 4209737.9707 | -5.1967 | -5.1665 | 957 | 4284024.1723 | 4343017.7192 | -4.6434 | -4.6217 | 3.7304
|  | 873 | 2 | 16587 | 3492135.6343 | 314071.8697 | 4653.1301 | 3676039.7944 | 3676039.7944 | -4.9409 | -4.8998 | -4.9376 | -4.9339 | 739 | 3247321.0544 | 3254040.6392 | -5.0035 | -4.9954 | 155 | 661626.7882 | 661626.7882 | -4.8573 | -4.8521 | 9.5609
|  | 523 | 5 | 5753 | 2098168.4985 | 6209.1214 | 456.5795 | 2208665.4136 | 2208665.4136 | -4.9432 | -4.562 | -4.9435 | -4.9305 | 148 | 586421.485 | 586421.485 | -5.187 | -5.1592 | 159 | 688729.507 | 688838.9712 | -4.6421 | -4.6225 | 5.7445
|  | 591 | 8 | 5910 | 2326255.3181 | 6266.5796 | 728.997 | 2448746.6783 | 2448746.6783 | -4.9421 | -4.7194 | -4.944 | -4.9309 | 459 | 1830561.0138 | 1830561.0138 | -5.1932 | -5.164 | 779 | 3067290.0582 | 3067290.0582 | -4.65 | -4.6287 | 6.3689
|  | 808 | 14 | 16160 | 3279484.4094 | 29068.9776 | 7109.8617 | 3452208.3407 | 3452208.3407 | -4.9297 | -4.9117 | -4.9387 | -4.9351 | 890 | 3787656.3942 | 3787656.3942 | -5.007 | -4.9989 | 899 | 3701791.9533 | 3701791.9533 | -4.8634 | -4.8575 | 8.9787
|  | 820 | 16 | 16400 | 3117608.5994 | 21116.3202 | 9804.9783 | 3281725.8247 | 3281725.8247 | -4.925 | -4.9181 | -4.9399 | -4.9363 | 92 | 402851.6053 | 403422.0462 | -5.0049 | -4.9976 | 1079 | 4745521.4258 | 4756305.5952 | -4.8649 | -4.859 | 8.5355
|  | 413 | 11 | 7434 | 1531275.2472 | 351902.5687 | 172988.098 | 1611868.6813 | 1611868.6813 | -4.9347 | -4.9343 | -4.9367 | -4.9348 | 1084 | 4230667.4347 | 4230667.4347 | -4.9775 | -4.9727 | 566 | 2209001.6311 | 2209001.6311 | -4.8954 | -4.892 | 4.1924
|  | 71 | 2 | 852 | 263245.8657 | 38137.0488 | 13024.3719 | 277100.9113 | 277100.9113 | -4.9297 | -4.9219 | -4.9366 | -4.9349 | 977 | 3813064.6529 | 3813064.6529 | -4.9775 | -4.9727 | 639 | 2493908.2018 | 2493908.2018 | -4.8958 | -4.8923 | 0.72073
|  | 261 | 20 | 3654 | 967706.6332 | 104680.8201 | 149859.8324 | 1018638.5613 | 1018638.5613 | -4.9331 | -4.9344 | -4.9367 | -4.9349 | 563 | 2197293.1418 | 2197293.1418 | -4.9773 | -4.9727 | 553 | 2158264.8445 | 2158264.8445 | -4.8958 | -4.8925 | 2.6494
|  | 1092 | 15 | 10920 | 4048795.569 | 472670.7435 | 397817.501 | 4261890.0726 | 4261890.0726 | -4.9353 | -4.9354 | -4.9381 | -4.9359 | 525 | 2048985.6118 | 2048985.6118 | -4.9773 | -4.9727 | 814 | 3176903.4058 | 3176903.4058 | -4.8963 | -4.8928 | 11.085
|  | 419 | 20 | 5447 | 1553521.3767 | 76097.9865 | 214151.4069 | 1635285.6597 | 1635285.6597 | -4.9284 | -4.9311 | -4.9375 | -4.9363 | 978 | 3816967.4826 | 3816967.4826 | -4.9623 | -4.9594 | 756 | 2950539.2811 | 2950539.2811 | -4.9149 | -4.9128 | 4.2533
|  | 128 | 2 | 1664 | 474584.096 | 70450.649 | 24572.1744 | 499562.2063 | 499562.2063 | -4.933 | -4.9289 | -4.9371 | -4.9354 | 793 | 3094943.9813 | 3094943.9813 | -4.9773 | -4.9726 | 482 | 1881163.9332 | 1881163.9332 | -4.8956 | -4.8922 | 1.2993
|  | 473 | 15 | 5676 | 1753736.5422 | 78563.4804 | 214760.8569 | 1846038.4655 | 1846038.4655 | -4.9317 | -4.9343 | -4.9371 | -4.9351 | 934 | 3645242.9742 | 3645242.9742 | -4.9775 | -4.9728 | 985 | 3844287.2908 | 3844287.2908 | -4.896 | -4.8926 | 4.8015
|  | 304 | 12 | 3648 | 1127137.228 | 39717.5657 | 92303.9201 | 1186460.24 | 1186460.24 | -4.9281 | -4.9329 | -4.9365 | -4.9346 | 458 | 1787496.0195 | 1787496.0195 | -4.9765 | -4.972 | 681 | 2657827.0508 | 2657827.0508 | -4.8955 | -4.8921 | 3.0859
|  | 606 | 20 | 7878 | 2246859.0795 | 55192.4497 | 293865.5565 | 2365114.8205 | 2365114.8205 | -4.9291 | -4.9335 | -4.937 | -4.935 | 564 | 2201195.9716 | 2201195.9716 | -4.9768 | -4.9722 | 355 | 1385504.5566 | 1385504.5566 | -4.8951 | -4.8918 | 6.1516
|  | 930 | 8 | 13020 | 3448150.0725 | 269704.0679 | 248910.8272 | 3629631.6553 | 3629631.6553 | -4.9315 | -4.9318 | -4.938 | -4.9367 | 369 | 1440144.1729 | 1440144.1729 | -4.9618 | -4.9591 | 198 | 772760.2879 | 772760.2879 | -4.9141 | -4.9122 | 9.4405
|  | 293 | 19 | 3516 | 1086352.6572 | 16444.0853 | 147571.2164 | 1143529.1129 | 1143529.1129 | -4.917 | -4.9324 | -4.9366 | -4.9347 | 663 | 2587576.1155 | 2587576.1155 | -4.9784 | -4.9737 | 1040 | 4058942.9263 | 4058942.9263 | -4.8974 | -4.8939 | 2.9743
|  | 634 | 17 | 7608 | 2350674.3505 | 645225.0506 | 299635.0752 | 2474394.0532 | 2474394.0532 | -4.9356 | -4.9353 | -4.9376 | -4.9355 | 524 | 2045082.7821 | 2045082.7821 | -4.9773 | -4.9727 | 918 | 3582797.6984 | 3582797.6984 | -4.8976 | -4.8941 | 6.4358
|  | 138 | 8 | 2760 | 511660.9785 | 61300.9111 | 52277.2693 | 538590.5037 | 538590.5037 | -4.9314 | -4.9321 | -4.9362 | -4.9345 | 619 | 2415851.6071 | 2415851.6071 | -4.9774 | -4.9728 | 1009 | 3937955.2045 | 3937955.2045 | -4.8977 | -4.8941 | 1.4009
|  | 148 | 3 | 2812 | 548737.861 | 37377.6816 | 29988.3326 | 577618.8011 | 577618.8011 | -4.9292 | -4.9301 | -4.9371 | -4.9353 | 718 | 2802231.7511 | 2802231.7511 | -4.9783 | -4.9736 | 103 | 401991.4629 | 401991.4629 | -4.8939 | -4.8909 | 1.5024
|  | 745 | 2 | 7450 | 2762227.7462 | 108195.8915 | 111154.8281 | 2907608.1539 | 2907608.1539 | -4.9308 | -4.9316 | -4.9387 | -4.9374 | 80 | 312226.3789 | 312226.3789 | -4.9608 | -4.9583 | 625 | 2439268.5855 | 2439268.5855 | -4.9148 | -4.9127 | 7.5626
|  | 736 | 8 | 12512 | 2797168.4321 | 42645.2325 | 5378.8738 | 2944416.5968 | 2944416.5968 | -4.9762 | -4.9464 | -4.939 | -4.9257 | 903 | 3877278.737 | 3877278.737 | -5.1912 | -5.1611 | 566 | 2296860.8079 | 2296860.8079 | -4.6428 | -4.6216 | 7.6582
|  | 178 | 10 | 2848 | 692377.6801 | 97660.6104 | 2868.2393 | 728832.262 | 728832.262 | -4.9867 | -4.9215 | -4.9372 | -4.9256 | 70 | 294104.411 | 294104.411 | -5.1901 | -5.1633 | 76 | 307298.6737 | 307298.6737 | -4.6371 | -4.6187 | 1.8956
|  | 1073 | 11 | 18241 | 4025461.8187 | 578181.081 | 17318.8019 | 4237348.0749 | 4237348.0749 | -4.9897 | -4.9788 | -4.9472 | -4.9335 | 883 | 3533528.7791 | 3533528.7791 | -5.1972 | -5.1672 | 972 | 3937749.0513 | 3937749.0513 | -4.6518 | -4.6302 | 11.0211
|  | 797 | 12 | 13549 | 3268938.6813 | 233714.7827 | 12328.1571 | 3441120.3116 | 3441120.3116 | -4.9821 | -4.9674 | -4.9395 | -4.926 | 330 | 1319099.9615 | 1319099.9615 | -5.1854 | -5.1565 | 813 | 3200300.8627 | 3200300.8627 | -4.6441 | -4.6227 | 8.9499
|  | 630 | 11 | 8820 | 2396572.6196 | 148634.6482 | 9995.4942 | 2522733.601 | 2522733.601 | -4.9728 | -4.955 | -4.9292 | -4.9161 | 127 | 541087.2107 | 541087.2107 | -5.1717 | -5.144 | 533 | 2082784.6528 | 2082784.6528 | -4.6331 | -4.6122 | 6.5615
|  | 433 | 10 | 6062 | 1663527.1988 | 161228.4599 | 6187.5966 | 1751105.734 | 1751105.734 | -4.9885 | -4.9586 | -4.9428 | -4.93 | 940 | 3928455.2532 | 3928455.2532 | -5.1977 | -5.1676 | 465 | 1848840.0142 | 1848840.0142 | -4.648 | -4.6272 | 4.5545
|  | 782 | 5 | 10948 | 3028183.9208 | 385158.7113 | 6997.0036 | 3187616.2633 | 3187616.2633 | -4.9896 | -4.9623 | -4.9459 | -4.9325 | 364 | 1433090.0259 | 1433090.0259 | -5.1924 | -5.1635 | 1080 | 4399902.2947 | 4399902.2947 | -4.6524 | -4.6306 | 8.2907
|  | 396 | 6 | 6336 | 1493222.6271 | 181395.7535 | 2589.9216 | 1571823.8129 | 1571823.8129 | -4.9773 | -4.9036 | -4.9308 | -4.9181 | 419 | 1704428.1772 | 1704428.1772 | -5.1821 | -5.1528 | 179 | 747651.1005 | 747651.1005 | -4.6316 | -4.6119 | 4.0882
|  | 1033 | 9 | 13429 | 4115158.806 | 176466.5728 | 12268.938 | 4331866.2089 | 4331866.2089 | -4.9884 | -4.974 | -4.9474 | -4.9337 | 662 | 2767338.6667 | 2767338.6667 | -5.196 | -5.1662 | 1099 | 4634044.8703 | 4634044.8703 | -4.6527 | -4.6308 | 11.2667
|  | 153 | 7 | 1683 | 584169.0604 | 58603.8913 | 941.896 | 614921.916 | 614921.916 | -4.9855 | -4.7838 | -4.937 | -4.9256 | 968 | 3795784.9334 | 3795784.9334 | -5.1975 | -5.1675 | 109 | 426212.2374 | 426212.2374 | -4.6397 | -4.6209 | 1.5994
|  | 288 | 10 | 4608 | 1158129.1244 | 173630.5731 | 2816.298 | 1219121.3313 | 1219121.3313 | -4.9886 | -4.921 | -4.9408 | -4.9285 | 109 | 453941.1569 | 453941.1569 | -5.1935 | -5.166 | 355 | 1388185.1619 | 1388185.1619 | -4.6465 | -4.626 | 3.1708
|  | 207 | 16 | 2898 | 823336.5973 | 37203.8354 | 742.8626 | 866693.6255 | 866693.6255 | -4.966 | -4.7118 | -4.9226 | -4.9108 | 552 | 2345347.5735 | 2345347.5735 | -5.1789 | -5.1493 | 259 | 1125731.11 | 1126459.9699 | -4.6291 | -4.6088 | 2.2542
|  | 906 | 17 | 11778 | 3372824.4881 | 94780.3201 | 7392.7242 | 3550347.3198 | 3550347.3198 | -4.9692 | -4.9456 | -4.9291 | -4.9156 | 784 | 3344656.8387 | 3344656.8387 | -5.1797 | -5.1498 | 961 | 4020546.5551 | 4020546.5551 | -4.6348 | -4.6131 | 9.2343
|  | 298 | 11 | 4768 | 1135732.3857 | 12820.0064 | 880.4566 | 1195520.7654 | 1195520.7654 | -4.9668 | -4.7675 | -4.9407 | -4.9284 | 729 | 3132492.0013 | 3132492.0013 | -5.1965 | -5.1667 | 283 | 1155584.0874 | 1155584.0874 | -4.6455 | -4.6252 | 3.1095
|  | 924 | 14 | 13860 | 3848589.543 | 27032.1004 | 1195.0018 | 4045997.8979 | 4051324.9314 | -4.9677 | -4.8152 | -4.9382 | -4.9246 | 80 | 316694.5163 | 316694.5163 | -5.1752 | -5.1483 | 465 | 1919511.6156 | 1919511.6156 | -4.6395 | -4.6186 | 10.5369
|  | 901 | 3 | 12614 | 3361118.6929 | 18391.5486 | 2403.6411 | 3538028.3083 | 3538028.3083 | -4.9801 | -4.914 | -4.9521 | -4.9386 | 1062 | 4152072.2158 | 4152072.2158 | -5.1963 | -5.1662 | 258 | 1083432.3831 | 1083432.3831 | -4.6435 | -4.6233 | 9.2022
|  | 503 | 17 | 9557 | 2036264.8162 | 13029.3354 | 2969.6777 | 2143508.8028 | 2143508.8028 | -4.9613 | -4.9168 | -4.9421 | -4.9292 | 1099 | 4440513.8644 | 4440513.8644 | -5.2041 | -5.1739 | 555 | 2289003.0477 | 2289003.0477 | -4.6475 | -4.6264 | 5.575
|  | 943 | 11 | 13202 | 3847919.9646 | 11749.5813 | 393.8694 | 4050590.1567 | 4050590.1567 | -4.9539 | -4.4843 | -4.9403 | -4.9267 | 217 | 885073.9462 | 885073.9462 | -5.1832 | -5.1548 | 53 | 224871.013 | 224871.013 | -4.6292 | -4.6113 | 10.535
|  | 572 | 14 | 6292 | 2158680.3072 | 10245.7461 | 2032.003 | 2272311.0172 | 2272311.0172 | -4.9437 | -4.8747 | -4.9286 | -4.9156 | 125 | 497219.891 | 497219.891 | -5.1712 | -5.1436 | 664 | 2902222.9444 | 2907793.9452 | -4.6347 | -4.6135 | 5.9101
|  | 630 | 20 | 11340 | 2594939.966 | 15030.3843 | 1226.2457 | 2731624.8905 | 2731624.8905 | -4.9643 | -4.824 | -4.9449 | -4.9317 | 393 | 1653285.3867 | 1653285.3867 | -5.1933 | -5.1641 | 1061 | 4333740.9156 | 4333740.9156 | -4.6597 | -4.6379 | 7.1046
|  | 881 | 14 | 12334 | 3468063.1863 | 17516.4566 | 2445.0721 | 3650677.7415 | 3650677.7415 | -4.9694 | -4.9055 | -4.9463 | -4.9328 | 413 | 1713835.8178 | 1713835.8178 | -5.1932 | -5.1641 | 149 | 647817.5238 | 648728.97 | -4.6495 | -4.6299 | 9.495
|  | 154 | 20 | 1848 | 614549.2145 | 8362.9109 | 661.6837 | 646912.2606 | 646912.2606 | -4.9431 | -4.6823 | -4.925 | -4.9136 | 493 | 2007833.488 | 2007833.488 | -5.1822 | -5.1528 | 993 | 3955950.5597 | 3955950.5597 | -4.6397 | -4.6181 | 1.6825
|  | 204 | 16 | 2856 | 770685.6499 | 8436.0739 | 961.288 | 811254.0833 | 811254.0833 | -4.955 | -4.7853 | -4.9385 | -4.9268 | 807 | 3304070.1263 | 3304070.1263 | -5.1969 | -5.167 | 283 | 1168662.3072 | 1168662.3072 | -4.653 | -4.6326 | 2.11
|  | 363 | 13 | 5082 | 1420608.3795 | 7890.7008 | 1134.7855 | 1495408.7142 | 1495408.7142 | -4.9513 | -4.8147 | -4.9419 | -4.9294 | 438 | 1733658.3105 | 1733658.3105 | -5.1936 | -5.1644 | 240 | 1044950.7155 | 1047754.2456 | -4.6449 | -4.6248 | 3.8894
|  | 431 | 20 | 6896 | 1643560.0362 | 24417.3449 | 2040.6121 | 1730082.3811 | 1730082.3811 | -4.9762 | -4.8921 | -4.9426 | -4.9299 | 886 | 3794030.9291 | 3794030.9291 | -5.2049 | -5.1749 | 838 | 3567555.9026 | 3567555.9026 | -4.6512 | -4.6298 | 4.4998
|  | 705 | 15 | 7050 | 2748970.085 | 46988.6156 | 1604.9442 | 2893709.6069 | 2893709.6069 | -4.9737 | -4.8583 | -4.9357 | -4.9224 | 707 | 2800883.2473 | 2800883.2473 | -5.1864 | -5.1566 | 55 | 228290.1591 | 228290.1591 | -4.6264 | -4.6084 | 7.5263
|  | 408 | 18 | 5304 | 1575751.7627 | 11649.8033 | 1396.7083 | 1658712.6092 | 1658712.6092 | -4.9626 | -4.8469 | -4.9424 | -4.9298 | 100 | 433837.0639 | 433910.9004 | -5.1932 | -5.1658 | 321 | 1410777.6262 | 1415508.4329 | -4.6465 | -4.626 | 4.3142
|  | 205 | 11 | 2870 | 772193.9816 | 4999.4694 | 286.9148 | 812840.8744 | 812840.8744 | -4.9204 | -4.2986 | -4.9268 | -4.915 | 909 | 3973448.2996 | 3980706.6072 | -5.1933 | -5.1632 | 1063 | 4464700.1976 | 4464700.1976 | -4.6407 | -4.6189 | 2.1142
|  | 827 | 12 | 14886 | 3395112.0001 | 23113.1388 | 2367.8216 | 3571157.6489 | 3573940.6256 | -4.9627 | -4.8923 | -4.9345 | -4.9211 | 91 | 401545.2622 | 405853.5661 | -5.1734 | -5.1462 | 979 | 3904778.077 | 3904778.077 | -4.64 | -4.6184 | 9.2953
|  | 832 | 15 | 9984 | 3285450.4089 | 245758.0555 | 9156.4362 | 3458453.3711 | 3458453.3711 | -4.9889 | -4.9687 | -4.9462 | -4.9327 | 819 | 3332252.6452 | 3332252.6452 | -5.197 | -5.167 | 1076 | 4264508.2573 | 4264508.2573 | -4.6523 | -4.6305 | 8.9951
|  | 260 | 9 | 4940 | 1021953.6647 | 114584.0789 | 2913.8583 | 1075765.1114 | 1075765.1114 | -4.9722 | -4.9077 | -4.9245 | -4.9124 | 195 | 817226.5688 | 817226.5688 | -5.1739 | -5.1456 | 344 | 1350364.7646 | 1350364.7646 | -4.6308 | -4.6103 | 2.798
|  | 238 | 12 | 4522 | 962594.4036 | 57195.9159 | 4196.6581 | 1013291.034 | 1013291.034 | -4.9734 | -4.9317 | -4.9281 | -4.9161 | 637 | 2579749.1856 | 2579749.1856 | -5.184 | -5.1543 | 252 | 1050158.5331 | 1050158.5331 | -4.6333 | -4.6132 | 2.6354
|  | 347 | 14 | 6246 | 1405745.4941 | 173851.745 | 4564.0842 | 1479782.2992 | 1479782.2992 | -4.9717 | -4.9305 | -4.925 | -4.9125 | 415 | 1660032.9806 | 1660032.9806 | -5.1765 | -5.1473 | 552 | 2191850.5818 | 2191850.5818 | -4.632 | -4.611 | 3.8487
|  | 864 | 11 | 15552 | 3478781.0271 | 230044.093 | 10566.826 | 3661990.7437 | 3661990.7437 | -4.9709 | -4.9535 | -4.9286 | -4.9151 | 814 | 3325627.4312 | 3325627.4312 | -5.1788 | -5.149 | 955 | 3859135.0319 | 3859135.0319 | -4.6338 | -4.6122 | 9.5244
|  | 106 | 6 | 2120 | 401880.721 | 20512.3963 | 718.9621 | 423036.0724 | 423036.0724 | -4.9755 | -4.7187 | -4.9337 | -4.9229 | 357 | 1462485.5827 | 1462485.5827 | -5.1916 | -5.1626 | 525 | 2116419.2636 | 2116419.2636 | -4.6477 | -4.6267 | 1.1003
|  | 628 | 3 | 6280 | 2365962.9393 | 297513.477 | 3530.0265 | 2490503.115 | 2490503.115 | -4.9957 | -4.9413 | -4.9509 | -4.9377 | 591 | 2443242.3686 | 2443242.3686 | -5.1942 | -5.1646 | 347 | 1478276.9017 | 1478276.9017 | -4.6457 | -4.6251 | 6.4777
|  | 973 | 5 | 16541 | 3617858.4478 | 580985.8519 | 7971.7993 | 3808276.3795 | 3808276.3795 | -4.9888 | -4.9647 | -4.9457 | -4.9321 | 1015 | 4080915.7674 | 4080915.7674 | -5.1967 | -5.1667 | 1074 | 4238371.0605 | 4238371.0605 | -4.6511 | -4.6294 | 9.9052
|  | 665 | 8 | 9310 | 2465612.6862 | 81618.6529 | 4907.3207 | 2595381.775 | 2595381.775 | -4.9865 | -4.9501 | -4.9448 | -4.9316 | 431 | 1766425.3681 | 1766425.3681 | -5.1936 | -5.1644 | 79 | 326566.4315 | 326566.4315 | -4.6382 | -4.6197 | 6.7505
|  | 1039 | 15 | 18702 | 3929144.4395 | 277627.1781 | 16521.3482 | 4135973.8888 | 4135973.8888 | -4.9889 | -4.978 | -4.947 | -4.9334 | 1048 | 4093567.0165 | 4093567.0165 | -5.1978 | -5.1677 | 170 | 682351.3259 | 682351.3259 | -4.6425 | -4.6229 | 10.7574
|  | 885 | 6 | 15930 | 3401595.3205 | 546252.45 | 14007.0284 | 3580677.3223 | 3580677.3223 | -4.9823 | -4.9687 | -4.9389 | -4.9254 | 123 | 482505.7916 | 482505.7916 | -5.1788 | -5.1513 | 600 | 2368734.1395 | 2368734.1395 | -4.6416 | -4.6206 | 9.3131
|  | 736 | 10 | 7360 | 2813847.0963 | 33446.2972 | 6364.9167 | 2961980.1109 | 2961980.1109 | -4.981 | -4.9585 | -4.9455 | -4.9322 | 508 | 2097652.3514 | 2097652.3514 | -5.1946 | -5.1651 | 682 | 2855038.1798 | 2855038.1798 | -4.6503 | -4.629 | 7.7039
|  | 427 | 6 | 6405 | 1614028.6966 | 225453.9913 | 5566.6538 | 1698990.5682 | 1698990.5682 | -4.9751 | -4.9412 | -4.9287 | -4.9159 | 984 | 4180969.0559 | 4180969.0559 | -5.1839 | -5.1539 | 422 | 1662688.4191 | 1662688.4191 | -4.6335 | -4.6128 | 4.419
|  | 690 | 9 | 12420 | 2810356.6252 | 86307.1846 | 10532.4831 | 2958376.3013 | 2958376.3013 | -4.9843 | -4.9689 | -4.9433 | -4.93 | 732 | 2959769.7425 | 2959769.7425 | -5.1941 | -5.1643 | 251 | 1061382.0648 | 1061382.0648 | -4.6429 | -4.6227 | 7.6943
|  | 730 | 16 | 7300 | 2867637.2948 | 16310.5121 | 3023.0174 | 3018633.4006 | 3018633.4006 | -4.965 | -4.9174 | -4.9407 | -4.9274 | 844 | 3597516.9273 | 3597516.9273 | -5.1999 | -5.1698 | 57 | 249183.6634 | 250499.4018 | -4.6316 | -4.6136 | 7.8512
|  | 1100 | 6 | 22000 | 4083889.317 | 58320.0093 | 2928.0203 | 4298833.1481 | 4298833.1481 | -4.9832 | -4.9214 | -4.9461 | -4.9324 | 520 | 2131420.0621 | 2131420.0621 | -5.2008 | -5.1713 | 767 | 3235983.6801 | 3235983.6801 | -4.6495 | -4.6281 | 11.1811
|  | 391 | 20 | 5474 | 1568863.8427 | 32234.5557 | 3630.0236 | 1651485.8157 | 1651485.8157 | -4.9752 | -4.9301 | -4.9375 | -4.9249 | 972 | 3960320.1011 | 3960320.1011 | -5.1929 | -5.1628 | 124 | 495320.5945 | 495320.5945 | -4.6358 | -4.6167 | 4.2953
|  | 979 | 19 | 14685 | 3817266.4348 | 28640.4478 | 6457.4147 | 4018254.148 | 4018254.148 | -4.9757 | -4.9551 | -4.9469 | -4.9333 | 407 | 1705777.8251 | 1705777.8251 | -5.1935 | -5.1643 | 551 | 2363029.8464 | 2363029.8464 | -4.6493 | -4.6282 | 10.4511
|  | 350 | 14 | 4550 | 1302065.7306 | 5772.2726 | 1267.9016 | 1370597.3487 | 1370597.3487 | -4.9338 | -4.8279 | -4.938 | -4.9256 | 959 | 4174680.0276 | 4183001.0009 | -5.1946 | -5.1645 | 483 | 1898923.0232 | 1898923.0232 | -4.6448 | -4.6239 | 3.5649
|  | 426 | 15 | 5538 | 1694999.006 | 16043.8968 | 1053.5923 | 1784258.1411 | 1784258.1411 | -4.9705 | -4.8032 | -4.9428 | -4.9301 | 372 | 1519119.5856 | 1519119.5856 | -5.1928 | -5.1638 | 976 | 4016499.3231 | 4016499.3231 | -4.6594 | -4.6377 | 4.6407
|  | 254 | 12 | 3556 | 993627.8995 | 9830.4203 | 873.1613 | 1045945.9556 | 1045945.9556 | -4.9602 | -4.7655 | -4.94 | -4.9279 | 618 | 2469269.2539 | 2469269.2539 | -5.1954 | -5.1658 | 277 | 1137606.65 | 1137606.65 | -4.6454 | -4.6252 | 2.7204
|  | 704 | 12 | 7040 | 2707455.2341 | 25327.426 | 1683.8879 | 2849993.8387 | 2849993.8387 | -4.9778 | -4.8731 | -4.9453 | -4.932 | 863 | 3456723.1595 | 3456723.1595 | -5.1971 | -5.1671 | 211 | 888122.781 | 888122.781 | -4.644 | -4.6241 | 7.4126
|  | 761 | 10 | 14459 | 2960919.6602 | 66254.4949 | 2846.3216 | 3116816.2422 | 3116816.2422 | -4.9829 | -4.9186 | -4.9435 | -4.9302 | 704 | 2977651.8095 | 2977651.8095 | -5.1942 | -5.1644 | 308 | 1247059.5541 | 1247059.5541 | -4.6438 | -4.6234 | 8.1066
|  | 350 | 17 | 6650 | 1389290.2222 | 25057.1716 | 2313.147 | 1462449.3438 | 1462449.3438 | -4.9616 | -4.8885 | -4.9263 | -4.9138 | 960 | 3785277.8062 | 3785277.8062 | -5.1821 | -5.1521 | 304 | 1278721.6222 | 1278721.6222 | -4.6306 | -4.6102 | 3.8037
|  | 111 | 8 | 1332 | 433019.6626 | 1689.881 | 336.3079 | 455819.2132 | 455819.2132 | -4.8072 | -4.3919 | -4.9174 | -4.9064 | 134 | 533086.242 | 533086.242 | -5.1765 | -5.1488 | 736 | 2903015.0503 | 2903015.0503 | -4.6324 | -4.6111 | 1.1855
|  | 128 | 5 | 2048 | 499938.1444 | 7329.0721 | 343.4025 | 526261.358 | 526261.358 | -4.945 | -4.417 | -4.929 | -4.9178 | 423 | 1695503.3348 | 1695503.3348 | -5.1863 | -5.1571 | 599 | 2522086.9498 | 2522086.9498 | -4.6425 | -4.6213 | 1.3688
|  | 352 | 6 | 5984 | 1305106.264 | 50373.8443 | 58.8147 | 1373796.0674 | 1373796.0674 | -4.9731 | -1.6803 | -4.9105 | -4.8939 | 832 | 3247154.3411 | 3247154.3411 | -5.2499 | -5.2101 | 1006 | 3926246.7153 | 3926246.7153 | -4.5234 | -4.4946 | 3.5732
|  | 346 | 4 | 6920 | 1282860.1345 | 74721.0724 | 57.58 | 1350379.0889 | 1350379.0889 | -4.9848 | -1.6195 | -4.9201 | -4.9036 | 1056 | 4121388.2021 | 4121388.2021 | -5.2515 | -5.2114 | 378 | 1475269.6405 | 1475269.6405 | -4.5166 | -4.4893 | 3.5123
|  | 771 | 17 | 7710 | 2858627.6407 | 27445.6527 | 419.7231 | 3009081.7271 | 3009081.7271 | -4.9779 | -4.5252 | -4.9273 | -4.9096 | 393 | 1533812.0866 | 1533812.0866 | -5.2561 | -5.2175 | 875 | 3414976.0197 | 3414976.0197 | -4.5338 | -4.5052 | 7.8265
|  | 1013 | 9 | 16208 | 3755888.1973 | 54627.4462 | 273.0302 | 3953566.5234 | 3953566.5234 | -4.9839 | -4.2779 | -4.9291 | -4.911 | 640 | 2497811.0316 | 2497811.0316 | -5.2595 | -5.2201 | 759 | 2962247.7703 | 2962247.7703 | -4.5427 | -4.5143 | 10.2831
|  | 238 | 20 | 4046 | 882429.8035 | 14019.5913 | 490.2556 | 928873.4774 | 928873.4774 | -4.978 | -4.6014 | -4.9291 | -4.9133 | 302 | 1178654.5805 | 1178654.5805 | -5.2645 | -5.2263 | 1090 | 4254084.4132 | 4254084.4132 | -4.5455 | -4.5166 | 2.416
|  | 496 | 7 | 8432 | 1839013.372 | 83936.8283 | 120.2231 | 1935803.5495 | 1935803.5495 | -4.975 | -3.3643 | -4.9127 | -4.8955 | 339 | 1323059.2808 | 1323059.2808 | -5.2435 | -5.2051 | 195 | 761051.7987 | 761051.7987 | -4.5117 | -4.4854 | 5.0349
|  | 260 | 8 | 4680 | 963998.945 | 17900.2661 | 409.5117 | 1014735.7316 | 1014735.7316 | -4.972 | -4.5131 | -4.9178 | -4.9017 | 61 | 238072.6139 | 238072.6139 | -5.2401 | -5.2049 | 922 | 3598409.0174 | 3598409.0174 | -4.5323 | -4.5036 | 2.6393
|  | 655 | 4 | 8515 | 2428535.8037 | 33535.8329 | 408.3399 | 2556353.4776 | 2556353.4776 | -5.0033 | -4.5359 | -4.9479 | -4.9304 | 221 | 862525.3718 | 862525.3718 | -5.2639 | -5.2262 | 647 | 2525130.8397 | 2525130.8397 | -4.5437 | -4.5155 | 6.649
|  | 823 | 20 | 15637 | 3051427.4297 | 84087.5196 | 2399.4103 | 3212028.8734 | 3212028.8734 | -4.9355 | -4.8576 | -4.9336 | -4.9295 | 582 | 2271446.9068 | 2271446.9068 | -5.0125 | -5.0032 | 470 | 1834329.9763 | 1834329.9763 | -4.8438 | -4.8372 | 8.3544
|  | 342 | 15 | 5814 | 1268029.3815 | 20035.9086 | 3733.3108 | 1334767.77 | 1334767.77 | -4.9846 | -4.9461 | -4.9318 | -4.9154 | 282 | 1100597.9858 | 1100597.9858 | -5.264 | -5.2259 | 93 | 362963.1655 | 362963.1655 | -4.5376 | -4.5127 | 3.4717
|  | 920 | 6 | 15640 | 3411073.19 | 52121.0816 | 984.4416 | 3590603.3579 | 3590603.3579 | -4.9944 | -4.8022 | -4.9387 | -4.9207 | 992 | 3871607.0989 | 3871607.0989 | -5.2727 | -5.2327 | 405 | 1580646.0434 | 1580646.0434 | -4.5388 | -4.5114 | 9.339
|  | 620 | 12 | 10540 | 2298766.715 | 47698.0618 | 609.4308 | 2419754.4368 | 2419754.4368 | -4.9813 | -4.6683 | -4.9239 | -4.9065 | 697 | 2720272.3266 | 2720272.3266 | -5.2581 | -5.2186 | 515 | 2009957.3145 | 2009957.3145 | -4.5284 | -4.5005 | 6.2937
|  | 436 | 7 | 5668 | 1616552.077 | 35309.1348 | 143.6234 | 1701633.7653 | 1701633.7653 | -4.9858 | -3.6424 | -4.9273 | -4.9103 | 544 | 2123139.3768 | 2123139.3768 | -5.2622 | -5.2231 | 1073 | 4187736.3076 | 4187736.3076 | -4.5389 | -4.5101 | 4.4259
|  | 643 | 8 | 6430 | 2384043.5447 | 48943.4881 | 35.6685 | 2509519.5208 | 2509519.5208 | -4.9725 | 0.4598 | -4.9145 | -4.897 | 290 | 1131820.6237 | 1131820.6237 | -5.2424 | -5.2042 | 304 | 1186460.24 | 1186460.24 | -4.5149 | -4.4879 | 6.5272
|  | 492 | 6 | 9348 | 1824182.619 | 52392.4441 | 232.6131 | 1920192.2305 | 1920192.2305 | -4.9883 | -4.1591 | -4.9281 | -4.911 | 57 | 222461.295 | 222461.295 | -5.255 | -5.2199 | 193 | 753246.1392 | 753246.1392 | -4.527 | -4.5008 | 4.9943
|  | 729 | 8 | 11664 | 2702904.7342 | 173371.1617 | 540.3571 | 2845162.8782 | 2845162.8782 | -4.9413 | -4.5834 | -4.9361 | -4.9319 | 362 | 1412824.3647 | 1412824.3647 | -5.0143 | -5.0051 | 876 | 3418878.8495 | 3418878.8495 | -4.8473 | -4.8405 | 7.4001
|  | 586 | 15 | 10548 | 2172705.3145 | 34951.8615 | 4638.5951 | 2287058.2258 | 2287058.2258 | -4.9904 | -4.9562 | -4.9356 | -4.9183 | 873 | 3407170.3603 | 3407170.3603 | -5.2719 | -5.2321 | 362 | 1412824.3647 | 1412824.3647 | -4.538 | -4.5107 | 5.9485
|  | 528 | 14 | 7392 | 1957659.396 | 34151.2934 | 542.8001 | 2060694.1011 | 2060694.1011 | -4.9909 | -4.6411 | -4.9349 | -4.9178 | 928 | 3621825.9958 | 3621825.9958 | -5.2821 | -5.2421 | 880 | 3434490.1684 | 3434490.1684 | -4.544 | -4.5155 | 5.3598
|  | 392 | 8 | 4312 | 1453413.794 | 27037.5072 | 406.8496 | 1529909.2568 | 1529909.2568 | -4.9795 | -4.5123 | -4.9227 | -4.9059 | 237 | 924970.6476 | 924970.6476 | -5.2526 | -5.2147 | 220 | 858622.5421 | 858622.5421 | -4.5241 | -4.4977 | 3.9792
|  | 751 | 6 | 11265 | 2784473.8757 | 43513.783 | 1184.8312 | 2931025.1324 | 2931025.1324 | -4.9813 | -4.8235 | -4.9253 | -4.9075 | 986 | 3848190.1205 | 3848190.1205 | -5.2606 | -5.2206 | 328 | 1280128.1537 | 1280128.1537 | -4.535 | -4.5078 | 7.6235
|  | 225 | 14 | 3825 | 834229.8563 | 37371.4288 | 81.2544 | 878136.6908 | 878136.6908 | -4.9706 | -2.5903 | -4.9069 | -4.8911 | 123 | 480048.0576 | 480048.0576 | -5.2359 | -5.1992 | 796 | 3106652.4705 | 3106652.4705 | -4.5314 | -4.5029 | 2.284
|  | 532 | 5 | 5852 | 1972490.149 | 21053.1414 | 199.4986 | 2076305.42 | 2076305.42 | -4.9803 | -4.0205 | -4.9287 | -4.9114 | 800 | 3122263.7895 | 3122263.7895 | -5.2648 | -5.2251 | 618 | 2411948.7774 | 2411948.7774 | -4.5353 | -4.5072 | 5.4004
|  | 925 | 11 | 10175 | 3429611.6313 | 25816.6479 | 88.7016 | 3610117.5066 | 3610117.5066 | -4.9813 | -2.8046 | -4.9323 | -4.9143 | 793 | 3094943.9813 | 3094943.9813 | -5.2648 | -5.2251 | 373 | 1455755.4918 | 1455755.4918 | -4.5416 | -4.5142 | 9.3898
|  | 397 | 12 | 5558 | 1471952.2352 | 18627.0975 | 121.9952 | 1549423.4055 | 1549423.4055 | -4.9806 | -3.4048 | -4.9296 | -4.9129 | 191 | 745440.4797 | 745440.4797 | -5.2578 | -5.2204 | 514 | 2006054.4847 | 2006054.4847 | -4.5371 | -4.5093 | 4.03
|  | 246 | 8 | 4674 | 912091.3095 | 30355.7869 | 13.9418 | 960096.1153 | 960096.1153 | -4.9692 | 8.9319 | -4.9079 | -4.8919 | 672 | 2622701.5832 | 2622701.5832 | -5.2484 | -5.209 | 774 | 3020790.2163 | 3020790.2163 | -4.5215 | -4.4931 | 2.4972
|  | 997 | 3 | 12961 | 3696565.1852 | 63070.5706 | 739.5856 | 3891121.2476 | 3891121.2476 | -4.9383 | -4.6799 | -4.9365 | -4.9322 | 681 | 2657827.0508 | 2657827.0508 | -5.0129 | -5.0035 | 531 | 2072402.5903 | 2072402.5903 | -4.844 | -4.8373 | 10.1206
|  | 868 | 2 | 17360 | 3218273.401 | 121293.3996 | 146.093 | 3387656.2116 | 3387656.2116 | -4.9958 | -3.6697 | -4.936 | -4.9181 | 196 | 764954.6284 | 764954.6284 | -5.2491 | -5.2117 | 1008 | 3934052.3747 | 3934052.3747 | -4.5329 | -4.5041 | 8.8112
|  | 1084 | 6 | 17344 | 4019134.063 | 61411.6053 | 499.3679 | 4230667.4347 | 4230667.4347 | -4.9952 | -4.6107 | -4.9398 | -4.9216 | 1081 | 4218958.9455 | 4218958.9455 | -5.2831 | -5.243 | 757 | 2954442.1108 | 2954442.1108 | -4.5431 | -4.5147 | 11.0038
|  | 604 | 10 | 10872 | 2239443.703 | 102929.162 | 176.7878 | 2357309.1611 | 2357309.1611 | -4.9755 | -3.8803 | -4.914 | -4.8966 | 710 | 2771009.1132 | 2771009.1132 | -5.2486 | -5.2091 | 779 | 3040304.365 | 3040304.365 | -4.5214 | -4.493 | 6.1313
|  | 630 | 3 | 9450 | 2335843.5975 | 51354.3128 | 596.103 | 2458782.7342 | 2458782.7342 | -5.0063 | -4.6858 | -4.9476 | -4.9302 | 1031 | 4023817.4587 | 4023817.4587 | -5.2746 | -5.2346 | 890 | 3473518.4658 | 3473518.4658 | -4.5458 | -4.5172 | 6.3952
|  | 1003 | 20 | 11033 | 3718811.3147 | 53689.6351 | 851.0523 | 3914538.2261 | 3914538.2261 | -4.9933 | -4.7701 | -4.9392 | -4.9211 | 416 | 1623577.1705 | 1623577.1705 | -5.2668 | -5.2281 | 324 | 1264516.8347 | 1264516.8347 | -4.5372 | -4.5101 | 10.1816
|  | 159 | 19 | 1908 | 589522.4317 | 17567.7431 | 314.8451 | 620549.9282 | 620549.9282 | -4.9617 | -4.3607 | -4.9041 | -4.8889 | 661 | 2579770.4561 | 2579770.4561 | -5.2577 | -5.2182 | 598 | 2333892.1826 | 2333892.1826 | -4.5193 | -4.4913 | 1.614
|  | 677 | 11 | 9478 | 2510104.9452 | 45101.0418 | 551.6443 | 2642215.7318 | 2642215.7318 | -4.9933 | -4.6472 | -4.9366 | -4.9191 | 992 | 3871607.0989 | 3871607.0989 | -5.2825 | -5.2425 | 268 | 1045958.3695 | 1045958.3695 | -4.5359 | -4.5091 | 6.8723
|  | 697 | 8 | 13940 | 2584258.7102 | 156389.5717 | 1410.7139 | 2720272.3266 | 2720272.3266 | -4.9763 | -4.8402 | -4.9147 | -4.8971 | 547 | 2134847.8661 | 2134847.8661 | -5.2466 | -5.2074 | 635 | 2478296.8829 | 2478296.8829 | -4.5198 | -4.4917 | 7.0753
|  | 525 | 8 | 6300 | 1946536.3312 | 31134.4583 | 744.743 | 2048985.6118 | 2048985.6118 | -4.9807 | -4.7286 | -4.9247 | -4.9075 | 512 | 1998248.8253 | 1998248.8253 | -5.2579 | -5.2189 | 149 | 581521.6308 | 581521.6308 | -4.5213 | -4.4955 | 5.3293
|  | 744 | 14 | 12648 | 2758520.058 | 65379.7249 | 1408.3612 | 2903705.3242 | 2903705.3242 | -4.9916 | -4.8577 | -4.9339 | -4.9162 | 813 | 3173000.5761 | 3173000.5761 | -5.268 | -5.2283 | 984 | 3840384.4611 | 3840384.4611 | -4.5513 | -4.5226 | 7.5524
|  | 604 | 10 | 7248 | 2239443.703 | 28271.1401 | 557.4037 | 2357309.1611 | 2357309.1611 | -4.9912 | -4.6524 | -4.9376 | -4.9202 | 966 | 3770133.5258 | 3770133.5258 | -5.274 | -5.2342 | 781 | 3048110.0245 | 3048110.0245 | -4.545 | -4.5165 | 6.1313
|  | 57 | 2 | 969 | 211338.2302 | 3375.9949 | 3.0148 | 222461.295 | 222461.295 | -4.9288 | 59.3096 | -4.9279 | -4.9147 | 990 | 3863801.4395 | 3863801.4395 | -5.2727 | -5.2327 | 965 | 3766230.6961 | 3766230.6961 | -4.5445 | -4.5159 | 0.57861
|  | 492 | 9 | 9840 | 1824182.619 | 66701.9218 | 824.834 | 1920192.2305 | 1920192.2305 | -4.9359 | -4.7044 | -4.9329 | -4.9289 | 155 | 604938.6092 | 604938.6092 | -5.0102 | -5.0015 | 627 | 2447074.245 | 2447074.245 | -4.8443 | -4.8375 | 4.9943
|  | 1052 | 13 | 16832 | 3900488.039 | 49080.5818 | 573.4367 | 4105776.8832 | 4105776.8832 | -4.9328 | -4.5996 | -4.9341 | -4.9299 | 54 | 210752.8058 | 210752.8058 | -5.0082 | -5 | 288 | 1124014.9642 | 1124014.9642 | -4.843 | -4.8366 | 10.679
|  | 799 | 7 | 12784 | 2962442.9117 | 48654.5494 | 1207.5668 | 3118360.9597 | 3118360.9597 | -4.9956 | -4.8402 | -4.9395 | -4.9217 | 194 | 757148.9689 | 757148.9689 | -5.2629 | -5.2254 | 130 | 507367.8658 | 507367.8658 | -4.5419 | -4.5164 | 8.1107
|  | 984 | 12 | 19680 | 3648365.238 | 158369.5619 | 373.2812 | 3840384.4611 | 3840384.4611 | -4.9764 | -4.4579 | -4.9174 | -4.8994 | 889 | 3469615.6361 | 3469615.6361 | -5.2602 | -5.2203 | 531 | 2072402.5903 | 2072402.5903 | -4.519 | -4.4912 | 9.9887
|  | 480 | 4 | 5280 | 1779690.36 | 59953.7187 | 436.6703 | 1873358.2737 | 1873358.2737 | -4.9834 | -4.5432 | -4.922 | -4.9049 | 390 | 1522103.5974 | 1522103.5974 | -5.2442 | -5.2056 | 233 | 909359.3287 | 909359.3287 | -4.5127 | -4.4862 | 4.8725
|  | 68 | 16 | 1360 | 252122.801 | 16197.501 | 174.6098 | 265392.4221 | 265392.4221 | -4.9608 | -3.8662 | -4.8973 | -4.8838 | 686 | 2677341.1995 | 2677341.1995 | -5.2481 | -5.2086 | 880 | 3434490.1684 | 3434490.1684 | -4.5219 | -4.4934 | 0.69027
|  | 529 | 16 | 5290 | 1961367.0842 | 23138.1202 | 1208.1972 | 2064596.9308 | 2064596.9308 | -4.9766 | -4.8275 | -4.9247 | -4.9075 | 659 | 2571964.7966 | 2571964.7966 | -5.2598 | -5.2203 | 161 | 628355.5876 | 628355.5876 | -4.5218 | -4.4959 | 5.3699
|  | 293 | 5 | 5860 | 1086352.6572 | 27517.5691 | 120.4073 | 1143529.1129 | 1143529.1129 | -4.9798 | -3.3783 | -4.9206 | -4.9043 | 801 | 3126166.6192 | 3126166.6192 | -5.2611 | -5.2214 | 827 | 3227640.1924 | 3227640.1924 | -4.5334 | -4.5049 | 2.9743
|  | 915 | 15 | 12810 | 3392534.7487 | 57727.4395 | 1289.4339 | 3571089.2092 | 3571089.2092 | -4.9839 | -4.8378 | -4.9284 | -4.9104 | 1094 | 4269695.7321 | 4269695.7321 | -5.2632 | -5.223 | 359 | 1401115.8755 | 1401115.8755 | -4.5278 | -4.5005 | 9.2883
|  | 268 | 6 | 3216 | 993660.451 | 9134.1111 | 111.8216 | 1045958.3695 | 1045958.3695 | -4.9573 | -3.2521 | -4.9181 | -4.9019 | 665 | 2595381.775 | 2595381.775 | -5.2678 | -5.2283 | 582 | 2271446.9068 | 2271446.9068 | -4.5292 | -4.5012 | 2.7205
|  | 222 | 13 | 3996 | 823106.7915 | 22396.4488 | 172.2665 | 866428.2016 | 866428.2016 | -4.9871 | -3.8728 | -4.9287 | -4.9129 | 491 | 1916289.4008 | 1916289.4008 | -5.2679 | -5.2289 | 437 | 1705536.595 | 1705536.595 | -4.5394 | -4.5118 | 2.2535
|  | 427 | 4 | 5124 | 1583182.8827 | 21829.967 | 551.6398 | 1666508.2976 | 1666508.2976 | -4.987 | -4.6475 | -4.9331 | -4.9162 | 805 | 3141777.9382 | 3141777.9382 | -5.2709 | -5.2312 | 147 | 573715.9713 | 573715.9713 | -4.5211 | -4.4954 | 4.3345
|  | 893 | 19 | 16074 | 3310965.6073 | 55088.8056 | 13945.7779 | 3485226.955 | 3485226.955 | -4.9927 | -4.9837 | -4.9383 | -4.9205 | 290 | 1131820.6237 | 1131820.6237 | -5.2642 | -5.226 | 491 | 1916289.4008 | 1916289.4008 | -4.5401 | -4.5124 | 9.0649
|  | 426 | 3 | 6390 | 1579475.1945 | 21173.9093 | 138.7484 | 1662605.4679 | 1662605.4679 | -4.9923 | -3.6067 | -4.9388 | -4.9219 | 922 | 3598409.0174 | 3598409.0174 | -5.2677 | -5.2278 | 751 | 2931025.1324 | 2931025.1324 | -4.5384 | -4.5101 | 4.3244
|  | 137 | 3 | 2192 | 507953.2902 | 18034.8717 | 0.33331 | 534687.6739 | 534687.6739 | -4.9732 | 576.7438 | -4.9133 | -4.8983 | 439 | 1713342.2545 | 1713342.2545 | -5.2454 | -5.2067 | 985 | 3844287.2908 | 3844287.2908 | -4.5232 | -4.4945 | 1.3907
|  | 304 | 17 | 3040 | 1127137.228 | 22736.8902 | 16.1689 | 1186460.24 | 1186460.24 | -4.9654 | 7.0169 | -4.9092 | -4.8928 | 582 | 2271446.9068 | 2271446.9068 | -5.2472 | -5.208 | 977 | 3813064.6529 | 3813064.6529 | -4.5229 | -4.4942 | 3.0859
|  | 751 | 5 | 13518 | 2784473.8757 | 131051.0577 | 412.3598 | 2931025.1324 | 2931025.1324 | -4.9383 | -4.4695 | -4.9337 | -4.9295 | 566 | 2209001.6311 | 2209001.6311 | -5.0126 | -5.0033 | 840 | 3278376.9789 | 3278376.9789 | -4.8447 | -4.8379 | 7.6235
|  | 883 | 3 | 16777 | 3273888.7248 | 57180.2169 | 286.9391 | 3446198.6576 | 3446198.6576 | -5.0017 | -4.3299 | -4.9449 | -4.927 | 1054 | 4113582.5426 | 4113582.5426 | -5.2697 | -5.2297 | 827 | 3227640.1924 | 3227640.1924 | -4.5404 | -4.5119 | 8.9634
|  | 1022 | 16 | 13286 | 3789257.3915 | 54841.8068 | 2568.4697 | 3988691.9911 | 3988691.9911 | -4.9814 | -4.9106 | -4.9272 | -4.9091 | 466 | 1818718.6574 | 1818718.6574 | -5.2555 | -5.2166 | 828 | 3231543.0221 | 3231543.0221 | -4.5315 | -4.503 | 10.3744
|  | 254 | 11 | 4826 | 941752.8155 | 16722.3302 | 1354.8977 | 991318.7532 | 991318.7532 | -4.927 | -4.7999 | -4.9362 | -4.9324 | 743 | 2899802.4945 | 2899802.4945 | -5.0173 | -5.008 | 1045 | 4078457.075 | 4078457.075 | -4.8496 | -4.8426 | 2.5784
|  | 906 | 16 | 9060 | 3359165.5545 | 30192.9028 | 8095.892 | 3535963.7416 | 3535963.7416 | -4.989 | -4.974 | -4.9386 | -4.9206 | 330 | 1287933.8132 | 1287933.8132 | -5.2652 | -5.2268 | 785 | 3063721.3434 | 3063721.3434 | -4.5432 | -4.5149 | 9.1969
|  | 1076 | 16 | 18292 | 3989472.557 | 61305.6221 | 951.4593 | 4199444.7968 | 4199444.7968 | -4.9891 | -4.7893 | -4.9351 | -4.917 | 727 | 2837357.2187 | 2837357.2187 | -5.2661 | -5.2266 | 376 | 1467463.9811 | 1467463.9811 | -4.5337 | -4.5064 | 10.9226
|  | 346 | 15 | 3806 | 1282860.1345 | 10665.7763 | 237.6983 | 1350379.0889 | 1350379.0889 | -4.9122 | -4.1213 | -4.9323 | -4.9284 | 569 | 2220710.1203 | 2220710.1203 | -5.0126 | -5.0033 | 844 | 3293988.2979 | 3293988.2979 | -4.8448 | -4.8379 | 3.5123
|  | 341 | 15 | 4433 | 1264321.6932 | 21739.9963 | 590.7682 | 1330864.9403 | 1330864.9403 | -4.9309 | -4.6147 | -4.9367 | -4.9328 | 269 | 1049861.1992 | 1049861.1992 | -5.0156 | -5.0066 | 808 | 3153486.4274 | 3153486.4274 | -4.849 | -4.8422 | 3.4615
|  | 515 | 15 | 5665 | 1909459.4487 | 30892.4906 | 969.7897 | 2009957.3145 | 2009957.3145 | -4.9869 | -4.7954 | -4.9314 | -4.9143 | 863 | 3368142.0629 | 3368142.0629 | -5.2783 | -5.2384 | 437 | 1705536.595 | 1705536.595 | -4.536 | -4.5084 | 5.2278
|  | 979 | 18 | 9790 | 3629826.7967 | 52830.9568 | 1356.3291 | 3820870.3124 | 3820870.3124 | -4.9382 | -4.8 | -4.9385 | -4.9342 | 351 | 1369893.2376 | 1369893.2376 | -5.0162 | -5.0071 | 654 | 2552450.6479 | 2552450.6479 | -4.8488 | -4.842 | 9.9379
|  | 644 | 10 | 7728 | 2387751.233 | 78724.3708 | 190.02 | 2513422.3505 | 2513422.3505 | -4.9901 | -3.9722 | -4.9299 | -4.9124 | 372 | 1451852.6621 | 1451852.6621 | -5.2596 | -5.221 | 798 | 3114458.13 | 3114458.13 | -4.5371 | -4.5086 | 6.5373
|  | 606 | 19 | 9090 | 2246859.0795 | 40447.6302 | 257.7462 | 2365114.8205 | 2365114.8205 | -4.9932 | -4.2469 | -4.9375 | -4.9201 | 139 | 542493.3334 | 542493.3334 | -5.2603 | -5.2235 | 724 | 2825648.7295 | 2825648.7295 | -4.5444 | -4.5161 | 6.1516
|  | 213 | 13 | 2130 | 789737.5972 | 10203.8258 | 106.0638 | 831302.7339 | 831302.7339 | -4.9722 | -3.1698 | -4.9285 | -4.9127 | 319 | 1245002.6861 | 1245002.6861 | -5.265 | -5.2266 | 76 | 296615.06 | 296615.06 | -4.526 | -4.5017 | 2.1622
|  | 1007 | 3 | 16112 | 3733642.0677 | 83897.1394 | 748.8774 | 3930149.545 | 3930149.545 | -4.9439 | -4.6876 | -4.9409 | -4.9366 | 337 | 1315253.6213 | 1315253.6213 | -5.0161 | -5.007 | 264 | 1030347.0505 | 1030347.0505 | -4.8473 | -4.8408 | 10.2222
|  | 565 | 2 | 7910 | 2094843.8612 | 26060.6947 | 27.5784 | 2205098.8013 | 2205098.8013 | -4.9949 | 2.0273 | -4.9407 | -4.9234 | 657 | 2564159.1371 | 2564159.1371 | -5.2655 | -5.226 | 614 | 2396337.4584 | 2396337.4584 | -4.5371 | -4.5091 | 5.7354
|  | 205 | 20 | 4100 | 760076.0912 | 33304.4248 | 111.3548 | 800080.0961 | 800080.0961 | -4.9694 | -3.2352 | -4.9063 | -4.8908 | 772 | 3012984.5568 | 3012984.5568 | -5.2592 | -5.2195 | 853 | 3329113.7655 | 3329113.7655 | -4.5222 | -4.4937 | 2.081
|  | 712 | 15 | 7832 | 2639874.034 | 109387.413 | 45.8565 | 2778814.7726 | 2778814.7726 | -4.9911 | -0.76356 | -4.9306 | -4.9129 | 136 | 530784.8442 | 530784.8442 | -5.262 | -5.2251 | 512 | 1998248.8253 | 1998248.8253 | -4.5341 | -4.5062 | 7.2276
|  | 803 | 3 | 8030 | 2977273.6647 | 44093.679 | 657.5004 | 3133972.2787 | 3133972.2787 | -4.9409 | -4.6516 | -4.9406 | -4.9363 | 809 | 3157389.2571 | 3157389.2571 | -5.0176 | -5.0082 | 259 | 1010832.9018 | 1010832.9018 | -4.8472 | -4.8408 | 8.1513
|  | 302 | 3 | 6040 | 1119721.8515 | 130442.8797 | 458.9458 | 1178654.5805 | 1178654.5805 | -5.0098 | -4.5887 | -4.9425 | -4.9261 | 378 | 1475269.6405 | 1475269.6405 | -5.2777 | -5.239 | 983 | 3836481.6313 | 3836481.6313 | -4.5465 | -4.5178 | 3.0656
|  | 796 | 16 | 14328 | 2951319.847 | 51817.8825 | 1398.1145 | 3106652.4705 | 3106652.4705 | -4.993 | -4.8592 | -4.9376 | -4.9199 | 1008 | 3934052.3747 | 3934052.3747 | -5.2728 | -5.2328 | 83 | 323934.8682 | 323934.8682 | -4.5269 | -4.5023 | 8.0803
|  | 289 | 17 | 2890 | 1071521.9042 | 14008.6387 | 695.7701 | 1127917.7939 | 1127917.7939 | -4.9758 | -4.7162 | -4.9274 | -4.9111 | 896 | 3496935.4442 | 3496935.4442 | -5.2687 | -5.2288 | 334 | 1303545.1321 | 1303545.1321 | -4.5342 | -4.507 | 2.9337
|  | 324 | 12 | 6480 | 1201290.993 | 60604.5961 | 117.7345 | 1264516.8347 | 1264516.8347 | -4.9737 | -3.3302 | -4.9098 | -4.8934 | 825 | 3219834.5329 | 3219834.5329 | -5.2498 | -5.2101 | 286 | 1116209.3047 | 1116209.3047 | -4.5147 | -4.4878 | 3.289
|  | 696 | 8 | 6960 | 2580551.022 | 55613.7587 | 358.0067 | 2716369.4968 | 2716369.4968 | -4.9887 | -4.4512 | -4.9305 | -4.9129 | 117 | 456631.0792 | 456631.0792 | -5.251 | -5.2144 | 505 | 1970929.0171 | 1970929.0171 | -4.5339 | -4.5061 | 7.0652
|  | 576 | 9 | 11520 | 2135628.432 | 33155.2383 | 1675.6203 | 2248029.9284 | 2248029.9284 | -4.9352 | -4.8274 | -4.9376 | -4.9335 | 861 | 3360336.4034 | 3360336.4034 | -5.0177 | -5.0082 | 74 | 288809.4005 | 288809.4005 | -4.8448 | -4.839 | 5.847
|  | 258 | 5 | 4128 | 956583.5685 | 14069.2576 | 242.5199 | 1006930.0721 | 1006930.0721 | -4.9248 | -4.1439 | -4.9363 | -4.9325 | 925 | 3610117.5066 | 3610117.5066 | -5.0178 | -5.0083 | 593 | 2314378.0339 | 2314378.0339 | -4.8487 | -4.8419 | 2.619
|  | 236 | 3 | 4720 | 875014.427 | 14299.5039 | 247.5224 | 921067.8179 | 921067.8179 | -4.9277 | -4.1627 | -4.9385 | -4.9347 | 1034 | 4035525.9479 | 4035525.9479 | -5.0204 | -5.0108 | 905 | 3532060.9118 | 3532060.9118 | -4.8517 | -4.8448 | 2.3957
|  | 887 | 20 | 11531 | 3288719.4777 | 31877.5445 | 2376.9696 | 3461809.9766 | 3461809.9766 | -4.9849 | -4.9116 | -4.935 | -4.9172 | 797 | 3110555.3003 | 3110555.3003 | -5.268 | -5.2283 | 521 | 2033374.2929 | 2033374.2929 | -4.5373 | -4.5094 | 9.004
|  | 1096 | 12 | 10960 | 4063626.322 | 8093.3005 | 17.8896 | 4277501.3916 | 4277501.3916 | -4.9369 | 5.8701 | -4.9184 | -4.9002 | 816 | 3184709.0653 | 3184709.0653 | -5.2598 | -5.22 | 152 | 593230.12 | 593230.12 | -4.52 | -4.4942 | 11.1256
|  | 263 | 19 | 3945 | 975122.0097 | 3211.973 | 280.5476 | 1026444.2208 | 1026444.2208 | -4.9 | -4.2933 | -4.9266 | -4.9105 | 508 | 1982637.5063 | 1982637.5063 | -5.2649 | -5.2258 | 311 | 1213780.0482 | 1213780.0482 | -4.5336 | -4.5066 | 2.6697
|  | 340 | 18 | 6460 | 1260614.005 | 7461.5107 | 164.3097 | 1326962.1105 | 1326962.1105 | -4.9344 | -3.7901 | -4.9103 | -4.8939 | 607 | 2369017.6503 | 2369017.6503 | -5.248 | -5.2087 | 933 | 3641340.1445 | 3641340.1445 | -4.523 | -4.4944 | 3.4514
|  | 372 | 2 | 3720 | 1379260.029 | 8100.3646 | 236.6549 | 1451852.6621 | 1451852.6621 | -4.9119 | -4.1255 | -4.9381 | -4.9341 | 661 | 2579770.4561 | 2579770.4561 | -5.0185 | -5.0091 | 977 | 3813064.6529 | 3813064.6529 | -4.8506 | -4.8437 | 3.7762
|  | 202 | 13 | 2222 | 748953.0265 | 5679.9027 | 299.2559 | 788371.6068 | 788371.6068 | -4.9463 | -4.3459 | -4.9247 | -4.9091 | 442 | 1725050.7437 | 1725050.7437 | -5.2639 | -5.2251 | 112 | 437116.9305 | 437116.9305 | -4.5259 | -4.5007 | 2.0505
|  | 928 | 19 | 15776 | 3440734.696 | 38832.8476 | 977.9501 | 3621825.9958 | 3621825.9958 | -4.9695 | -4.7778 | -4.9186 | -4.9007 | 733 | 2860774.1971 | 2860774.1971 | -5.2507 | -5.2111 | 757 | 2954442.1108 | 2954442.1108 | -4.5231 | -4.4947 | 9.4202
|  | 136 | 10 | 1360 | 504245.602 | 5227.5576 | 115.0106 | 530784.8442 | 530784.8442 | -4.8913 | -3.2567 | -4.9351 | -4.9316 | 1065 | 4156513.6697 | 4156513.6697 | -5.0179 | -5.0084 | 924 | 3606214.6768 | 3606214.6768 | -4.8493 | -4.8425 | 1.3805
|  | 711 | 6 | 13509 | 2636166.3457 | 31462.6554 | 638.52 | 2774911.9429 | 2774911.9429 | -4.9872 | -4.6916 | -4.9337 | -4.916 | 998 | 3895024.0774 | 3895024.0774 | -5.2694 | -5.2294 | 811 | 3165194.9166 | 3165194.9166 | -4.5402 | -4.5117 | 7.2174
|  | 970 | 13 | 17460 | 3596457.6025 | 49260.0308 | 1260.1955 | 3785744.8447 | 3785744.8447 | -4.9943 | -4.8455 | -4.9406 | -4.9226 | 878 | 3426684.5089 | 3426684.5089 | -5.2735 | -5.2337 | 334 | 1303545.1321 | 1303545.1321 | -4.539 | -4.5119 | 9.8466
|  | 524 | 17 | 9956 | 1942828.643 | 25072.3296 | 606.1102 | 2045082.7821 | 2045082.7821 | -4.9878 | -4.6782 | -4.9364 | -4.9193 | 615 | 2400240.2882 | 2400240.2882 | -5.2712 | -5.2319 | 1091 | 4257987.2429 | 4257987.2429 | -4.5472 | -4.5183 | 5.3192
|  | 363 | 5 | 5808 | 1345890.8347 | 6598.3728 | 162.5554 | 1416727.1945 | 1416727.1945 | -4.9001 | -3.7478 | -4.9357 | -4.9318 | 371 | 1447949.8324 | 1447949.8324 | -5.0151 | -5.006 | 328 | 1280128.1537 | 1280128.1537 | -4.8488 | -4.8423 | 3.6848
|  | 870 | 13 | 14790 | 3225688.7775 | 7001.47 | 268.1326 | 3395461.8711 | 3395461.8711 | -4.9259 | -4.2411 | -4.9168 | -4.899 | 573 | 2236321.4392 | 2236321.4392 | -5.2476 | -5.2084 | 885 | 3454004.3171 | 3454004.3171 | -4.5227 | -4.4941 | 8.8315
|  | 199 | 14 | 2985 | 737829.9617 | 10569.2829 | 210.8664 | 776663.1176 | 776663.1176 | -4.9525 | -4.0581 | -4.9079 | -4.8923 | 292 | 1139626.2832 | 1139626.2832 | -5.2442 | -5.2061 | 683 | 2665632.7103 | 2665632.7103 | -4.5224 | -4.4942 | 2.0201
|  | 473 | 11 | 5203 | 1753736.5422 | 14679.2635 | 398.6702 | 1846038.4655 | 1846038.4655 | -4.9815 | -4.5131 | -4.9359 | -4.9189 | 802 | 3130069.4489 | 3130069.4489 | -5.2729 | -5.2332 | 1024 | 3996497.6505 | 3996497.6505 | -4.5466 | -4.5179 | 4.8015
|  | 639 | 5 | 10863 | 2369212.7918 | 29619.1637 | 338.0849 | 2493908.2018 | 2493908.2018 | -4.992 | -4.427 | -4.938 | -4.9205 | 369 | 1440144.1729 | 1440144.1729 | -5.2676 | -5.2291 | 697 | 2720272.3266 | 2720272.3266 | -4.5441 | -4.5159 | 6.4866
|  | 915 | 16 | 10980 | 3392534.7487 | 34304.3043 | 608.2661 | 3571089.2092 | 3571089.2092 | -4.9854 | -4.674 | -4.9341 | -4.9162 | 988 | 3855995.78 | 3855995.78 | -5.2682 | -5.2282 | 720 | 2810037.4105 | 2810037.4105 | -4.5382 | -4.5099 | 9.2883
|  | 927 | 3 | 12051 | 3437027.0077 | 3879.1581 | 81.2306 | 3617923.1661 | 3617923.1661 | -4.8708 | -2.5531 | -4.9396 | -4.9353 | 272 | 1061569.6884 | 1061569.6884 | -5.0144 | -5.0055 | 306 | 1194265.8995 | 1194265.8995 | -4.8464 | -4.8399 | 9.4101
|  | 1047 | 19 | 13611 | 3881949.5977 | 44328.3247 | 1915.7044 | 4086262.7345 | 4086262.7345 | -4.988 | -4.8926 | -4.9361 | -4.918 | 975 | 3805258.9934 | 3805258.9934 | -5.2692 | -5.2293 | 994 | 3879412.7584 | 3879412.7584 | -4.5514 | -4.5226 | 10.6282
|  | 836 | 7 | 14212 | 3099627.377 | 36328.1992 | 1.0445 | 3262765.66 | 3262765.66 | -4.9871 | 180.6465 | -4.9336 | -4.9157 | 482 | 1881163.9332 | 1881163.9332 | -5.2632 | -5.2243 | 916 | 3574992.0389 | 3574992.0389 | -4.5497 | -4.521 | 8.4863
|  | 666 | 11 | 13320 | 2469320.3745 | 45146.1332 | 1352.2613 | 2599284.6047 | 2599284.6047 | -4.9895 | -4.8517 | -4.9332 | -4.9157 | 80 | 312226.3789 | 312226.3789 | -5.2608 | -5.225 | 760 | 2966150.6 | 2966150.6 | -4.5398 | -4.5114 | 6.7606
|  | 473 | 15 | 6149 | 1753736.5422 | 17231.7021 | 113.8129 | 1846038.4655 | 1846038.4655 | -4.9785 | -3.2896 | -4.9308 | -4.9138 | 232 | 905456.4989 | 905456.4989 | -5.2593 | -5.2215 | 383 | 1494783.7892 | 1494783.7892 | -4.5449 | -4.5175 | 4.8015
|  | 1043 | 12 | 10430 | 3867118.8447 | 7109.51 | 703.2409 | 4070651.4155 | 4070651.4155 | -4.9315 | -4.6938 | -4.9181 | -4.9 | 369 | 1440144.1729 | 1440144.1729 | -5.2444 | -5.2059 | 349 | 1362087.5782 | 1362087.5782 | -4.5163 | -4.4891 | 10.5876
|  | 527 | 5 | 8432 | 1953951.7077 | 25225.6569 | 415.6513 | 2056791.2713 | 2056791.2713 | -4.9855 | -4.5291 | -4.9317 | -4.9145 | 319 | 1245002.6861 | 1245002.6861 | -5.2616 | -5.2232 | 576 | 2248029.9284 | 2248029.9284 | -4.5379 | -4.5099 | 5.3496
|  | 179 | 4 | 3401 | 663676.1967 | 7276.8444 | 66.3954 | 698606.5229 | 698606.5229 | -4.9516 | -2.0676 | -4.917 | -4.9015 | 713 | 2782717.6024 | 2782717.6024 | -5.2505 | -5.211 | 1090 | 4254084.4132 | 4254084.4132 | -4.5254 | -4.4966 | 1.817
|  | 969 | 19 | 11628 | 3592749.9142 | 29943.9721 | 1028.3133 | 3781842.015 | 3781842.015 | -4.9676 | -4.7877 | -4.919 | -4.901 | 352 | 1373796.0674 | 1373796.0674 | -5.2456 | -5.2071 | 786 | 3067624.1732 | 3067624.1732 | -4.5332 | -4.5047 | 9.8364
|  | 994 | 10 | 15904 | 3685442.1205 | 40051.2585 | 615.3499 | 3879412.7584 | 3879412.7584 | -4.9717 | -4.6628 | -4.9192 | -4.9011 | 591 | 2306572.3745 | 2306572.3745 | -5.2492 | -5.21 | 423 | 1650896.9787 | 1650896.9787 | -4.5191 | -4.4916 | 10.0902
|  | 616 | 13 | 10472 | 2283935.962 | 50005.2492 | 909.8918 | 2404143.1179 | 2404143.1179 | -4.9737 | -4.7655 | -4.916 | -4.8986 | 509 | 1986540.3361 | 1986540.3361 | -5.2482 | -5.2092 | 407 | 1588451.7029 | 1588451.7029 | -4.5187 | -4.4913 | 6.2531
|  | 681 | 10 | 10896 | 2524935.6982 | 30534.4977 | 773.584 | 2657827.0508 | 2657827.0508 | -4.9864 | -4.7442 | -4.9334 | -4.9158 | 205 | 800080.0961 | 800080.0961 | -5.2583 | -5.2208 | 331 | 1291836.6429 | 1291836.6429 | -4.5341 | -4.5069 | 6.9129
|  | 1033 | 3 | 12396 | 3830041.9623 | 51637.2657 | 902.7838 | 4031623.1182 | 4031623.1182 | -4.9417 | -4.7317 | -4.941 | -4.9366 | 427 | 1666508.2976 | 1666508.2976 | -5.0164 | -5.0073 | 535 | 2088013.9092 | 2088013.9092 | -4.8485 | -4.8418 | 10.4861
|  | 793 | 13 | 10309 | 2940196.7823 | 35525.8512 | 1470.3873 | 3094943.9813 | 3094943.9813 | -4.9875 | -4.863 | -4.9344 | -4.9166 | 447 | 1744564.8924 | 1744564.8924 | -5.2639 | -5.2251 | 643 | 2509519.5208 | 2509519.5208 | -4.5386 | -4.5105 | 8.0498
|  | 375 | 17 | 7125 | 1390383.0938 | 24553.4668 | 329.3205 | 1463561.1513 | 1463561.1513 | -4.9302 | -4.3518 | -4.9356 | -4.9317 | 741 | 2891996.835 | 2891996.835 | -5.0162 | -5.0068 | 1057 | 4125291.0318 | 4125291.0318 | -4.8484 | -4.8415 | 3.8067
|  | 450 | 20 | 5850 | 1668459.7125 | 18941.436 | 936.8648 | 1756273.3816 | 1756273.3816 | -4.9795 | -4.7866 | -4.9304 | -4.9135 | 528 | 2060694.1011 | 2060694.1011 | -5.2652 | -5.2261 | 924 | 3606214.6768 | 3606214.6768 | -4.5411 | -4.5125 | 4.568
|  | 638 | 2 | 10208 | 2365505.1035 | 30355.2268 | 177.2055 | 2490005.3721 | 2490005.3721 | -4.9795 | -3.8933 | -4.9247 | -4.9072 | 661 | 2579770.4561 | 2579770.4561 | -5.2484 | -5.2091 | 975 | 3805258.9934 | 3805258.9934 | -4.5233 | -4.4946 | 6.4764
|  | 1080 | 2 | 11880 | 4004303.31 | 31267.1177 | 488.9177 | 4215056.1158 | 4215056.1158 | -4.9811 | -4.5927 | -4.9296 | -4.9114 | 935 | 3649145.8039 | 3649145.8039 | -5.2522 | -5.2124 | 1014 | 3957469.3532 | 3957469.3532 | -4.525 | -4.4962 | 10.9632
|  | 90 | 10 | 1440 | 333691.9425 | 6562.5398 | 52.4702 | 351254.6763 | 351254.6763 | -4.9531 | -1.2979 | -4.9173 | -4.9032 | 658 | 2568061.9668 | 2568061.9668 | -5.2655 | -5.226 | 928 | 3621825.9958 | 3621825.9958 | -4.5497 | -4.5211 | 0.9136
|  | 354 | 5 | 5664 | 1312521.6405 | 15979.6139 | 139.245 | 1381601.7268 | 1381601.7268 | -4.9841 | -3.6077 | -4.9339 | -4.9173 | 364 | 1420630.0242 | 1420630.0242 | -5.2675 | -5.229 | 363 | 1416727.1945 | 1416727.1945 | -4.5397 | -4.5124 | 3.5935
|  | 943 | 19 | 12259 | 3496350.0197 | 35050.4157 | 1406.1072 | 3680368.4418 | 3680368.4418 | -4.986 | -4.8555 | -4.9354 | -4.9175 | 1013 | 3953566.5234 | 3953566.5234 | -5.2695 | -5.2295 | 431 | 1682119.6166 | 1682119.6166 | -4.536 | -4.5084 | 9.5725
|  | 164 | 11 | 3280 | 608060.873 | 2856.8397 | 7.0653 | 640064.0768 | 640064.0768 | -4.8768 | 22.4742 | -4.905 | -4.8898 | 353 | 1377698.8971 | 1377698.8971 | -5.2443 | -5.2058 | 747 | 2915413.8134 | 2915413.8134 | -4.5216 | -4.4933 | 1.6648
|  | 866 | 7 | 11258 | 3210858.0245 | 36665.0708 | 747.6695 | 3379850.5521 | 3379850.5521 | -4.9886 | -4.7362 | -4.935 | -4.9171 | 895 | 3493032.6145 | 3493032.6145 | -5.2686 | -5.2288 | 612 | 2388531.7989 | 2388531.7989 | -4.5482 | -4.52 | 8.7909
|  | 631 | 18 | 7572 | 2339551.2857 | 24803.9836 | 1.1663 | 2462685.5639 | 2462685.5639 | -4.9821 | 161.2579 | -4.9316 | -4.9142 | 87 | 339546.1871 | 339546.1871 | -5.2505 | -5.2146 | 686 | 2677341.1995 | 2677341.1995 | -4.5379 | -4.5097 | 6.4053
|  | 1086 | 11 | 10860 | 4026549.4395 | 26115.2029 | 530.2697 | 4238473.0942 | 4238473.0942 | -4.9677 | -4.6119 | -4.9198 | -4.9016 | 379 | 1479172.4703 | 1479172.4703 | -5.256 | -5.2174 | 564 | 2201195.9716 | 2201195.9716 | -4.521 | -4.4931 | 11.0241
|  | 750 | 16 | 10500 | 2780766.1875 | 31810.842 | 375.7611 | 2927122.3026 | 2927122.3026 | -4.9847 | -4.4766 | -4.9328 | -4.9151 | 524 | 2045082.7821 | 2045082.7821 | -5.2737 | -5.2346 | 875 | 3414976.0197 | 3414976.0197 | -4.5395 | -4.5109 | 7.6133
|  | 718 | 16 | 8616 | 2662120.1635 | 18924.3411 | 175.7854 | 2802231.7511 | 2802231.7511 | -4.9778 | -3.8883 | -4.9325 | -4.9149 | 162 | 632258.4174 | 632258.4174 | -5.2553 | -5.2182 | 630 | 2458782.7342 | 2458782.7342 | -4.5373 | -4.5092 | 7.2885
|  | 206 | 13 | 3090 | 763783.7795 | 8483.7776 | 379.1917 | 803982.9258 | 803982.9258 | -4.9624 | -4.4827 | -4.9248 | -4.9092 | 882 | 3442295.8279 | 3442295.8279 | -5.2686 | -5.2288 | 354 | 1381601.7268 | 1381601.7268 | -4.5346 | -4.5073 | 2.0911
|  | 672 | 12 | 10080 | 2491566.504 | 27865.7583 | 505.9331 | 2622701.5832 | 2622701.5832 | -4.9901 | -4.6161 | -4.9382 | -4.9207 | 375 | 1463561.1513 | 1463561.1513 | -5.2678 | -5.2292 | 1057 | 4125291.0318 | 4125291.0318 | -4.547 | -4.5182 | 6.8215
|  | 319 | 7 | 6380 | 1182752.5517 | 20295.1178 | 650.213 | 1245002.6861 | 1245002.6861 | -4.9825 | -4.6973 | -4.9281 | -4.9117 | 943 | 3680368.4418 | 3680368.4418 | -5.269 | -5.2291 | 322 | 1256711.1753 | 1256711.1753 | -4.5339 | -4.5068 | 3.2382
|  | 831 | 13 | 12465 | 3081088.9357 | 38943.8209 | 585.5811 | 3243251.5113 | 3243251.5113 | -4.993 | -4.6683 | -4.9397 | -4.9218 | 535 | 2088013.9092 | 2088013.9092 | -5.2703 | -5.2311 | 420 | 1639188.4895 | 1639188.4895 | -4.5406 | -4.5132 | 8.4356
|  | 280 | 15 | 3920 | 1038152.71 | 1632.8552 | 272.3521 | 1092792.3263 | 1092792.3263 | -4.8112 | -4.2661 | -4.9271 | -4.9109 | 489 | 1908483.7413 | 1908483.7413 | -5.2647 | -5.2256 | 677 | 2642215.7318 | 2642215.7318 | -4.5391 | -4.5108 | 2.8423
|  | 903 | 5 | 11739 | 3348042.4897 | 14670.0193 | 194.3709 | 3524255.2524 | 3524255.2524 | -4.9583 | -3.9785 | -4.9172 | -4.8992 | 871 | 3399364.7008 | 3399364.7008 | -5.2504 | -5.2106 | 287 | 1120112.1345 | 1120112.1345 | -4.5148 | -4.4879 | 9.1664
|  | 255 | 11 | 4335 | 945460.5038 | 10506.5833 | 100.8846 | 995221.5829 | 995221.5829 | -4.9676 | -3.0705 | -4.9252 | -4.9092 | 205 | 800080.0961 | 800080.0961 | -5.2572 | -5.2196 | 1002 | 3910635.3963 | 3910635.3963 | -4.5405 | -4.5117 | 2.5885
|  | 247 | 9 | 3458 | 915798.9977 | 10410.6782 | 152.2968 | 963998.945 | 963998.945 | -4.9681 | -3.7203 | -4.9251 | -4.9091 | 955 | 3727202.3987 | 3727202.3987 | -5.2679 | -5.228 | 351 | 1369893.2376 | 1369893.2376 | -4.5332 | -4.506 | 2.5073
|  | 376 | 16 | 5640 | 1394090.782 | 13776.0667 | 192.1831 | 1467463.9811 | 1467463.9811 | -4.9727 | -3.9828 | -4.928 | -4.9114 | 420 | 1639188.4895 | 1639188.4895 | -5.2722 | -5.2334 | 164 | 640064.0768 | 640064.0768 | -4.5277 | -4.5018 | 3.8168
|  | 1073 | 5 | 21460 | 3978349.4922 | 24380.3512 | 318.2581 | 4187736.3076 | 4187736.3076 | -4.967 | -4.3683 | -4.9197 | -4.9016 | 897 | 3500838.2739 | 3500838.2739 | -5.252 | -5.2122 | 890 | 3473518.4658 | 3473518.4658 | -4.534 | -4.5054 | 10.8921
|  | 985 | 5 | 10835 | 3652072.9262 | 10053.094 | 332.3511 | 3844287.2908 | 3844287.2908 | -4.9671 | -4.4103 | -4.9359 | -4.9178 | 473 | 1846038.4655 | 1846038.4655 | -5.2644 | -5.2255 | 987 | 3852092.9503 | 3852092.9503 | -4.5416 | -4.5128 | 9.9988
|  | 862 | 9 | 17240 | 3196027.2715 | 7181.2306 | 717.6621 | 3364239.2332 | 3364239.2332 | -4.9299 | -4.6974 | -4.9168 | -4.899 | 190 | 741537.65 | 741537.65 | -5.2495 | -5.212 | 373 | 1455755.4918 | 1455755.4918 | -4.5266 | -4.4993 | 8.7502
|  | 694 | 10 | 8328 | 2573135.6455 | 9146.0865 | 137.6772 | 2708563.8374 | 2708563.8374 | -4.9445 | -3.565 | -4.9154 | -4.8978 | 910 | 3551575.0605 | 3551575.0605 | -5.2507 | -5.2108 | 631 | 2462685.5639 | 2462685.5639 | -4.5205 | -4.4924 | 7.0449
|  | 621 | 11 | 6210 | 2302474.4032 | 93950.0367 | 1820.0646 | 2423657.2666 | 2423657.2666 | -4.982 | -4.878 | -4.9209 | -4.9034 | 741 | 2891996.835 | 2891996.835 | -5.2556 | -5.216 | 116 | 452728.2495 | 452728.2495 | -4.5143 | -4.489 | 6.3038
|  | 292 | 3 | 4380 | 1082644.969 | 92722.2961 | 393.6077 | 1139626.2832 | 1139626.2832 | -5.0054 | -4.515 | -4.9387 | -4.9224 | 534 | 2084111.0795 | 2084111.0795 | -5.2666 | -5.2275 | 482 | 1881163.9332 | 1881163.9332 | -4.548 | -4.5202 | 2.9641
|  | 714 | 9 | 13566 | 2647289.4105 | 238374.2027 | 2581.3315 | 2786620.4321 | 2786620.4321 | -4.9839 | -4.9096 | -4.9218 | -4.9041 | 432 | 1686022.4463 | 1686022.4463 | -5.2518 | -5.213 | 198 | 772760.2879 | 772760.2879 | -4.5183 | -4.4921 | 7.2479
|  | 261 | 17 | 3915 | 967706.6332 | 44107.1146 | 825.559 | 1018638.5613 | 1018638.5613 | -4.9916 | -4.7625 | -4.928 | -4.9119 | 169 | 659578.2255 | 659578.2255 | -5.2583 | -5.2211 | 967 | 3774036.3555 | 3774036.3555 | -4.5428 | -4.5141 | 2.6494
|  | 234 | 6 | 3042 | 867599.0505 | 20563.0118 | 196.0527 | 913262.1584 | 913262.1584 | -4.9679 | -3.9913 | -4.9104 | -4.8945 | 233 | 909359.3287 | 909359.3287 | -5.2439 | -5.2061 | 782 | 3052012.8542 | 3052012.8542 | -4.5245 | -4.4961 | 2.3754
|  | 723 | 20 | 12291 | 2680658.6047 | 92160.2453 | 4645.5764 | 2821745.8997 | 2821745.8997 | -4.9943 | -4.9553 | -4.935 | -4.9175 | 1072 | 4183833.4779 | 4183833.4779 | -5.2712 | -5.2312 | 230 | 897650.8395 | 897650.8395 | -4.5327 | -4.5063 | 7.3392
|  | 477 | 13 | 9540 | 1768567.2952 | 213875.0796 | 555.1926 | 1861649.7845 | 1861649.7845 | -4.9776 | -4.6289 | -4.9128 | -4.8958 | 650 | 2536839.3289 | 2536839.3289 | -5.2485 | -5.2091 | 795 | 3102749.6408 | 3102749.6408 | -4.522 | -4.4936 | 4.8421
|  | 367 | 4 | 3670 | 1360721.5877 | 41346.8993 | 423.1646 | 1432338.5134 | 1432338.5134 | -5.0016 | -4.5493 | -4.9403 | -4.9237 | 200 | 780565.9474 | 780565.9474 | -5.2596 | -5.2221 | 633 | 2470491.2234 | 2470491.2234 | -4.5399 | -4.5118 | 3.7255
|  | 830 | 17 | 8300 | 3077381.2475 | 171773.8867 | 2542.2607 | 3239348.6816 | 3239348.6816 | -4.9764 | -4.9014 | -4.9159 | -4.898 | 160 | 624452.7579 | 624452.7579 | -5.2376 | -5.2005 | 817 | 3188611.895 | 3188611.895 | -4.5313 | -4.5028 | 8.4254
|  | 288 | 20 | 5472 | 1067814.216 | 136041.2331 | 1698.2475 | 1124014.9642 | 1124014.9642 | -4.976 | -4.8634 | -4.9084 | -4.8922 | 475 | 1853844.125 | 1853844.125 | -5.2454 | -5.2066 | 211 | 823497.0745 | 823497.0745 | -4.512 | -4.4856 | 2.9235
|  | 155 | 8 | 2635 | 574691.6787 | 63040.4441 | 341.1353 | 604938.6092 | 604938.6092 | -4.9746 | -4.4098 | -4.9047 | -4.8895 | 713 | 2782717.6024 | 2782717.6024 | -5.2491 | -5.2096 | 613 | 2392434.6287 | 2392434.6287 | -4.5202 | -4.4921 | 1.5734
|  | 920 | 7 | 13800 | 3411073.19 | 319570.1792 | 583.1073 | 3590603.3579 | 3590603.3579 | -4.9782 | -4.6458 | -4.9173 | -4.8993 | 877 | 3422781.6792 | 3422781.6792 | -5.2504 | -5.2106 | 1069 | 4172124.9887 | 4172124.9887 | -4.5338 | -4.5049 | 9.339
|  | 220 | 17 | 4400 | 815691.415 | 89482.2084 | 309.4029 | 858622.5421 | 858622.5421 | -4.9756 | -4.3512 | -4.9071 | -4.8914 | 610 | 2380726.1395 | 2380726.1395 | -5.2579 | -5.2185 | 664 | 2591478.9453 | 2591478.9453 | -4.5207 | -4.4925 | 2.2332
|  | 289 | 5 | 2890 | 1071521.9042 | 78577.0561 | 892.0496 | 1127917.7939 | 1127917.7939 | -4.9755 | -4.7611 | -4.9094 | -4.8931 | 159 | 620549.9282 | 620549.9282 | -5.2384 | -5.2013 | 682 | 2661729.8805 | 2661729.8805 | -4.5209 | -4.4927 | 2.9337
|  | 771 | 2 | 12336 | 2858627.6407 | 491917.9378 | 1725.2513 | 3009081.7271 | 3009081.7271 | -4.9884 | -4.8761 | -4.9259 | -4.9082 | 799 | 3118360.9597 | 3118360.9597 | -5.2499 | -5.2102 | 883 | 3446198.6576 | 3446198.6576 | -4.5227 | -4.4941 | 7.8265
|  | 900 | 20 | 9900 | 3336919.425 | 258873.8018 | 3083.2825 | 3512546.7632 | 3512546.7632 | -4.9777 | -4.9155 | -4.9171 | -4.8992 | 512 | 1998248.8253 | 1998248.8253 | -5.2468 | -5.2078 | 796 | 3106652.4705 | 3106652.4705 | -4.5219 | -4.4935 | 9.136
|  | 690 | 18 | 12420 | 2558304.8925 | 228820.2446 | 15496.6858 | 2692952.5184 | 2692952.5184 | -4.9768 | -4.9653 | -4.9145 | -4.897 | 1058 | 4129193.8616 | 4129193.8616 | -5.2509 | -5.2109 | 968 | 3777939.1853 | 3777939.1853 | -4.5226 | -4.4939 | 7.0043
|  | 598 | 4 | 8970 | 2217197.5735 | 250645.9287 | 1117.839 | 2333892.1826 | 2333892.1826 | -4.9871 | -4.8142 | -4.9235 | -4.9061 | 488 | 1904580.9116 | 1904580.9116 | -5.2458 | -5.2068 | 61 | 238072.6139 | 238072.6139 | -4.502 | -4.4782 | 6.0704

## Notes
|  | GWMBR | WWMBR | Jeong et al., 2018 | Kavvada et al., 2016
Flow (MGD) | min | 0.0013699 | 0.0013699 | 0.00015852 | 0.005284
| max | 0.013699 | 0.013699 | 0.00047556 | 0.5284
Flow (gpd) | min | 1369.863 | 1369.863 | 158.52 | 5284
| max | 13698.6301 | 13698.6301 | 475.56 | 528400
Flow (m3/d) | min | 5.1849 | 5.1849 | 0.6 | 20
| max | 51.8495 | 51.8495 | 1.8 | 2000
Electricity (kWh/m3) | min | 0.74 | 1.0572 | 0.45 | 3.8674 | 1.0572
| max | 0.91 | 0.92825 | 0.62 | 0.97144 | 0.92825