## README
This file contains the data that was used to create the figures in the paper entitled: "Resilience analysis of potable water service after power outages in the U.S.Virgin Islands"
Each tab in the file represents the data used to create the figure associated with the tab's name.
Figure 1 is a map of the drinking water distribution system for St. Thomas / St. John (STT-STJ), so no data is provided.
Figure 2 is a map of the drinking water distribution system for St. Croix (STX), so no data is provided.
Figure 3 is the results from the system-wide, source, and distribution power outage scenarios on the STT-STJ system.
Figure 3 (1st row) is the averaged results for modified resilience index over time from the system-wide, source, and distribution power outage scenarios for the the West, Central, and East regions and over the STT-STJ system.
Figure 3 (2nd row) is the averaged results for water service availability over time from the system-wide, source, and distribution power outage scenarios for the the West, Central, and East regions and over the STT-STJ system.
Figure 3 (3rd row) is the averaged results for difference in water age over time from the system-wide, source, and distribution power outage scenarios for the the West, Central, and East regions and over the STT-STJ system.
Figure 3 (4th row) is the averaged results for tank capacity over time from the system-wide, source, and distribution power outage scenarios for the the West, Central, and East regions and over the STT-STJ system.
Figure 4 is the results from the system-wide, source, and distribution power outage scenarios on the STX system.
Figure 4 (1st row) is the averaged results for modified resilience index over time from the system-wide, source, and distribution power outage scenarios for the the West, Central, and East regions and over the STX system.
Figure 4 (2nd row) is the averaged results for water service availability over time from the system-wide, source, and distribution power outage scenarios for the the West, Central, and East regions and over the STX system.
Figure 4 (3rd row) is the averaged results for difference in water age over time from the system-wide, source, and distribution power outage scenarios for the the West, Central, and East regions and over the STX system.
Figure 4 (4th row) is the averaged results for tank capacity over time from the system-wide, source, and distribution power outage scenarios for the the West, Central, and East regions and over the STX system.

## Fig3 (1st row)
Modified Resilience Index
| System-wide power outage |  |  |  |  | Source-wide power outage |  |  |  |  | Distribution power outage
| Time(days) | West | Central | East | System | Time(days) | West | Central | East | System | Time(days) | West | Central | East | System
| 0 | 1.0249 | 0.65347 | 0.36626 | 0.78663 | 0 | 1.0249 | 0.65347 | 0.36626 | 0.78663 | 0 | 1.0249 | 0.65347 | 0.36626 | 0.78663
| 0.041667 | 1.0249 | 0.65341 | 0.37008 | 0.78703 | 0.041667 | 1.0249 | 0.65341 | 0.37008 | 0.78703 | 0.041667 | 1.0249 | 0.65341 | 0.37008 | 0.78703
| 0.083333 | 1.0249 | 0.65335 | 0.78594 | 0.83321 | 0.083333 | 1.0249 | 0.65335 | 0.78595 | 0.83321 | 0.083333 | 1.0249 | 0.65335 | 0.78594 | 0.83321
| 0.125 | 1.0249 | 0.6533 | 0.99342 | 0.85624 | 0.125 | 1.0249 | 0.6533 | 0.99342 | 0.85624 | 0.125 | 1.0249 | 0.6533 | 0.99342 | 0.85624
| 0.16667 | 1.0249 | 0.65325 | 1.118 | 0.87007 | 0.16667 | 1.0249 | 0.65325 | 1.118 | 0.87007 | 0.16667 | 1.0249 | 0.65325 | 1.118 | 0.87007
| 0.20833 | 1.0245 | 0.65301 | 1.1472 | 0.87303 | 0.20833 | 1.0245 | 0.65301 | 1.1472 | 0.87303 | 0.20833 | 1.0245 | 0.65301 | 1.1472 | 0.87303
| 0.25 | 1.0238 | 0.65262 | 1.1047 | 0.86782 | 0.25 | 1.0238 | 0.65262 | 1.1047 | 0.86782 | 0.25 | 1.0238 | 0.65262 | 1.1047 | 0.86782
| 0.29167 | 1.0222 | 0.65183 | 1.0135 | 0.85663 | 0.29167 | 1.0222 | 0.65183 | 1.0135 | 0.85663 | 0.29167 | 1.0222 | 0.65183 | 1.0135 | 0.85663
| 0.33333 | 1.0199 | 0.65072 | 0.94221 | 0.8472 | 0.33333 | 1.0199 | 0.65072 | 0.94222 | 0.8472 | 0.33333 | 1.0199 | 0.65072 | 0.94221 | 0.8472
| 0.375 | 1.0187 | 0.65006 | 0.88466 | 0.83995 | 0.375 | 1.0187 | 0.65006 | 0.88466 | 0.83995 | 0.375 | 1.0187 | 0.65006 | 0.88466 | 0.83995
| 0.41667 | 1.0181 | 0.64969 | 0.83729 | 0.83426 | 0.41667 | 1.0181 | 0.64969 | 0.8373 | 0.83426 | 0.41667 | 1.0181 | 0.64969 | 0.83729 | 0.83426
| 0.45833 | 1.0176 | 0.64937 | 0.79771 | 0.8295 | 0.45833 | 1.0176 | 0.64937 | 0.79772 | 0.8295 | 0.45833 | 1.0176 | 0.64937 | 0.79771 | 0.8295
| 0.5 | 1.0172 | 0.64908 | 0.76413 | 0.82546 | 0.5 | 1.0172 | 0.64908 | 0.76414 | 0.82546 | 0.5 | 1.0172 | 0.64908 | 0.76413 | 0.82546
| 0.54167 | 1.0168 | 0.64881 | 0.73526 | 0.82197 | 0.54167 | 1.0168 | 0.64881 | 0.73526 | 0.82198 | 0.54167 | 1.0168 | 0.64881 | 0.73526 | 0.82197
| 0.58333 | 1.0165 | 0.64856 | 0.71015 | 0.81894 | 0.58333 | 1.0165 | 0.64856 | 0.71015 | 0.81894 | 0.58333 | 1.0165 | 0.64856 | 0.71015 | 0.81894
| 0.625 | 1.0159 | 0.6482 | 0.68807 | 0.81607 | 0.625 | 1.0159 | 0.6482 | 0.68807 | 0.81607 | 0.625 | 1.0159 | 0.6482 | 0.68807 | 0.81607
| 0.66667 | 1.0151 | 0.64772 | 0.66833 | 0.81329 | 0.66667 | 1.0151 | 0.64772 | 0.66833 | 0.81329 | 0.66667 | 1.0151 | 0.64772 | 0.66833 | 0.81329
| 0.70833 | 1.014 | 0.64712 | 0.65038 | 0.81054 | 0.70833 | 1.014 | 0.64712 | 0.65039 | 0.81054 | 0.70833 | 1.014 | 0.64712 | 0.65038 | 0.81054
| 0.75 | 1.0136 | 0.64682 | 0.634 | 0.8084 | 0.75 | 1.0136 | 0.64682 | 0.63401 | 0.8084 | 0.75 | 1.0136 | 0.64682 | 0.634 | 0.8084
| 0.79167 | 1.0137 | 0.64675 | 0.61913 | 0.80677 | 0.79167 | 1.0137 | 0.64675 | 0.61914 | 0.80677 | 0.79167 | 1.0137 | 0.64675 | 0.61913 | 0.80677
| 0.83333 | 1.014 | 0.64676 | 0.60577 | 0.80541 | 0.83333 | 1.014 | 0.64676 | 0.60577 | 0.80541 | 0.83333 | 1.014 | 0.64676 | 0.60577 | 0.80541
| 0.875 | 1.0144 | 0.64682 | 0.59384 | 0.80429 | 0.875 | 1.0144 | 0.64682 | 0.59384 | 0.80429 | 0.875 | 1.0144 | 0.64682 | 0.59384 | 0.80429
| 0.91667 | 1.0148 | 0.64693 | 0.58326 | 0.80336 | 0.91667 | 1.0148 | 0.64693 | 0.58327 | 0.80336 | 0.91667 | 1.0148 | 0.64693 | 0.58326 | 0.80336
| 0.95833 | 1.0152 | 0.64702 | 0.57389 | 0.80255 | 0.95833 | 1.0152 | 0.64702 | 0.5739 | 0.80255 | 0.95833 | 1.0152 | 0.64702 | 0.57389 | 0.80255
| 1 | 1.0152 | 0.64683 | 0.57389 | 0.80246 | 1 | 1.0152 | 0.64683 | 0.57389 | 0.80246 | 1 | 1.0152 | 0.64683 | 0.57389 | 0.80246
| 1.0417 | 1.0152 | 0.64664 | 0.57388 | 0.80238 | 1.0417 | 1.0152 | 0.64664 | 0.57388 | 0.80238 | 1.0417 | 1.0152 | 0.64664 | 0.57388 | 0.80238
| 1.0833 | 1.0152 | 0.64646 | 0.57386 | 0.80229 | 1.0833 | 1.0152 | 0.64646 | 0.57387 | 0.8023 | 1.0833 | 1.0152 | 0.64646 | 0.57386 | 0.80229
| 1.125 | 1.0152 | 0.64627 | 0.57387 | 0.80221 | 1.125 | 1.0152 | 0.64627 | 0.57387 | 0.80221 | 1.125 | 1.0152 | 0.64627 | 0.57387 | 0.80221
| 1.1667 | 1.0152 | 0.64608 | 0.57387 | 0.80213 | 1.1667 | 1.0152 | 0.64608 | 0.57387 | 0.80213 | 1.1667 | 1.0152 | 0.64608 | 0.57387 | 0.80213
| 1.2083 | 1.0152 | 0.6459 | 0.57387 | 0.80205 | 1.2083 | 1.0152 | 0.6459 | 0.57387 | 0.80205 | 1.2083 | 1.0152 | 0.6459 | 0.57387 | 0.80205
| 1.25 | 1.0152 | 0.64571 | 0.57387 | 0.80196 | 1.25 | 1.0152 | 0.64571 | 0.57387 | 0.80196 | 1.25 | 1.0152 | 0.64571 | 0.57387 | 0.80196
| 1.2917 | 1.0152 | 0.64552 | 0.57387 | 0.80188 | 1.2917 | 1.0152 | 0.64552 | 0.57387 | 0.80188 | 1.2917 | 1.0152 | 0.64552 | 0.57387 | 0.80188
| 1.3333 | 1.0152 | 0.64534 | 0.57387 | 0.8018 | 1.3333 | 1.0152 | 0.64534 | 0.57387 | 0.8018 | 1.3333 | 1.0152 | 0.64534 | 0.57387 | 0.8018
| 1.375 | 1.0152 | 0.64515 | 0.57387 | 0.80171 | 1.375 | 1.0152 | 0.64515 | 0.57387 | 0.80171 | 1.375 | 1.0152 | 0.64515 | 0.57387 | 0.80171
| 1.4167 | 1.0152 | 0.64496 | 0.57387 | 0.80163 | 1.4167 | 1.0152 | 0.64496 | 0.57387 | 0.80163 | 1.4167 | 1.0152 | 0.64496 | 0.57387 | 0.80163
| 1.4583 | 1.0152 | 0.64478 | 0.57387 | 0.80155 | 1.4583 | 1.0152 | 0.64478 | 0.57387 | 0.80155 | 1.4583 | 1.0152 | 0.64478 | 0.57387 | 0.80155
| 1.5 | 1.0152 | 0.64459 | 0.57387 | 0.80147 | 1.5 | 1.0152 | 0.64459 | 0.57387 | 0.80147 | 1.5 | 1.0152 | 0.64459 | 0.57387 | 0.80147
| 1.5417 | 1.0152 | 0.6444 | 0.57387 | 0.80138 | 1.5417 | 1.0152 | 0.6444 | 0.57387 | 0.80138 | 1.5417 | 1.0152 | 0.6444 | 0.57387 | 0.80138
| 1.5833 | 1.0152 | 0.64422 | 0.57387 | 0.8013 | 1.5833 | 1.0152 | 0.64422 | 0.57387 | 0.8013 | 1.5833 | 1.0152 | 0.64422 | 0.57387 | 0.8013
| 1.625 | 1.0152 | 0.64403 | 0.57387 | 0.80122 | 1.625 | 1.0152 | 0.64403 | 0.57387 | 0.80122 | 1.625 | 1.0152 | 0.64403 | 0.57387 | 0.80122
| 1.6667 | 1.0152 | 0.64384 | 0.57387 | 0.80113 | 1.6667 | 1.0152 | 0.64384 | 0.57387 | 0.80113 | 1.6667 | 1.0152 | 0.64384 | 0.57387 | 0.80113
| 1.7083 | 1.0152 | 0.64366 | 0.57387 | 0.80105 | 1.7083 | 1.0152 | 0.64366 | 0.57387 | 0.80105 | 1.7083 | 1.0152 | 0.64366 | 0.57387 | 0.80105
| 1.75 | 1.0152 | 0.64347 | 0.57387 | 0.80097 | 1.75 | 1.0152 | 0.64347 | 0.57387 | 0.80097 | 1.75 | 1.0152 | 0.64347 | 0.57387 | 0.80097
| 1.7917 | 1.0152 | 0.64328 | 0.57387 | 0.80088 | 1.7917 | 1.0152 | 0.64328 | 0.57387 | 0.80088 | 1.7917 | 1.0152 | 0.64328 | 0.57387 | 0.80088
| 1.8333 | 1.0152 | 0.6431 | 0.57387 | 0.8008 | 1.8333 | 1.0152 | 0.6431 | 0.57387 | 0.8008 | 1.8333 | 1.0152 | 0.6431 | 0.57387 | 0.8008
| 1.875 | 1.0152 | 0.64291 | 0.57387 | 0.80072 | 1.875 | 1.0152 | 0.64291 | 0.57387 | 0.80072 | 1.875 | 1.0152 | 0.64291 | 0.57387 | 0.80072
| 1.9167 | 1.0152 | 0.64272 | 0.57387 | 0.80064 | 1.9167 | 1.0152 | 0.64272 | 0.57387 | 0.80064 | 1.9167 | 1.0152 | 0.64272 | 0.57387 | 0.80064
| 1.9583 | 1.0152 | 0.64254 | 0.57387 | 0.80055 | 1.9583 | 1.0152 | 0.64254 | 0.57387 | 0.80055 | 1.9583 | 1.0152 | 0.64254 | 0.57387 | 0.80055
| 2 | 1.0152 | 0.64235 | 0.57387 | 0.80047 | 2 | 1.0152 | 0.64235 | 0.57387 | 0.80047 | 2 | 1.0152 | 0.64235 | 0.57387 | 0.80047
| 2.0417 | 1.0152 | 0.64216 | 0.57387 | 0.80039 | 2.0417 | 1.0152 | 0.64216 | 0.57387 | 0.80039 | 2.0417 | 1.0152 | 0.64216 | 0.57387 | 0.80039
| 2.0833 | 1.0152 | 0.64198 | 0.57386 | 0.8003 | 2.0833 | 1.0152 | 0.64198 | 0.57387 | 0.8003 | 2.0833 | 1.0152 | 0.64198 | 0.57386 | 0.8003
| 2.125 | 1.0152 | 0.64179 | 0.57386 | 0.80022 | 2.125 | 1.0152 | 0.64179 | 0.57387 | 0.80022 | 2.125 | 1.0152 | 0.64179 | 0.57386 | 0.80022
| 2.1667 | 1.0152 | 0.6416 | 0.57386 | 0.80014 | 2.1667 | 1.0152 | 0.6416 | 0.57387 | 0.80014 | 2.1667 | 1.0152 | 0.6416 | 0.57386 | 0.80014
| 2.2083 | 1.0152 | 0.64142 | 0.57386 | 0.80005 | 2.2083 | 1.0152 | 0.64142 | 0.57387 | 0.80005 | 2.2083 | 1.0152 | 0.64142 | 0.57386 | 0.80005
| 2.25 | 1.0152 | 0.64123 | 0.57386 | 0.79997 | 2.25 | 1.0152 | 0.64123 | 0.57387 | 0.79997 | 2.25 | 1.0152 | 0.64123 | 0.57386 | 0.79997
| 2.2917 | 1.0152 | 0.64104 | 0.57386 | 0.79989 | 2.2917 | 1.0152 | 0.64104 | 0.57387 | 0.79989 | 2.2917 | 1.0152 | 0.64104 | 0.57386 | 0.79989
| 2.3333 | 1.0152 | 0.64086 | 0.57386 | 0.7998 | 2.3333 | 1.0152 | 0.64086 | 0.57387 | 0.79981 | 2.3333 | 1.0152 | 0.64086 | 0.57386 | 0.7998
| 2.375 | 1.0152 | 0.64067 | 0.57386 | 0.79972 | 2.375 | 1.0152 | 0.64067 | 0.57387 | 0.79972 | 2.375 | 1.0152 | 0.64067 | 0.57386 | 0.79972
| 2.4167 | 1.0152 | 0.64048 | 0.57386 | 0.79964 | 2.4167 | 1.0152 | 0.64048 | 0.57387 | 0.79964 | 2.4167 | 1.0152 | 0.64048 | 0.57386 | 0.79964
| 2.4583 | 1.0152 | 0.6403 | 0.57386 | 0.79956 | 2.4583 | 1.0152 | 0.6403 | 0.57387 | 0.79956 | 2.4583 | 1.0152 | 0.6403 | 0.57386 | 0.79956
| 2.5 | 1.0152 | 0.64011 | 0.57386 | 0.79947 | 2.5 | 1.0152 | 0.64011 | 0.57387 | 0.79947 | 2.5 | 1.0152 | 0.64011 | 0.57386 | 0.79947
| 2.5417 | 1.012 | 0.63841 | 0.57386 | 0.79729 | 2.5417 | 1.012 | 0.63841 | 0.57387 | 0.79729 | 2.5417 | 1.012 | 0.63841 | 0.57386 | 0.79729
| 2.5833 | 1.0088 | 0.63677 | 0.57386 | 0.79513 | 2.5833 | 1.0088 | 0.63677 | 0.57387 | 0.79513 | 2.5833 | 1.0088 | 0.63677 | 0.57386 | 0.79513
| 2.625 | 1.0055 | 0.63524 | 0.57386 | 0.79297 | 2.625 | 1.0055 | 0.63524 | 0.57387 | 0.79297 | 2.625 | 1.0055 | 0.63524 | 0.57386 | 0.79297
| 2.6667 | 1.0021 | 0.63384 | 0.57386 | 0.79084 | 2.6667 | 1.0021 | 0.63384 | 0.57387 | 0.79084 | 2.6667 | 1.0021 | 0.63384 | 0.57386 | 0.79084
| 2.7083 | 0.99858 | 0.63257 | 0.57386 | 0.78872 | 2.7083 | 0.99858 | 0.63257 | 0.57387 | 0.78872 | 2.7083 | 0.99858 | 0.63257 | 0.57386 | 0.78872
| 2.75 | 0.99526 | 0.63121 | 0.57386 | 0.78664 | 2.75 | 0.99526 | 0.63121 | 0.57387 | 0.78664 | 2.75 | 0.99526 | 0.63121 | 0.57386 | 0.78664
| 2.7917 | 0.99215 | 0.62977 | 0.57386 | 0.78462 | 2.7917 | 0.99215 | 0.62977 | 0.57387 | 0.78462 | 2.7917 | 0.99215 | 0.62977 | 0.57386 | 0.78462
| 2.8333 | 0.98917 | 0.62834 | 0.57386 | 0.78265 | 2.8333 | 0.98917 | 0.62834 | 0.57387 | 0.78265 | 2.8333 | 0.98917 | 0.62834 | 0.57386 | 0.78265
| 2.875 | 0.9863 | 0.62691 | 0.57386 | 0.78075 | 2.875 | 0.9863 | 0.62691 | 0.57387 | 0.78075 | 2.875 | 0.9863 | 0.62691 | 0.57386 | 0.78075
| 2.9167 | 0.98357 | 0.62551 | 0.57386 | 0.77891 | 2.9167 | 0.98357 | 0.62551 | 0.57387 | 0.77891 | 2.9167 | 0.98357 | 0.62551 | 0.57386 | 0.77891
| 2.9583 | 0.98084 | 0.62415 | 0.57386 | 0.77709 | 2.9583 | 0.98084 | 0.62415 | 0.57387 | 0.77709 | 2.9583 | 0.98084 | 0.62415 | 0.57386 | 0.77709
| 3 | 0.97812 | 0.62285 | 0.57386 | 0.7753 | 3 | 0.97812 | 0.62285 | 0.57387 | 0.7753 | 3 | 0.97812 | 0.62285 | 0.57386 | 0.7753
| 3.0417 | 0.9754 | 0.62159 | 0.57386 | 0.77354 | 3.0417 | 0.9754 | 0.62159 | 0.57387 | 0.77354 | 3.0417 | 0.9754 | 0.62159 | 0.57386 | 0.77354
| 3.0833 | 0.97268 | 0.62039 | 0.57386 | 0.77179 | 3.0833 | 0.97268 | 0.62039 | 0.57386 | 0.77179 | 3.0833 | 0.97268 | 0.62039 | 0.57386 | 0.77179
| 3.125 | 0.96998 | 0.61923 | 0.57386 | 0.77008 | 3.125 | 0.96998 | 0.61923 | 0.57387 | 0.77008 | 3.125 | 0.96998 | 0.61923 | 0.57386 | 0.77008
| 3.1667 | 0.96728 | 0.61812 | 0.57386 | 0.76838 | 3.1667 | 0.96728 | 0.61812 | 0.57387 | 0.76839 | 3.1667 | 0.96728 | 0.61812 | 0.57386 | 0.76838
| 3.2083 | 0.96446 | 0.6171 | 0.57386 | 0.76667 | 3.2083 | 0.96446 | 0.6171 | 0.57387 | 0.76668 | 3.2083 | 0.96446 | 0.6171 | 0.57386 | 0.76667
| 3.25 | 0.96446 | 0.61775 | 0.57386 | 0.76696 | 3.25 | 0.96446 | 0.61775 | 0.57387 | 0.76696 | 3.25 | 0.96446 | 0.61775 | 0.57386 | 0.76696
| 3.2917 | 0.96446 | 0.6184 | 0.57386 | 0.76725 | 3.2917 | 0.96446 | 0.6184 | 0.57387 | 0.76725 | 3.2917 | 0.96446 | 0.6184 | 0.57386 | 0.76725
| 3.3333 | 0.96446 | 0.61905 | 0.57386 | 0.76754 | 3.3333 | 0.96446 | 0.61905 | 0.57387 | 0.76754 | 3.3333 | 0.96446 | 0.61905 | 0.57386 | 0.76754
| 3.375 | 0.96446 | 0.6197 | 0.57386 | 0.76783 | 3.375 | 0.96446 | 0.6197 | 0.57387 | 0.76783 | 3.375 | 0.96446 | 0.6197 | 0.57386 | 0.76783
| 3.4167 | 0.96446 | 0.62034 | 0.57386 | 0.76812 | 3.4167 | 0.96446 | 0.62035 | 0.57387 | 0.76812 | 3.4167 | 0.96446 | 0.62034 | 0.57386 | 0.76812
| 3.4583 | 0.96446 | 0.62099 | 0.57386 | 0.76841 | 3.4583 | 0.96446 | 0.62099 | 0.57387 | 0.76841 | 3.4583 | 0.96446 | 0.62099 | 0.57386 | 0.76841
| 3.5 | 0.96446 | 0.62164 | 0.57386 | 0.7687 | 3.5 | 0.96446 | 0.62164 | 0.57387 | 0.7687 | 3.5 | 0.96446 | 0.62164 | 0.57386 | 0.7687
| 3.5417 | 0.96768 | 0.6238 | 0.57386 | 0.77109 | 3.5417 | 0.96768 | 0.6238 | 0.57387 | 0.77109 | 3.5417 | 0.96768 | 0.6238 | 0.57386 | 0.77109
| 3.5833 | 0.9709 | 0.62591 | 0.57386 | 0.77346 | 3.5833 | 0.9709 | 0.62591 | 0.57387 | 0.77346 | 3.5833 | 0.9709 | 0.62591 | 0.57386 | 0.77346
| 3.625 | 0.97422 | 0.6279 | 0.57386 | 0.77581 | 3.625 | 0.97422 | 0.6279 | 0.57387 | 0.77581 | 3.625 | 0.97422 | 0.6279 | 0.57386 | 0.77581
| 3.6667 | 0.97762 | 0.62977 | 0.57386 | 0.77816 | 3.6667 | 0.97762 | 0.62977 | 0.57387 | 0.77816 | 3.6667 | 0.97762 | 0.62977 | 0.57386 | 0.77816
| 3.7083 | 0.98111 | 0.6315 | 0.57386 | 0.78048 | 3.7083 | 0.98111 | 0.6315 | 0.57387 | 0.78048 | 3.7083 | 0.98111 | 0.6315 | 0.57386 | 0.78048
| 3.75 | 0.98444 | 0.63332 | 0.57386 | 0.78277 | 3.75 | 0.98444 | 0.63332 | 0.57387 | 0.78277 | 3.75 | 0.98444 | 0.63332 | 0.57386 | 0.78277
| 3.7917 | 0.98754 | 0.63522 | 0.57386 | 0.78499 | 3.7917 | 0.98754 | 0.63522 | 0.57386 | 0.78499 | 3.7917 | 0.98754 | 0.63522 | 0.57386 | 0.78499
| 3.8333 | 0.99053 | 0.63712 | 0.57386 | 0.78716 | 3.8333 | 0.99053 | 0.63712 | 0.57386 | 0.78716 | 3.8333 | 0.99053 | 0.63712 | 0.57386 | 0.78716
| 3.875 | 0.99339 | 0.63901 | 0.57386 | 0.78928 | 3.875 | 0.99339 | 0.63901 | 0.57386 | 0.78928 | 3.875 | 0.99339 | 0.63901 | 0.57386 | 0.78928
| 3.9167 | 0.99613 | 0.64088 | 0.57386 | 0.79132 | 3.9167 | 0.99613 | 0.64088 | 0.57386 | 0.79132 | 3.9167 | 0.99613 | 0.64088 | 0.57386 | 0.79132
| 3.9583 | 0.99886 | 0.6427 | 0.57386 | 0.79334 | 3.9583 | 0.99886 | 0.6427 | 0.57386 | 0.79334 | 3.9583 | 0.99886 | 0.6427 | 0.57386 | 0.79334
| 4 | 1.0016 | 0.64447 | 0.57386 | 0.79534 | 4 | 1.0016 | 0.64447 | 0.57386 | 0.79534 | 4 | 1.0016 | 0.64447 | 0.57386 | 0.79534
| 4.0417 | 1.0043 | 0.64618 | 0.57386 | 0.79731 | 4.0417 | 1.0043 | 0.64618 | 0.57386 | 0.79731 | 4.0417 | 1.0043 | 0.64618 | 0.57386 | 0.79731
| 4.0833 | 1.007 | 0.64785 | 0.57386 | 0.79926 | 4.0833 | 1.007 | 0.64785 | 0.57387 | 0.79926 | 4.0833 | 1.007 | 0.64785 | 0.57386 | 0.79926
| 4.125 | 1.0097 | 0.64947 | 0.57386 | 0.80118 | 4.125 | 1.0097 | 0.64947 | 0.57387 | 0.80118 | 4.125 | 1.0097 | 0.64947 | 0.57386 | 0.80118
| 4.1667 | 1.0124 | 0.65104 | 0.57386 | 0.80308 | 4.1667 | 1.0124 | 0.65104 | 0.57387 | 0.80308 | 4.1667 | 1.0124 | 0.65104 | 0.57386 | 0.80308
| 4.2083 | 1.0152 | 0.65253 | 0.57386 | 0.80499 | 4.2083 | 1.0152 | 0.65253 | 0.57387 | 0.80499 | 4.2083 | 1.0152 | 0.65253 | 0.57386 | 0.80499
| 4.25 | 1.0152 | 0.65234 | 0.57386 | 0.80491 | 4.25 | 1.0152 | 0.65235 | 0.57387 | 0.80491 | 4.25 | 1.0152 | 0.65234 | 0.57386 | 0.80491
| 4.2917 | 1.0152 | 0.65216 | 0.57386 | 0.80483 | 4.2917 | 1.0152 | 0.65216 | 0.57387 | 0.80483 | 4.2917 | 1.0152 | 0.65216 | 0.57386 | 0.80483
| 4.3333 | 1.0152 | 0.65197 | 0.57386 | 0.80474 | 4.3333 | 1.0152 | 0.65197 | 0.57387 | 0.80475 | 4.3333 | 1.0152 | 0.65197 | 0.57386 | 0.80474
| 4.375 | 1.0152 | 0.65178 | 0.57386 | 0.80466 | 4.375 | 1.0152 | 0.65178 | 0.57387 | 0.80466 | 4.375 | 1.0152 | 0.65178 | 0.57386 | 0.80466
| 4.4167 | 1.0152 | 0.6516 | 0.57386 | 0.80458 | 4.4167 | 1.0152 | 0.6516 | 0.57387 | 0.80458 | 4.4167 | 1.0152 | 0.6516 | 0.57386 | 0.80458
| 4.4583 | 1.0152 | 0.65141 | 0.57386 | 0.8045 | 4.4583 | 1.0152 | 0.65141 | 0.57387 | 0.8045 | 4.4583 | 1.0152 | 0.65141 | 0.57386 | 0.8045
| 4.5 | 1.0152 | 0.65122 | 0.57386 | 0.80441 | 4.5 | 1.0152 | 0.65122 | 0.57387 | 0.80441 | 4.5 | 1.0152 | 0.65122 | 0.57386 | 0.80441
| 4.5417 | 1.0152 | 0.65104 | 0.57386 | 0.80433 | 4.5417 | 1.0152 | 0.65104 | 0.57387 | 0.80433 | 4.5417 | 1.0152 | 0.65104 | 0.57386 | 0.80433
| 4.5833 | 1.0152 | 0.65085 | 0.57386 | 0.80425 | 4.5833 | 1.0152 | 0.65085 | 0.57387 | 0.80425 | 4.5833 | 1.0152 | 0.65085 | 0.57386 | 0.80425
| 4.625 | 1.0152 | 0.65066 | 0.57386 | 0.80416 | 4.625 | 1.0152 | 0.65066 | 0.57387 | 0.80416 | 4.625 | 1.0152 | 0.65066 | 0.57386 | 0.80416
| 4.6667 | 1.0152 | 0.65048 | 0.57386 | 0.80408 | 4.6667 | 1.0152 | 0.65048 | 0.57387 | 0.80408 | 4.6667 | 1.0152 | 0.65048 | 0.57386 | 0.80408
| 4.7083 | 1.0152 | 0.65029 | 0.57386 | 0.804 | 4.7083 | 1.0152 | 0.65029 | 0.57387 | 0.804 | 4.7083 | 1.0152 | 0.65029 | 0.57386 | 0.804
| 4.75 | 1.0152 | 0.6501 | 0.57386 | 0.80391 | 4.75 | 1.0152 | 0.6501 | 0.57387 | 0.80392 | 4.75 | 1.0152 | 0.6501 | 0.57386 | 0.80391
| 4.7917 | 1.0152 | 0.64992 | 0.57386 | 0.80383 | 4.7917 | 1.0152 | 0.64992 | 0.57387 | 0.80383 | 4.7917 | 1.0152 | 0.64992 | 0.57386 | 0.80383
| 4.8333 | 1.0152 | 0.64973 | 0.57386 | 0.80375 | 4.8333 | 1.0152 | 0.64973 | 0.57387 | 0.80375 | 4.8333 | 1.0152 | 0.64973 | 0.57386 | 0.80375
| 4.875 | 1.0152 | 0.64954 | 0.57386 | 0.80367 | 4.875 | 1.0152 | 0.64954 | 0.57387 | 0.80367 | 4.875 | 1.0152 | 0.64954 | 0.57386 | 0.80367
| 4.9167 | 1.0152 | 0.64936 | 0.57386 | 0.80358 | 4.9167 | 1.0152 | 0.64936 | 0.57387 | 0.80358 | 4.9167 | 1.0152 | 0.64936 | 0.57386 | 0.80358
| 4.9583 | 1.0152 | 0.64917 | 0.57386 | 0.8035 | 4.9583 | 1.0152 | 0.64917 | 0.57387 | 0.8035 | 4.9583 | 1.0152 | 0.64917 | 0.57386 | 0.8035
| 5 | 1.0152 | 0.64898 | 0.57386 | 0.80342 | 5 | 1.0152 | 0.64898 | 0.57387 | 0.80342 | 5 | 1.0152 | 0.64898 | 0.57386 | 0.80342
| 5.0417 | 1.0152 | 0.6488 | 0.57386 | 0.80333 | 5.0417 | 1.0152 | 0.6488 | 0.57387 | 0.80333 | 5.0417 | 1.0152 | 0.6488 | 0.57386 | 0.80333
| 5.0833 | 1.0152 | 0.64861 | 0.57389 | 0.80325 | 5.0833 | 1.0152 | 0.64861 | 0.57389 | 0.80325 | 5.0833 | 1.0152 | 0.64861 | 0.57389 | 0.80325
| 5.125 | 1.0152 | 0.64842 | 0.57388 | 0.80317 | 5.125 | 1.0152 | 0.64842 | 0.57388 | 0.80317 | 5.125 | 1.0152 | 0.64842 | 0.57388 | 0.80317
| 5.1667 | 1.0152 | 0.64824 | 0.57388 | 0.80309 | 5.1667 | 1.0152 | 0.64824 | 0.57389 | 0.80309 | 5.1667 | 1.0152 | 0.64824 | 0.57388 | 0.80309
| 5.2083 | 1.0152 | 0.64805 | 0.57388 | 0.803 | 5.2083 | 1.0152 | 0.64805 | 0.57388 | 0.803 | 5.2083 | 1.0152 | 0.64805 | 0.57388 | 0.803
| 5.25 | 1.0152 | 0.64786 | 0.57388 | 0.80292 | 5.25 | 1.0152 | 0.64786 | 0.57389 | 0.80292 | 5.25 | 1.0152 | 0.64786 | 0.57388 | 0.80292
| 5.2917 | 1.0152 | 0.64768 | 0.57388 | 0.80284 | 5.2917 | 1.0152 | 0.64768 | 0.57389 | 0.80284 | 5.2917 | 1.0152 | 0.64768 | 0.57388 | 0.80284
| 5.3333 | 1.0152 | 0.64749 | 0.57388 | 0.80276 | 5.3333 | 1.0152 | 0.64749 | 0.57389 | 0.80276 | 5.3333 | 1.0152 | 0.64749 | 0.57388 | 0.80276
| 5.375 | 1.0152 | 0.6473 | 0.57388 | 0.80267 | 5.375 | 1.0152 | 0.6473 | 0.57389 | 0.80267 | 5.375 | 1.0152 | 0.6473 | 0.57388 | 0.80267
| 5.4167 | 1.0152 | 0.64712 | 0.57388 | 0.80259 | 5.4167 | 1.0152 | 0.64712 | 0.57389 | 0.80259 | 5.4167 | 1.0152 | 0.64712 | 0.57388 | 0.80259
| 5.4583 | 1.0152 | 0.64693 | 0.57388 | 0.80251 | 5.4583 | 1.0152 | 0.64693 | 0.57389 | 0.80251 | 5.4583 | 1.0152 | 0.64693 | 0.57388 | 0.80251
| 5.5 | 1.0152 | 0.64674 | 0.57388 | 0.80242 | 5.5 | 1.0152 | 0.64674 | 0.57389 | 0.80242 | 5.5 | 1.0152 | 0.64674 | 0.57388 | 0.80242
| 5.5417 | 1.0152 | 0.64656 | 0.57388 | 0.80234 | 5.5417 | 1.0152 | 0.64656 | 0.57389 | 0.80234 | 5.5417 | 1.0152 | 0.64656 | 0.57388 | 0.80234
| 5.5833 | 1.0152 | 0.64637 | 0.57388 | 0.80226 | 5.5833 | 1.0152 | 0.64637 | 0.57389 | 0.80226 | 5.5833 | 1.0152 | 0.64637 | 0.57388 | 0.80226
| 5.625 | 1.0152 | 0.64618 | 0.57388 | 0.80217 | 5.625 | 1.0152 | 0.64618 | 0.57389 | 0.80217 | 5.625 | 1.0152 | 0.64618 | 0.57388 | 0.80217
| 5.6667 | 1.0152 | 0.646 | 0.57388 | 0.80209 | 5.6667 | 1.0152 | 0.646 | 0.57389 | 0.80209 | 5.6667 | 1.0152 | 0.646 | 0.57388 | 0.80209
| 5.7083 | 1.0152 | 0.64581 | 0.57388 | 0.80201 | 5.7083 | 1.0152 | 0.64581 | 0.57389 | 0.80201 | 5.7083 | 1.0152 | 0.64581 | 0.57388 | 0.80201
| 5.75 | 1.0152 | 0.64562 | 0.57388 | 0.80193 | 5.75 | 1.0152 | 0.64562 | 0.57389 | 0.80193 | 5.75 | 1.0152 | 0.64562 | 0.57388 | 0.80193
| 5.7917 | 1.0152 | 0.64544 | 0.57388 | 0.80184 | 5.7917 | 1.0152 | 0.64544 | 0.57389 | 0.80184 | 5.7917 | 1.0152 | 0.64544 | 0.57388 | 0.80184
| 5.8333 | 1.0152 | 0.64525 | 0.57388 | 0.80176 | 5.8333 | 1.0152 | 0.64525 | 0.57389 | 0.80176 | 5.8333 | 1.0152 | 0.64525 | 0.57388 | 0.80176
| 5.875 | 1.0152 | 0.64506 | 0.57388 | 0.80168 | 5.875 | 1.0152 | 0.64506 | 0.57389 | 0.80168 | 5.875 | 1.0152 | 0.64506 | 0.57388 | 0.80168
| 5.9167 | 1.0152 | 0.64487 | 0.57388 | 0.80159 | 5.9167 | 1.0152 | 0.64488 | 0.57389 | 0.80159 | 5.9167 | 1.0152 | 0.64487 | 0.57388 | 0.80159
| 5.9583 | 1.0152 | 0.64469 | 0.57388 | 0.80151 | 5.9583 | 1.0152 | 0.64469 | 0.57389 | 0.80151 | 5.9583 | 1.0152 | 0.64469 | 0.57388 | 0.80151
| 6 | 1.0152 | 0.6445 | 0.57388 | 0.80143 | 6 | 1.0152 | 0.6445 | 0.57389 | 0.80143 | 6 | 1.0152 | 0.6445 | 0.57388 | 0.80143
| 6.0417 | 1.0152 | 0.64431 | 0.57388 | 0.80134 | 6.0417 | 1.0152 | 0.64432 | 0.57389 | 0.80134 | 6.0417 | 1.0152 | 0.64431 | 0.57388 | 0.80134
| 6.0833 | 1.0152 | 0.64413 | 0.57386 | 0.80126 | 6.0833 | 1.0152 | 0.64413 | 0.57387 | 0.80126 | 6.0833 | 1.0152 | 0.64413 | 0.57386 | 0.80126
| 6.125 | 1.0152 | 0.64394 | 0.57387 | 0.80118 | 6.125 | 1.0152 | 0.64394 | 0.57387 | 0.80118 | 6.125 | 1.0152 | 0.64394 | 0.57387 | 0.80118
| 6.1667 | 1.0152 | 0.64375 | 0.57387 | 0.80109 | 6.1667 | 1.0152 | 0.64375 | 0.57387 | 0.80109 | 6.1667 | 1.0152 | 0.64375 | 0.57387 | 0.80109
| 6.2083 | 1.0152 | 0.64357 | 0.57387 | 0.80101 | 6.2083 | 1.0152 | 0.64357 | 0.57387 | 0.80101 | 6.2083 | 1.0152 | 0.64357 | 0.57387 | 0.80101
| 6.25 | 1.0152 | 0.64338 | 0.57387 | 0.80093 | 6.25 | 1.0152 | 0.64338 | 0.57387 | 0.80093 | 6.25 | 1.0152 | 0.64338 | 0.57387 | 0.80093
| 6.2917 | 1.0152 | 0.64319 | 0.57387 | 0.80084 | 6.2917 | 1.0152 | 0.64319 | 0.57387 | 0.80085 | 6.2917 | 1.0152 | 0.64319 | 0.57387 | 0.80084
| 6.3333 | 1.0152 | 0.64301 | 0.57387 | 0.80076 | 6.3333 | 1.0152 | 0.64301 | 0.57387 | 0.80076 | 6.3333 | 1.0152 | 0.64301 | 0.57387 | 0.80076
| 6.375 | 1.0152 | 0.64282 | 0.57387 | 0.80068 | 6.375 | 1.0152 | 0.64282 | 0.57387 | 0.80068 | 6.375 | 1.0152 | 0.64282 | 0.57387 | 0.80068
| 6.4167 | 1.0152 | 0.64263 | 0.57387 | 0.8006 | 6.4167 | 1.0152 | 0.64263 | 0.57387 | 0.8006 | 6.4167 | 1.0152 | 0.64263 | 0.57387 | 0.8006
| 6.4583 | 1.0152 | 0.64245 | 0.57387 | 0.80051 | 6.4583 | 1.0152 | 0.64245 | 0.57387 | 0.80051 | 6.4583 | 1.0152 | 0.64245 | 0.57387 | 0.80051
| 6.5 | 1.0152 | 0.64226 | 0.57387 | 0.80043 | 6.5 | 1.0152 | 0.64226 | 0.57387 | 0.80043 | 6.5 | 1.0152 | 0.64226 | 0.57387 | 0.80043
| 6.5417 | 1.0152 | 0.64207 | 0.57387 | 0.80035 | 6.5417 | 1.0152 | 0.64207 | 0.57387 | 0.80035 | 6.5417 | 1.0152 | 0.64207 | 0.57387 | 0.80035
| 6.5833 | 1.0152 | 0.64189 | 0.57387 | 0.80026 | 6.5833 | 1.0152 | 0.64189 | 0.57387 | 0.80026 | 6.5833 | 1.0152 | 0.64189 | 0.57387 | 0.80026
| 6.625 | 1.0152 | 0.6417 | 0.57387 | 0.80018 | 6.625 | 1.0152 | 0.6417 | 0.57387 | 0.80018 | 6.625 | 1.0152 | 0.6417 | 0.57387 | 0.80018
| 6.6667 | 1.0152 | 0.64151 | 0.57387 | 0.8001 | 6.6667 | 1.0152 | 0.64151 | 0.57387 | 0.8001 | 6.6667 | 1.0152 | 0.64151 | 0.57387 | 0.8001
| 6.7083 | 1.0152 | 0.64133 | 0.57387 | 0.80001 | 6.7083 | 1.0152 | 0.64133 | 0.57387 | 0.80002 | 6.7083 | 1.0152 | 0.64133 | 0.57387 | 0.80001
| 6.75 | 1.0152 | 0.64114 | 0.57387 | 0.79993 | 6.75 | 1.0152 | 0.64114 | 0.57387 | 0.79993 | 6.75 | 1.0152 | 0.64114 | 0.57387 | 0.79993
| 6.7917 | 1.0152 | 0.64095 | 0.57387 | 0.79985 | 6.7917 | 1.0152 | 0.64095 | 0.57387 | 0.79985 | 6.7917 | 1.0152 | 0.64095 | 0.57387 | 0.79985
| 6.8333 | 1.0152 | 0.64077 | 0.57387 | 0.79977 | 6.8333 | 1.0152 | 0.64077 | 0.57387 | 0.79977 | 6.8333 | 1.0152 | 0.64077 | 0.57387 | 0.79977
| 6.875 | 1.0152 | 0.64058 | 0.57387 | 0.79968 | 6.875 | 1.0152 | 0.64058 | 0.57387 | 0.79968 | 6.875 | 1.0152 | 0.64058 | 0.57387 | 0.79968
| 6.9167 | 1.0125 | 0.6387 | 0.57387 | 0.79761 | 6.9167 | 1.0125 | 0.6387 | 0.57387 | 0.79761 | 6.9167 | 1.0125 | 0.6387 | 0.57387 | 0.79761
| 6.9583 | 1.0097 | 0.63688 | 0.57387 | 0.79557 | 6.9583 | 1.0097 | 0.63687 | 0.57387 | 0.79556 | 6.9583 | 1.0097 | 0.63688 | 0.57387 | 0.79557
| 7 | 1.0069 | 0.6351 | 0.57387 | 0.79355 | 7 | 1.0069 | 0.63508 | 0.57387 | 0.79354 | 7 | 1.0069 | 0.6351 | 0.57387 | 0.79355
| 7.0417 | 1.0041 | 0.63338 | 0.57387 | 0.79155 | 7.0417 | 1.0041 | 0.63335 | 0.57387 | 0.79154 | 7.0417 | 1.0041 | 0.63338 | 0.57387 | 0.79155
| 7.0833 | 1.0014 | 0.6317 | 0.57388 | 0.78958 | 7.0833 | 1.0014 | 0.63167 | 0.57386 | 0.78957 | 7.0833 | 1.0014 | 0.6317 | 0.57388 | 0.78958
| 7.125 | 0.99864 | 0.63008 | 0.57388 | 0.78764 | 7.125 | 0.99863 | 0.63004 | 0.57387 | 0.78762 | 7.125 | 0.99864 | 0.63008 | 0.57388 | 0.78764
| 7.1667 | 0.99589 | 0.6285 | 0.57388 | 0.78572 | 7.1667 | 0.99588 | 0.62846 | 0.57387 | 0.7857 | 7.1667 | 0.99589 | 0.6285 | 0.57388 | 0.78572
| 7.2083 | 0.99302 | 0.62701 | 0.57388 | 0.78378 | 7.2083 | 0.99302 | 0.62696 | 0.57387 | 0.78375 | 7.2083 | 0.99302 | 0.62701 | 0.57388 | 0.78378
| 7.25 | 0.99005 | 0.6256 | 0.57388 | 0.78183 | 7.25 | 0.99004 | 0.62555 | 0.57387 | 0.7818 | 7.25 | 0.99005 | 0.6256 | 0.57388 | 0.78183
| 7.2917 | 0.98685 | 0.62435 | 0.57388 | 0.77985 | 7.2917 | 0.98684 | 0.6243 | 0.57387 | 0.77982 | 7.2917 | 0.98685 | 0.62435 | 0.57388 | 0.77985
| 7.3333 | 0.98349 | 0.62328 | 0.57388 | 0.77788 | 7.3333 | 0.98348 | 0.62322 | 0.57387 | 0.77785 | 7.3333 | 0.98349 | 0.62328 | 0.57388 | 0.77788
| 7.375 | 0.98023 | 0.62218 | 0.57388 | 0.77595 | 7.375 | 0.98022 | 0.62212 | 0.57387 | 0.77591 | 7.375 | 0.98023 | 0.62218 | 0.57388 | 0.77595
| 7.4167 | 0.97707 | 0.62107 | 0.57388 | 0.77405 | 7.4167 | 0.97706 | 0.621 | 0.57387 | 0.77401 | 7.4167 | 0.97707 | 0.62107 | 0.57388 | 0.77405
| 7.4583 | 0.97393 | 0.62 | 0.57388 | 0.77218 | 7.4583 | 0.97392 | 0.61993 | 0.57387 | 0.77214 | 7.4583 | 0.97393 | 0.62 | 0.57388 | 0.77218
| 7.5 | 0.97078 | 0.61899 | 0.57388 | 0.77033 | 7.5 | 0.97077 | 0.61891 | 0.57387 | 0.77029 | 7.5 | 0.97078 | 0.61899 | 0.57388 | 0.77033
| 7.5417 | 0.96764 | 0.61803 | 0.57388 | 0.76851 | 7.5417 | 0.96763 | 0.61794 | 0.57387 | 0.76846 | 7.5417 | 0.96764 | 0.61803 | 0.57388 | 0.76851
| 7.5833 | 0.96451 | 0.61711 | 0.57388 | 0.76671 | 7.5833 | 0.9645 | 0.61702 | 0.57387 | 0.76666 | 7.5833 | 0.96451 | 0.61711 | 0.57388 | 0.76671
| 7.625 | 0.96451 | 0.61776 | 0.57388 | 0.767 | 7.625 | 0.9645 | 0.61767 | 0.57387 | 0.76695 | 7.625 | 0.96451 | 0.61776 | 0.57388 | 0.767
| 7.6667 | 0.96451 | 0.6184 | 0.57388 | 0.76728 | 7.6667 | 0.9645 | 0.61831 | 0.57387 | 0.76724 | 7.6667 | 0.96451 | 0.6184 | 0.57388 | 0.76728
| 7.7083 | 0.96451 | 0.61905 | 0.57388 | 0.76757 | 7.7083 | 0.9645 | 0.61896 | 0.57387 | 0.76752 | 7.7083 | 0.96451 | 0.61905 | 0.57388 | 0.76757
| 7.75 | 0.96451 | 0.61969 | 0.57388 | 0.76786 | 7.75 | 0.9645 | 0.6196 | 0.57386 | 0.76781 | 7.75 | 0.96451 | 0.61969 | 0.57388 | 0.76786
| 7.7917 | 0.96451 | 0.62034 | 0.57388 | 0.76814 | 7.7917 | 0.9645 | 0.62025 | 0.57386 | 0.76809 | 7.7917 | 0.96451 | 0.62034 | 0.57388 | 0.76814
| 7.8333 | 0.96451 | 0.62098 | 0.57388 | 0.76843 | 7.8333 | 0.9645 | 0.62089 | 0.57386 | 0.76838 | 7.8333 | 0.96451 | 0.62098 | 0.57388 | 0.76843
| 7.875 | 0.96451 | 0.62163 | 0.57388 | 0.76872 | 7.875 | 0.9645 | 0.62154 | 0.57386 | 0.76867 | 7.875 | 0.96451 | 0.62163 | 0.57388 | 0.76872
| 7.9167 | 0.96729 | 0.62397 | 0.57388 | 0.77099 | 7.9167 | 0.96728 | 0.62388 | 0.57385 | 0.77094 | 7.9167 | 0.96729 | 0.62397 | 0.57388 | 0.77099
| 7.9583 | 0.97007 | 0.62625 | 0.57387 | 0.77324 | 7.9583 | 0.97006 | 0.62617 | 0.57385 | 0.77319 | 7.9583 | 0.97007 | 0.62625 | 0.57387 | 0.77324
| 8 | 0.97284 | 0.62849 | 0.57387 | 0.77546 | 8 | 0.97283 | 0.62841 | 0.57384 | 0.77542 | 8 | 0.97284 | 0.62849 | 0.57387 | 0.77546
| 8.0417 | 0.9756 | 0.63067 | 0.57387 | 0.77766 | 8.0417 | 0.97559 | 0.6306 | 0.57384 | 0.77762 | 8.0417 | 0.9756 | 0.63067 | 0.57387 | 0.77766
| 8.0833 | 0.97836 | 0.6328 | 0.57376 | 0.77982 | 8.0833 | 0.97835 | 0.63274 | 0.57373 | 0.77979 | 8.0833 | 0.97836 | 0.6328 | 0.57376 | 0.77982
| 8.125 | 0.98112 | 0.63489 | 0.57379 | 0.78198 | 8.125 | 0.98111 | 0.63483 | 0.57376 | 0.78194 | 8.125 | 0.98112 | 0.63489 | 0.57379 | 0.78198
| 8.1667 | 0.98386 | 0.63692 | 0.57378 | 0.7841 | 8.1667 | 0.98386 | 0.63687 | 0.57375 | 0.78407 | 8.1667 | 0.98386 | 0.63692 | 0.57378 | 0.7841
| 8.2083 | 0.98673 | 0.63888 | 0.57379 | 0.78624 | 8.2083 | 0.98672 | 0.63883 | 0.57376 | 0.78622 | 8.2083 | 0.98673 | 0.63888 | 0.57379 | 0.78624
| 8.25 | 0.98971 | 0.64074 | 0.57378 | 0.7884 | 8.25 | 0.9897 | 0.6407 | 0.57376 | 0.78837 | 8.25 | 0.98971 | 0.64074 | 0.57378 | 0.7884
| 8.2917 | 0.9929 | 0.64245 | 0.57378 | 0.79058 | 8.2917 | 0.9929 | 0.64241 | 0.57376 | 0.79055 | 8.2917 | 0.9929 | 0.64245 | 0.57378 | 0.79058
| 8.3333 | 0.99626 | 0.64398 | 0.57378 | 0.79275 | 8.3333 | 0.99626 | 0.64394 | 0.57376 | 0.79273 | 8.3333 | 0.99626 | 0.64398 | 0.57378 | 0.79275
| 8.375 | 0.99952 | 0.64553 | 0.57378 | 0.79489 | 8.375 | 0.99952 | 0.6455 | 0.57376 | 0.79487 | 8.375 | 0.99952 | 0.64553 | 0.57378 | 0.79489
| 8.4167 | 1.0027 | 0.64711 | 0.57378 | 0.79699 | 8.4167 | 1.0027 | 0.64708 | 0.57376 | 0.79698 | 8.4167 | 1.0027 | 0.64711 | 0.57378 | 0.79699
| 8.4583 | 1.0058 | 0.64863 | 0.57378 | 0.79907 | 8.4583 | 1.0058 | 0.64861 | 0.57376 | 0.79905 | 8.4583 | 1.0058 | 0.64863 | 0.57378 | 0.79907
| 8.5 | 1.009 | 0.6501 | 0.57378 | 0.80112 | 8.5 | 1.009 | 0.65009 | 0.57376 | 0.80111 | 8.5 | 1.009 | 0.6501 | 0.57378 | 0.80112
| 8.5417 | 1.0121 | 0.65152 | 0.57378 | 0.80315 | 8.5417 | 1.0121 | 0.65151 | 0.57376 | 0.80314 | 8.5417 | 1.0121 | 0.65152 | 0.57378 | 0.80315
| 8.5833 | 1.0152 | 0.6529 | 0.57378 | 0.80515 | 8.5833 | 1.0152 | 0.65289 | 0.57376 | 0.80514 | 8.5833 | 1.0152 | 0.6529 | 0.57378 | 0.80515
| 8.625 | 1.0152 | 0.65271 | 0.57378 | 0.80507 | 8.625 | 1.0152 | 0.65271 | 0.57376 | 0.80506 | 8.625 | 1.0152 | 0.65271 | 0.57378 | 0.80507
| 8.6667 | 1.0152 | 0.65252 | 0.57378 | 0.80498 | 8.6667 | 1.0152 | 0.65252 | 0.57376 | 0.80498 | 8.6667 | 1.0152 | 0.65252 | 0.57378 | 0.80498
| 8.7083 | 1.0152 | 0.65234 | 0.57378 | 0.8049 | 8.7083 | 1.0152 | 0.65233 | 0.57376 | 0.80489 | 8.7083 | 1.0152 | 0.65234 | 0.57378 | 0.8049
| 8.75 | 1.0152 | 0.65215 | 0.57378 | 0.80482 | 8.75 | 1.0152 | 0.65215 | 0.57376 | 0.80481 | 8.75 | 1.0152 | 0.65215 | 0.57378 | 0.80482
| 8.7917 | 1.0152 | 0.65196 | 0.57378 | 0.80473 | 8.7917 | 1.0152 | 0.65196 | 0.57376 | 0.80473 | 8.7917 | 1.0152 | 0.65196 | 0.57378 | 0.80473
| 8.8333 | 1.0152 | 0.65178 | 0.57379 | 0.80465 | 8.8333 | 1.0152 | 0.65177 | 0.57376 | 0.80465 | 8.8333 | 1.0152 | 0.65178 | 0.57379 | 0.80465
| 8.875 | 1.0152 | 0.65159 | 0.57379 | 0.80457 | 8.875 | 1.0152 | 0.65159 | 0.57376 | 0.80456 | 8.875 | 1.0152 | 0.65159 | 0.57379 | 0.80457
| 8.9167 | 1.0152 | 0.6514 | 0.57379 | 0.80448 | 8.9167 | 1.0152 | 0.6514 | 0.57377 | 0.80448 | 8.9167 | 1.0152 | 0.6514 | 0.57379 | 0.80448
| 8.9583 | 1.0152 | 0.65122 | 0.57379 | 0.8044 | 8.9583 | 1.0152 | 0.65121 | 0.57377 | 0.8044 | 8.9583 | 1.0152 | 0.65122 | 0.57379 | 0.8044
| 9 | 1.0152 | 0.65103 | 0.57379 | 0.80432 | 9 | 1.0152 | 0.65103 | 0.57378 | 0.80432 | 9 | 1.0152 | 0.65103 | 0.57379 | 0.80432
| 9.0417 | 1.0152 | 0.65084 | 0.57379 | 0.80424 | 9.0417 | 1.0152 | 0.65084 | 0.57378 | 0.80423 | 9.0417 | 1.0152 | 0.65084 | 0.57379 | 0.80424
| 9.0833 | 1.0152 | 0.65066 | 0.57386 | 0.80416 | 9.0833 | 1.0152 | 0.65065 | 0.57386 | 0.80416 | 9.0833 | 1.0152 | 0.65066 | 0.57386 | 0.80416
| 9.125 | 1.0152 | 0.65047 | 0.57384 | 0.80408 | 9.125 | 1.0152 | 0.65047 | 0.57383 | 0.80407 | 9.125 | 1.0152 | 0.65047 | 0.57384 | 0.80408
| 9.1667 | 1.0152 | 0.65028 | 0.57384 | 0.80399 | 9.1667 | 1.0152 | 0.65028 | 0.57384 | 0.80399 | 9.1667 | 1.0152 | 0.65028 | 0.57384 | 0.80399
| 9.2083 | 1.0152 | 0.6501 | 0.57384 | 0.80391 | 9.2083 | 1.0152 | 0.65009 | 0.57384 | 0.80391 | 9.2083 | 1.0152 | 0.6501 | 0.57384 | 0.80391
| 9.25 | 1.0152 | 0.64991 | 0.57384 | 0.80383 | 9.25 | 1.0152 | 0.6499 | 0.57384 | 0.80382 | 9.25 | 1.0152 | 0.64991 | 0.57384 | 0.80383
| 9.2917 | 1.0152 | 0.64972 | 0.57384 | 0.80374 | 9.2917 | 1.0152 | 0.64972 | 0.57384 | 0.80374 | 9.2917 | 1.0152 | 0.64972 | 0.57384 | 0.80374
| 9.3333 | 1.0152 | 0.64954 | 0.57384 | 0.80366 | 9.3333 | 1.0152 | 0.64953 | 0.57384 | 0.80366 | 9.3333 | 1.0152 | 0.64954 | 0.57384 | 0.80366
| 9.375 | 1.0152 | 0.64935 | 0.57384 | 0.80358 | 9.375 | 1.0152 | 0.64934 | 0.57384 | 0.80358 | 9.375 | 1.0152 | 0.64935 | 0.57384 | 0.80358
| 9.4167 | 1.0152 | 0.64916 | 0.57384 | 0.80349 | 9.4167 | 1.0152 | 0.64916 | 0.57384 | 0.80349 | 9.4167 | 1.0152 | 0.64916 | 0.57384 | 0.80349
| 9.4583 | 1.0152 | 0.64898 | 0.57384 | 0.80341 | 9.4583 | 1.0152 | 0.64897 | 0.57384 | 0.80341 | 9.4583 | 1.0152 | 0.64898 | 0.57384 | 0.80341
| 9.5 | 1.0152 | 0.64879 | 0.57384 | 0.80333 | 9.5 | 1.0152 | 0.64878 | 0.57384 | 0.80333 | 9.5 | 1.0152 | 0.64879 | 0.57384 | 0.80333
| 9.5417 | 1.0152 | 0.6486 | 0.57384 | 0.80325 | 9.5417 | 1.0152 | 0.6486 | 0.57384 | 0.80324 | 9.5417 | 1.0152 | 0.6486 | 0.57384 | 0.80325
| 9.5833 | 1.0152 | 0.64842 | 0.57384 | 0.80316 | 9.5833 | 1.0152 | 0.64841 | 0.57384 | 0.80316 | 9.5833 | 1.0152 | 0.64842 | 0.57384 | 0.80316
| 9.625 | 1.0152 | 0.64823 | 0.57384 | 0.80308 | 9.625 | 1.0152 | 0.64822 | 0.57384 | 0.80308 | 9.625 | 1.0152 | 0.64823 | 0.57384 | 0.80308
| 9.6667 | 1.0152 | 0.64804 | 0.57384 | 0.803 | 9.6667 | 1.0152 | 0.64804 | 0.57384 | 0.80299 | 9.6667 | 1.0152 | 0.64804 | 0.57384 | 0.803
| 9.7083 | 1.0152 | 0.64786 | 0.57384 | 0.80291 | 9.7083 | 1.0152 | 0.64785 | 0.57384 | 0.80291 | 9.7083 | 1.0152 | 0.64786 | 0.57384 | 0.80291
| 9.75 | 1.0152 | 0.64767 | 0.57384 | 0.80283 | 9.75 | 1.0152 | 0.64766 | 0.57384 | 0.80283 | 9.75 | 1.0152 | 0.64767 | 0.57384 | 0.80283
| 9.7917 | 1.0152 | 0.64748 | 0.57384 | 0.80275 | 9.7917 | 1.0152 | 0.64748 | 0.57384 | 0.80275 | 9.7917 | 1.0152 | 0.64748 | 0.57384 | 0.80275
| 9.8333 | 1.0152 | 0.6473 | 0.57384 | 0.80266 | 9.8333 | 1.0152 | 0.64729 | 0.57384 | 0.80266 | 9.8333 | 1.0152 | 0.6473 | 0.57384 | 0.80266
| 9.875 | 1.0152 | 0.64711 | 0.57384 | 0.80258 | 9.875 | 1.0152 | 0.6471 | 0.57384 | 0.80258 | 9.875 | 1.0152 | 0.64711 | 0.57384 | 0.80258
| 9.9167 | 1.0152 | 0.64692 | 0.57384 | 0.8025 | 9.9167 | 1.0152 | 0.64692 | 0.57384 | 0.8025 | 9.9167 | 1.0152 | 0.64692 | 0.57384 | 0.8025
| 9.9583 | 1.0152 | 0.64674 | 0.57384 | 0.80242 | 9.9583 | 1.0152 | 0.64673 | 0.57384 | 0.80241 | 9.9583 | 1.0152 | 0.64674 | 0.57384 | 0.80242
| 10 | 1.0152 | 0.64655 | 0.57384 | 0.80233 | 10 | 1.0152 | 0.64654 | 0.57384 | 0.80233 | 10 | 1.0152 | 0.64655 | 0.57384 | 0.80233
| 10.0417 | 1.0152 | 0.64636 | 0.57384 | 0.80225 | 10.0417 | 1.0152 | 0.64636 | 0.57384 | 0.80225 | 10.0417 | 1.0152 | 0.64636 | 0.57384 | 0.80225
| 10.0833 | 1.0152 | 0.64617 | 0.57386 | 0.80217 | 10.0833 | 1.0152 | 0.64617 | 0.57386 | 0.80217 | 10.0833 | 1.0152 | 0.64617 | 0.57386 | 0.80217
| 10.125 | 1.0152 | 0.64599 | 0.57385 | 0.80208 | 10.125 | 1.0152 | 0.64598 | 0.57386 | 0.80208 | 10.125 | 1.0152 | 0.64599 | 0.57385 | 0.80208
| 10.1667 | 1.0152 | 0.6458 | 0.57386 | 0.802 | 10.1667 | 1.0152 | 0.6458 | 0.57386 | 0.802 | 10.1667 | 1.0152 | 0.6458 | 0.57386 | 0.802
| 10.2083 | 1.0152 | 0.64561 | 0.57386 | 0.80192 | 10.2083 | 1.0152 | 0.64561 | 0.57386 | 0.80192 | 10.2083 | 1.0152 | 0.64561 | 0.57386 | 0.80192
| 10.25 | 1.0152 | 0.64543 | 0.57386 | 0.80184 | 10.25 | 1.0152 | 0.64542 | 0.57386 | 0.80183 | 10.25 | 1.0152 | 0.64543 | 0.57386 | 0.80184
| 10.2917 | 1.0152 | 0.64524 | 0.57386 | 0.80175 | 10.2917 | 1.0152 | 0.64524 | 0.57386 | 0.80175 | 10.2917 | 1.0152 | 0.64524 | 0.57386 | 0.80175
| 10.3333 | 1.0152 | 0.64505 | 0.57386 | 0.80167 | 10.3333 | 1.0152 | 0.64505 | 0.57386 | 0.80167 | 10.3333 | 1.0152 | 0.64505 | 0.57386 | 0.80167
| 10.375 | 1.0152 | 0.64487 | 0.57386 | 0.80159 | 10.375 | 1.0152 | 0.64486 | 0.57386 | 0.80159 | 10.375 | 1.0152 | 0.64487 | 0.57386 | 0.80159
| 10.4167 | 1.0152 | 0.64468 | 0.57386 | 0.8015 | 10.4167 | 1.0152 | 0.64468 | 0.57386 | 0.8015 | 10.4167 | 1.0152 | 0.64468 | 0.57386 | 0.8015
| 10.4583 | 1.0152 | 0.64449 | 0.57386 | 0.80142 | 10.4583 | 1.0152 | 0.64449 | 0.57386 | 0.80142 | 10.4583 | 1.0152 | 0.64449 | 0.57386 | 0.80142
| 10.5 | 1.0152 | 0.64431 | 0.57386 | 0.80134 | 10.5 | 1.0152 | 0.6443 | 0.57386 | 0.80134 | 10.5 | 1.0152 | 0.64431 | 0.57386 | 0.80134
| 10.5417 | 1.0152 | 0.64412 | 0.57386 | 0.80126 | 10.5417 | 1.0152 | 0.64412 | 0.57386 | 0.80125 | 10.5417 | 1.0152 | 0.64412 | 0.57386 | 0.80126
| 10.5833 | 1.0152 | 0.64393 | 0.57386 | 0.80117 | 10.5833 | 1.0152 | 0.64393 | 0.57386 | 0.80117 | 10.5833 | 1.0152 | 0.64393 | 0.57386 | 0.80117
| 10.625 | 1.0152 | 0.64375 | 0.57386 | 0.80109 | 10.625 | 1.0152 | 0.64374 | 0.57386 | 0.80109 | 10.625 | 1.0152 | 0.64375 | 0.57386 | 0.80109
| 10.6667 | 1.0152 | 0.64356 | 0.57386 | 0.80101 | 10.6667 | 1.0152 | 0.64356 | 0.57386 | 0.801 | 10.6667 | 1.0152 | 0.64356 | 0.57386 | 0.80101
| 10.7083 | 1.0152 | 0.64337 | 0.57386 | 0.80092 | 10.7083 | 1.0152 | 0.64337 | 0.57386 | 0.80092 | 10.7083 | 1.0152 | 0.64337 | 0.57386 | 0.80092
| 10.75 | 1.0152 | 0.64319 | 0.57386 | 0.80084 | 10.75 | 1.0152 | 0.64318 | 0.57386 | 0.80084 | 10.75 | 1.0152 | 0.64319 | 0.57386 | 0.80084
| 10.7917 | 1.0152 | 0.643 | 0.57386 | 0.80076 | 10.7917 | 1.0152 | 0.643 | 0.57386 | 0.80076 | 10.7917 | 1.0152 | 0.643 | 0.57386 | 0.80076
| 10.8333 | 1.0152 | 0.64281 | 0.57386 | 0.80067 | 10.8333 | 1.0152 | 0.64281 | 0.57386 | 0.80067 | 10.8333 | 1.0152 | 0.64281 | 0.57386 | 0.80067
| 10.875 | 1.0152 | 0.64263 | 0.57386 | 0.80059 | 10.875 | 1.0152 | 0.64262 | 0.57386 | 0.80059 | 10.875 | 1.0152 | 0.64263 | 0.57386 | 0.80059
| 10.9167 | 1.0152 | 0.64244 | 0.57386 | 0.80051 | 10.9167 | 1.0152 | 0.64243 | 0.57386 | 0.80051 | 10.9167 | 1.0152 | 0.64244 | 0.57386 | 0.80051
| 10.9583 | 1.0152 | 0.64225 | 0.57386 | 0.80043 | 10.9583 | 1.0152 | 0.64225 | 0.57386 | 0.80042 | 10.9583 | 1.0152 | 0.64225 | 0.57386 | 0.80043
| 11 | 1.0152 | 0.64207 | 0.57386 | 0.80034 | 11 | 1.0152 | 0.64206 | 0.57386 | 0.80034 | 11 | 1.0152 | 0.64207 | 0.57386 | 0.80034
| 11.0417 | 1.0152 | 0.64188 | 0.57386 | 0.80026 | 11.0417 | 1.0152 | 0.64187 | 0.57386 | 0.80026 | 11.0417 | 1.0152 | 0.64188 | 0.57386 | 0.80026
| 11.0833 | 1.0152 | 0.64169 | 0.57386 | 0.80018 | 11.0833 | 1.0152 | 0.64169 | 0.57387 | 0.80017 | 11.0833 | 1.0152 | 0.64169 | 0.57386 | 0.80018
| 11.125 | 1.0152 | 0.64151 | 0.57386 | 0.80009 | 11.125 | 1.0152 | 0.6415 | 0.57386 | 0.80009 | 11.125 | 1.0152 | 0.64151 | 0.57386 | 0.80009
| 11.1667 | 1.0152 | 0.64132 | 0.57386 | 0.80001 | 11.1667 | 1.0152 | 0.64131 | 0.57386 | 0.80001 | 11.1667 | 1.0152 | 0.64132 | 0.57386 | 0.80001
| 11.2083 | 1.0152 | 0.64113 | 0.57386 | 0.79993 | 11.2083 | 1.0152 | 0.64113 | 0.57386 | 0.79993 | 11.2083 | 1.0152 | 0.64113 | 0.57386 | 0.79993
| 11.25 | 1.0152 | 0.64095 | 0.57386 | 0.79984 | 11.25 | 1.0152 | 0.64094 | 0.57386 | 0.79984 | 11.25 | 1.0152 | 0.64095 | 0.57386 | 0.79984
| 11.2917 | 1.0152 | 0.64076 | 0.57386 | 0.79976 | 11.2917 | 1.0152 | 0.64075 | 0.57386 | 0.79976 | 11.2917 | 1.0152 | 0.64076 | 0.57386 | 0.79976
| 11.3333 | 1.0152 | 0.64057 | 0.57386 | 0.79968 | 11.3333 | 1.0152 | 0.64057 | 0.57386 | 0.79968 | 11.3333 | 1.0152 | 0.64057 | 0.57386 | 0.79968
| 11.375 | 1.0152 | 0.64039 | 0.57386 | 0.7996 | 11.375 | 1.0152 | 0.64038 | 0.57386 | 0.79959 | 11.375 | 1.0152 | 0.64039 | 0.57386 | 0.7996
| 11.4167 | 1.0152 | 0.6402 | 0.57386 | 0.79951 | 11.4167 | 1.0152 | 0.64019 | 0.57386 | 0.79951 | 11.4167 | 1.0152 | 0.6402 | 0.57386 | 0.79951
| 11.4583 | 1.0152 | 0.64001 | 0.57386 | 0.79943 | 11.4583 | 1.0152 | 0.64001 | 0.57386 | 0.79943 | 11.4583 | 1.0152 | 0.64001 | 0.57386 | 0.79943
| 11.5 | 1.012 | 0.63833 | 0.57386 | 0.79725 | 11.5 | 1.012 | 0.63833 | 0.57386 | 0.79725 | 11.5 | 1.012 | 0.63833 | 0.57386 | 0.79725
| 11.5417 | 1.0088 | 0.6367 | 0.57386 | 0.7951 | 11.5417 | 1.0088 | 0.6367 | 0.57386 | 0.7951 | 11.5417 | 1.0088 | 0.6367 | 0.57386 | 0.7951
| 11.5833 | 1.0056 | 0.63513 | 0.57386 | 0.79297 | 11.5833 | 1.0056 | 0.63512 | 0.57386 | 0.79297 | 11.5833 | 1.0056 | 0.63513 | 0.57386 | 0.79297
| 11.625 | 1.0023 | 0.63366 | 0.57386 | 0.79085 | 11.625 | 1.0023 | 0.63366 | 0.57386 | 0.79085 | 11.625 | 1.0023 | 0.63366 | 0.57386 | 0.79085
| 11.6667 | 0.99888 | 0.63233 | 0.57386 | 0.78874 | 11.6667 | 0.99888 | 0.63232 | 0.57386 | 0.78874 | 11.6667 | 0.99888 | 0.63233 | 0.57386 | 0.78874
| 11.7083 | 0.9954 | 0.63112 | 0.57386 | 0.78666 | 11.7083 | 0.9954 | 0.63112 | 0.57386 | 0.78666 | 11.7083 | 0.9954 | 0.63112 | 0.57386 | 0.78666
| 11.75 | 0.99208 | 0.62983 | 0.57386 | 0.78461 | 11.75 | 0.99208 | 0.62982 | 0.57386 | 0.78461 | 11.75 | 0.99208 | 0.62983 | 0.57386 | 0.78461
| 11.7917 | 0.98899 | 0.62846 | 0.57386 | 0.78262 | 11.7917 | 0.98898 | 0.62845 | 0.57386 | 0.78262 | 11.7917 | 0.98899 | 0.62846 | 0.57386 | 0.78262
| 11.8333 | 0.986 | 0.62708 | 0.57386 | 0.78069 | 11.8333 | 0.986 | 0.62708 | 0.57386 | 0.78069 | 11.8333 | 0.986 | 0.62708 | 0.57386 | 0.78069
| 11.875 | 0.98315 | 0.62572 | 0.57386 | 0.77881 | 11.875 | 0.98315 | 0.62572 | 0.57386 | 0.77881 | 11.875 | 0.98315 | 0.62572 | 0.57386 | 0.77882
| 11.9167 | 0.98042 | 0.62438 | 0.57386 | 0.77701 | 11.9167 | 0.98042 | 0.62438 | 0.57386 | 0.77701 | 11.9167 | 0.98042 | 0.62438 | 0.57386 | 0.77701
| 11.9583 | 0.9777 | 0.62309 | 0.57386 | 0.77522 | 11.9583 | 0.9777 | 0.62309 | 0.57386 | 0.77522 | 11.9583 | 0.9777 | 0.62309 | 0.57386 | 0.77522
| 12 | 0.97498 | 0.62185 | 0.57386 | 0.77347 | 12 | 0.97498 | 0.62185 | 0.57386 | 0.77346 | 12 | 0.97498 | 0.62185 | 0.57386 | 0.77347
| 12.0417 | 0.97227 | 0.62066 | 0.57386 | 0.77173 | 12.0417 | 0.97227 | 0.62066 | 0.57386 | 0.77173 | 12.0417 | 0.97227 | 0.62066 | 0.57386 | 0.77173
| 12.0833 | 0.96956 | 0.61952 | 0.57386 | 0.77002 | 12.0833 | 0.96956 | 0.61952 | 0.57387 | 0.77002 | 12.0833 | 0.96956 | 0.61952 | 0.57386 | 0.77002
| 12.125 | 0.96686 | 0.61843 | 0.57386 | 0.76834 | 12.125 | 0.96686 | 0.61842 | 0.57387 | 0.76833 | 12.125 | 0.96686 | 0.61843 | 0.57386 | 0.76834
| 12.1667 | 0.96416 | 0.61739 | 0.57386 | 0.76667 | 12.1667 | 0.96416 | 0.61738 | 0.57387 | 0.76667 | 12.1667 | 0.96416 | 0.61739 | 0.57386 | 0.76667
| 12.2083 | 0.96416 | 0.61805 | 0.57386 | 0.76697 | 12.2083 | 0.96416 | 0.61804 | 0.57387 | 0.76697 | 12.2083 | 0.96416 | 0.61805 | 0.57386 | 0.76697
| 12.25 | 0.96416 | 0.61871 | 0.57386 | 0.76726 | 12.25 | 0.96416 | 0.6187 | 0.57387 | 0.76726 | 12.25 | 0.96416 | 0.61871 | 0.57386 | 0.76726
| 12.2917 | 0.96416 | 0.61937 | 0.57386 | 0.76756 | 12.2917 | 0.96416 | 0.61937 | 0.57387 | 0.76755 | 12.2917 | 0.96416 | 0.61937 | 0.57386 | 0.76756
| 12.3333 | 0.96416 | 0.62003 | 0.57386 | 0.76785 | 12.3333 | 0.96416 | 0.62003 | 0.57387 | 0.76785 | 12.3333 | 0.96416 | 0.62003 | 0.57386 | 0.76785
| 12.375 | 0.96416 | 0.62069 | 0.57386 | 0.76814 | 12.375 | 0.96416 | 0.62069 | 0.57387 | 0.76814 | 12.375 | 0.96416 | 0.62069 | 0.57386 | 0.76814
| 12.4167 | 0.96416 | 0.62135 | 0.57386 | 0.76844 | 12.4167 | 0.96416 | 0.62135 | 0.57387 | 0.76844 | 12.4167 | 0.96416 | 0.62135 | 0.57386 | 0.76844
| 12.4583 | 0.96416 | 0.62201 | 0.57386 | 0.76873 | 12.4583 | 0.96416 | 0.62201 | 0.57387 | 0.76873 | 12.4583 | 0.96416 | 0.62201 | 0.57386 | 0.76873
| 12.5 | 0.96739 | 0.62417 | 0.57386 | 0.77112 | 12.5 | 0.96739 | 0.62416 | 0.57387 | 0.77112 | 12.5 | 0.96739 | 0.62417 | 0.57386 | 0.77112
| 12.5417 | 0.9706 | 0.62627 | 0.57386 | 0.77349 | 12.5417 | 0.9706 | 0.62627 | 0.57387 | 0.77348 | 12.5417 | 0.9706 | 0.62627 | 0.57386 | 0.77349
| 12.5833 | 0.97382 | 0.62832 | 0.57386 | 0.77582 | 12.5833 | 0.97381 | 0.62832 | 0.57387 | 0.77582 | 12.5833 | 0.97382 | 0.62832 | 0.57386 | 0.77582
| 12.625 | 0.97712 | 0.63026 | 0.57386 | 0.77816 | 12.625 | 0.97712 | 0.63026 | 0.57387 | 0.77815 | 12.625 | 0.97712 | 0.63026 | 0.57386 | 0.77816
| 12.6667 | 0.98052 | 0.63207 | 0.57386 | 0.78047 | 12.6667 | 0.98052 | 0.63207 | 0.57387 | 0.78047 | 12.6667 | 0.98052 | 0.63207 | 0.57386 | 0.78047
| 12.7083 | 0.98401 | 0.63375 | 0.57386 | 0.78276 | 12.7083 | 0.98401 | 0.63374 | 0.57387 | 0.78276 | 12.7083 | 0.98401 | 0.63375 | 0.57386 | 0.78276
| 12.75 | 0.98732 | 0.63552 | 0.57386 | 0.78502 | 12.75 | 0.98732 | 0.63551 | 0.57387 | 0.78502 | 12.75 | 0.98732 | 0.63552 | 0.57386 | 0.78502
| 12.7917 | 0.99042 | 0.63737 | 0.57386 | 0.78722 | 12.7917 | 0.99042 | 0.63736 | 0.57387 | 0.78722 | 12.7917 | 0.99042 | 0.63737 | 0.57386 | 0.78722
| 12.8333 | 0.9934 | 0.63921 | 0.57386 | 0.78937 | 12.8333 | 0.9934 | 0.63921 | 0.57387 | 0.78937 | 12.8333 | 0.9934 | 0.63921 | 0.57386 | 0.78937
| 12.875 | 0.99626 | 0.64105 | 0.57386 | 0.79145 | 12.875 | 0.99626 | 0.64104 | 0.57387 | 0.79145 | 12.875 | 0.99626 | 0.64105 | 0.57386 | 0.79145
| 12.9167 | 0.99898 | 0.64286 | 0.57386 | 0.79347 | 12.9167 | 0.99898 | 0.64286 | 0.57387 | 0.79347 | 12.9167 | 0.99898 | 0.64286 | 0.57386 | 0.79347
| 12.9583 | 1.0017 | 0.64463 | 0.57386 | 0.79547 | 12.9583 | 1.0017 | 0.64462 | 0.57387 | 0.79546 | 12.9583 | 1.0017 | 0.64463 | 0.57386 | 0.79547
| 13 | 1.0044 | 0.64634 | 0.57386 | 0.79744 | 13 | 1.0044 | 0.64634 | 0.57387 | 0.79743 | 13 | 1.0044 | 0.64634 | 0.57386 | 0.79744
| 13.0417 | 1.0071 | 0.64801 | 0.57386 | 0.79938 | 13.0417 | 1.0071 | 0.648 | 0.57387 | 0.79938 | 13.0417 | 1.0071 | 0.64801 | 0.57386 | 0.79938
| 13.0833 | 1.0098 | 0.64962 | 0.57386 | 0.8013 | 13.0833 | 1.0098 | 0.64961 | 0.57387 | 0.8013 | 13.0833 | 1.0098 | 0.64962 | 0.57386 | 0.8013
| 13.125 | 1.0125 | 0.65119 | 0.57386 | 0.8032 | 13.125 | 1.0125 | 0.65118 | 0.57387 | 0.8032 | 13.125 | 1.0125 | 0.65119 | 0.57386 | 0.8032
| 13.1667 | 1.0152 | 0.6527 | 0.57386 | 0.80507 | 13.1667 | 1.0152 | 0.6527 | 0.57387 | 0.80507 | 13.1667 | 1.0152 | 0.6527 | 0.57386 | 0.80507
| 13.2083 | 1.0152 | 0.65251 | 0.57386 | 0.80499 | 13.2083 | 1.0152 | 0.65251 | 0.57387 | 0.80498 | 13.2083 | 1.0152 | 0.65251 | 0.57386 | 0.80499
| 13.25 | 1.0152 | 0.65233 | 0.57386 | 0.8049 | 13.25 | 1.0152 | 0.65232 | 0.57387 | 0.8049 | 13.25 | 1.0152 | 0.65233 | 0.57386 | 0.8049
| 13.2917 | 1.0152 | 0.65214 | 0.57386 | 0.80482 | 13.2917 | 1.0152 | 0.65214 | 0.57387 | 0.80482 | 13.2917 | 1.0152 | 0.65214 | 0.57386 | 0.80482
| 13.3333 | 1.0152 | 0.65195 | 0.57386 | 0.80474 | 13.3333 | 1.0152 | 0.65195 | 0.57387 | 0.80474 | 13.3333 | 1.0152 | 0.65195 | 0.57386 | 0.80474
| 13.375 | 1.0152 | 0.65177 | 0.57386 | 0.80465 | 13.375 | 1.0152 | 0.65176 | 0.57387 | 0.80465 | 13.375 | 1.0152 | 0.65177 | 0.57386 | 0.80465
| 13.4167 | 1.0152 | 0.65158 | 0.57386 | 0.80457 | 13.4167 | 1.0152 | 0.65158 | 0.57387 | 0.80457 | 13.4167 | 1.0152 | 0.65158 | 0.57386 | 0.80457
| 13.4583 | 1.0152 | 0.65139 | 0.57386 | 0.80449 | 13.4583 | 1.0152 | 0.65139 | 0.57387 | 0.80449 | 13.4583 | 1.0152 | 0.65139 | 0.57386 | 0.80449
| 13.5 | 1.0152 | 0.65121 | 0.57386 | 0.80441 | 13.5 | 1.0152 | 0.6512 | 0.57387 | 0.8044 | 13.5 | 1.0152 | 0.65121 | 0.57386 | 0.80441
| 13.5417 | 1.0152 | 0.65102 | 0.57386 | 0.80432 | 13.5417 | 1.0152 | 0.65102 | 0.57387 | 0.80432 | 13.5417 | 1.0152 | 0.65102 | 0.57386 | 0.80432
| 13.5833 | 1.0152 | 0.65083 | 0.57386 | 0.80424 | 13.5833 | 1.0152 | 0.65083 | 0.57387 | 0.80424 | 13.5833 | 1.0152 | 0.65083 | 0.57386 | 0.80424
| 13.625 | 1.0152 | 0.65065 | 0.57386 | 0.80416 | 13.625 | 1.0152 | 0.65064 | 0.57387 | 0.80415 | 13.625 | 1.0152 | 0.65065 | 0.57386 | 0.80416
| 13.6667 | 1.0152 | 0.65046 | 0.57386 | 0.80407 | 13.6667 | 1.0152 | 0.65046 | 0.57387 | 0.80407 | 13.6667 | 1.0152 | 0.65046 | 0.57386 | 0.80407
| 13.7083 | 1.0152 | 0.65027 | 0.57386 | 0.80399 | 13.7083 | 1.0152 | 0.65027 | 0.57387 | 0.80399 | 13.7083 | 1.0152 | 0.65027 | 0.57386 | 0.80399
| 13.75 | 1.0152 | 0.65009 | 0.57386 | 0.80391 | 13.75 | 1.0152 | 0.65008 | 0.57387 | 0.80391 | 13.75 | 1.0152 | 0.65009 | 0.57386 | 0.80391
| 13.7917 | 1.0152 | 0.6499 | 0.57386 | 0.80382 | 13.7917 | 1.0152 | 0.6499 | 0.57387 | 0.80382 | 13.7917 | 1.0152 | 0.6499 | 0.57386 | 0.80382
| 13.8333 | 1.0152 | 0.64971 | 0.57386 | 0.80374 | 13.8333 | 1.0152 | 0.64971 | 0.57387 | 0.80374 | 13.8333 | 1.0152 | 0.64971 | 0.57386 | 0.80374
| 13.875 | 1.0152 | 0.64953 | 0.57386 | 0.80366 | 13.875 | 1.0152 | 0.64952 | 0.57387 | 0.80366 | 13.875 | 1.0152 | 0.64953 | 0.57386 | 0.80366
| 13.9167 | 1.0152 | 0.64934 | 0.57386 | 0.80358 | 13.9167 | 1.0152 | 0.64933 | 0.57387 | 0.80357 | 13.9167 | 1.0152 | 0.64934 | 0.57386 | 0.80358
| 13.9583 | 1.0152 | 0.64915 | 0.57386 | 0.80349 | 13.9583 | 1.0152 | 0.64915 | 0.57387 | 0.80349 | 13.9583 | 1.0152 | 0.64915 | 0.57386 | 0.80349
| 14 | 1.0152 | 0.64897 | 0.57386 | 0.80341 | 14 | 1.0152 | 0.64896 | 0.57387 | 0.80341 | 14 | 1.0152 | 0.64897 | 0.57386 | 0.80341
| 14.0417 | 1.0076 | 0.64847 | 0.57296 | 0.79968 | 14.0417 | 1.0116 | 0.64838 | 0.57386 | 0.80154 | 14.0417 | 1.0152 | 0.64886 | 0.57295 | 0.80326
| 14.0833 | 0.99985 | 0.64797 | 0.52003 | 0.79014 | 14.0833 | 1.008 | 0.64779 | 0.57386 | 0.79965 | 14.0833 | 1.0152 | 0.64876 | 0.52 | 0.79733
| 14.125 | 0.99209 | 0.64747 | 0.46693 | 0.78057 | 14.125 | 1.0043 | 0.6472 | 0.57386 | 0.79775 | 14.125 | 1.0152 | 0.64866 | 0.46688 | 0.79139
| 14.1667 | 0.98429 | 0.64696 | 0.4136 | 0.77095 | 14.1667 | 1.0005 | 0.64661 | 0.57386 | 0.79582 | 14.1667 | 1.0152 | 0.64856 | 0.41352 | 0.78542
| 14.2083 | 0.97629 | 0.64644 | 0.37345 | 0.76271 | 14.2083 | 0.99658 | 0.64599 | 0.57386 | 0.79379 | 14.2083 | 1.0152 | 0.64848 | 0.37334 | 0.78091
| 14.25 | 0.96802 | 0.6459 | 0.35136 | 0.75634 | 14.25 | 0.99236 | 0.64534 | 0.57386 | 0.79163 | 14.25 | 1.0152 | 0.6484 | 0.35123 | 0.77842
| 14.2917 | 0.95909 | 0.64531 | 0.3484 | 0.75178 | 14.2917 | 0.98748 | 0.64462 | 0.57386 | 0.78914 | 14.2917 | 1.0152 | 0.64834 | 0.34824 | 0.77806
| 14.3333 | 0.94939 | 0.64465 | 0.34474 | 0.74677 | 14.3333 | 0.98182 | 0.64382 | 0.57386 | 0.78627 | 14.3333 | 1.0152 | 0.6483 | 0.34455 | 0.77763
| 14.375 | 0.93993 | 0.64401 | 0.34068 | 0.74183 | 14.375 | 0.97641 | 0.64304 | 0.57386 | 0.78352 | 14.375 | 1.0152 | 0.64825 | 0.34044 | 0.77716
| 14.4167 | 0.93069 | 0.64339 | 0.33621 | 0.73695 | 14.4167 | 0.97122 | 0.64229 | 0.57386 | 0.78088 | 14.4167 | 1.0152 | 0.6482 | 0.33593 | 0.77663
| 14.4583 | 0.92134 | 0.64276 | 0.33123 | 0.73196 | 14.4583 | 0.96592 | 0.64152 | 0.57386 | 0.77818 | 14.4583 | 1.0152 | 0.64814 | 0.33091 | 0.77605
| 14.5 | 0.91187 | 0.64212 | 0.32574 | 0.72686 | 14.5 | 0.96051 | 0.64075 | 0.57386 | 0.77543 | 14.5 | 1.0152 | 0.64809 | 0.32538 | 0.77541
| 14.5417 | 0.9023 | 0.64147 | 0.31975 | 0.72165 | 14.5417 | 0.95498 | 0.63996 | 0.57386 | 0.77262 | 14.5417 | 1.0152 | 0.64805 | 0.31933 | 0.77472
| 14.5833 | 0.89262 | 0.64082 | 0.31325 | 0.71633 | 14.5833 | 0.94935 | 0.63916 | 0.57386 | 0.76977 | 14.5833 | 1.0152 | 0.648 | 0.31279 | 0.77397
| 14.625 | 0.88248 | 0.64012 | 0.30616 | 0.71073 | 14.625 | 0.94326 | 0.6383 | 0.57386 | 0.76668 | 14.625 | 1.0152 | 0.64797 | 0.30565 | 0.77317
| 14.6667 | 0.87184 | 0.63937 | 0.2985 | 0.70482 | 14.6667 | 0.93666 | 0.6374 | 0.57386 | 0.76334 | 14.6667 | 1.0152 | 0.64795 | 0.29794 | 0.7723
| 14.7083 | 0.86062 | 0.63858 | 0.29037 | 0.69857 | 14.7083 | 0.92948 | 0.63643 | 0.57386 | 0.75972 | 14.7083 | 1.0152 | 0.64794 | 0.28978 | 0.77139
| 14.75 | 0.84995 | 0.63771 | 0.27748 | 0.69201 | 14.75 | 0.92286 | 0.63552 | 0.57386 | 0.75638 | 14.75 | 1.0152 | 0.64779 | 0.27686 | 0.76988
| 14.7917 | 0.83984 | 0.63689 | 0.2646 | 0.68572 | 14.7917 | 0.9168 | 0.63467 | 0.57386 | 0.7533 | 14.7917 | 1.0152 | 0.64764 | 0.26401 | 0.76839
| 14.8333 | 0.82988 | 0.6361 | 0.25175 | 0.67952 | 14.8333 | 0.9109 | 0.63384 | 0.57386 | 0.75031 | 14.8333 | 1.0152 | 0.64748 | 0.25115 | 0.76689
| 14.875 | 0.82006 | 0.63532 | 0.23866 | 0.67336 | 14.875 | 0.90514 | 0.63302 | 0.57386 | 0.74739 | 14.875 | 1.0152 | 0.64734 | 0.23806 | 0.76537
| 14.9167 | 0.81035 | 0.63456 | 0.2253 | 0.66721 | 14.9167 | 0.89948 | 0.63222 | 0.57386 | 0.74452 | 14.9167 | 1.0152 | 0.64719 | 0.2247 | 0.76382
| 14.9583 | 0.80059 | 0.63379 | 0.21163 | 0.66102 | 14.9583 | 0.89378 | 0.63141 | 0.57386 | 0.74162 | 14.9583 | 1.0152 | 0.64704 | 0.21103 | 0.76224
| 15 | 0.7908 | 0.63302 | 0.19764 | 0.65477 | 15 | 0.88804 | 0.6306 | 0.57386 | 0.73871 | 15 | 1.0152 | 0.6469 | 0.19704 | 0.76062
| 15.0417 | 0.78864 | 0.63256 | 0.18423 | 0.65211 | 15.0417 | 0.88588 | 0.63017 | 0.57386 | 0.73757 | 15.0417 | 1.0152 | 0.64667 | 0.18364 | 0.75903
| 15.0833 | 0.78648 | 0.63209 | 0.17104 | 0.64948 | 15.0833 | 0.88373 | 0.62975 | 0.57386 | 0.73642 | 15.0833 | 1.0152 | 0.64644 | 0.17047 | 0.75747
| 15.125 | 0.78432 | 0.63163 | 0.15807 | 0.64688 | 15.125 | 0.88157 | 0.62933 | 0.57386 | 0.73527 | 15.125 | 1.0152 | 0.64621 | 0.15751 | 0.75592
| 15.1667 | 0.78217 | 0.63117 | 0.14531 | 0.64429 | 15.1667 | 0.87941 | 0.62891 | 0.57386 | 0.73413 | 15.1667 | 1.0152 | 0.64598 | 0.14479 | 0.75441
| 15.2083 | 0.78001 | 0.63069 | 0.13284 | 0.64174 | 15.2083 | 0.87725 | 0.62849 | 0.57386 | 0.73298 | 15.2083 | 1.0152 | 0.64574 | 0.13234 | 0.75292
| 15.25 | 0.77785 | 0.63021 | 0.12074 | 0.63922 | 15.25 | 0.87509 | 0.62806 | 0.57386 | 0.73183 | 15.25 | 1.0152 | 0.6455 | 0.12028 | 0.75147
| 15.2917 | 0.77569 | 0.6297 | 0.10928 | 0.63676 | 15.2917 | 0.87294 | 0.62764 | 0.57386 | 0.73069 | 15.2917 | 1.0152 | 0.64523 | 0.10884 | 0.75008
| 15.3333 | 0.77354 | 0.62918 | 0.098621 | 0.63439 | 15.3333 | 0.87078 | 0.62722 | 0.57386 | 0.72954 | 15.3333 | 1.0152 | 0.64494 | 0.098213 | 0.74877
| 15.375 | 0.77139 | 0.62867 | 0.088639 | 0.63209 | 15.375 | 0.86863 | 0.6268 | 0.57386 | 0.7284 | 15.375 | 1.0152 | 0.64466 | 0.088276 | 0.74754
| 15.4167 | 0.76923 | 0.62816 | 0.079098 | 0.62985 | 15.4167 | 0.86647 | 0.62637 | 0.57386 | 0.72725 | 15.4167 | 1.0152 | 0.64439 | 0.07878 | 0.74637
| 15.4583 | 0.76708 | 0.62765 | 0.070239 | 0.62768 | 15.4583 | 0.86432 | 0.62595 | 0.57386 | 0.72611 | 15.4583 | 1.0152 | 0.64411 | 0.069957 | 0.74526
| 15.5 | 0.76492 | 0.62713 | 0.061819 | 0.62556 | 15.5 | 0.86216 | 0.62553 | 0.57386 | 0.72496 | 15.5 | 1.0152 | 0.64383 | 0.061586 | 0.74421
| 15.5417 | 0.76277 | 0.62662 | 0.054075 | 0.62351 | 15.5417 | 0.86001 | 0.62511 | 0.57386 | 0.72381 | 15.5417 | 1.0152 | 0.64355 | 0.053895 | 0.74323
| 15.5833 | 0.76061 | 0.6261 | 0.046766 | 0.62151 | 15.5833 | 0.85785 | 0.62469 | 0.57386 | 0.72267 | 15.5833 | 1.0152 | 0.64327 | 0.046632 | 0.7423
| 15.625 | 0.75846 | 0.62557 | 0.040241 | 0.61959 | 15.625 | 0.8557 | 0.62426 | 0.57386 | 0.72152 | 15.625 | 1.0152 | 0.64297 | 0.040153 | 0.74145
| 15.6667 | 0.75631 | 0.62503 | 0.034312 | 0.61774 | 15.6667 | 0.85355 | 0.62384 | 0.57386 | 0.72038 | 15.6667 | 1.0152 | 0.64267 | 0.034269 | 0.74066
| 15.7083 | 0.75416 | 0.62448 | 0.029253 | 0.61598 | 15.7083 | 0.8514 | 0.62342 | 0.57386 | 0.71924 | 15.7083 | 1.0152 | 0.64235 | 0.02925 | 0.73996
| 15.75 | 0.752 | 0.62407 | 0.029199 | 0.61483 | 15.75 | 0.84925 | 0.623 | 0.57386 | 0.71809 | 15.75 | 1.0152 | 0.64218 | 0.029212 | 0.73988
| 15.7917 | 0.74985 | 0.62365 | 0.029283 | 0.6137 | 15.7917 | 0.84709 | 0.62258 | 0.57386 | 0.71695 | 15.7917 | 1.0152 | 0.642 | 0.029272 | 0.7398
| 15.8333 | 0.74769 | 0.62324 | 0.029219 | 0.61255 | 15.8333 | 0.84494 | 0.62215 | 0.57386 | 0.7158 | 15.8333 | 1.0152 | 0.64182 | 0.029226 | 0.73972
| 15.875 | 0.74554 | 0.62282 | 0.029254 | 0.61141 | 15.875 | 0.84278 | 0.62173 | 0.57386 | 0.71466 | 15.875 | 1.0152 | 0.64164 | 0.029251 | 0.73964
| 15.9167 | 0.74338 | 0.62241 | 0.029241 | 0.61027 | 15.9167 | 0.83042 | 0.61993 | 0.57386 | 0.70836 | 15.9167 | 1.0152 | 0.64146 | 0.029242 | 0.73956
| 15.9583 | 0.74122 | 0.622 | 0.029244 | 0.60912 | 15.9583 | 0.81781 | 0.61814 | 0.57386 | 0.70196 | 15.9583 | 1.0152 | 0.64128 | 0.029244 | 0.73948
| 16 | 0.73907 | 0.62158 | 0.029243 | 0.60798 | 16 | 0.80495 | 0.61638 | 0.57387 | 0.69547 | 16 | 1.0152 | 0.6411 | 0.029243 | 0.7394
| 16.0417 | 0.73691 | 0.62117 | 0.029243 | 0.60684 | 16.0417 | 0.79184 | 0.61465 | 0.57387 | 0.68887 | 16.0417 | 1.0152 | 0.64093 | 0.029243 | 0.73932
| 16.0833 | 0.73475 | 0.62075 | 0.029243 | 0.6057 | 16.0833 | 0.77847 | 0.61294 | 0.57402 | 0.68218 | 16.0833 | 1.0152 | 0.64075 | 0.029243 | 0.73924
| 16.125 | 0.7326 | 0.62034 | 0.029243 | 0.60455 | 16.125 | 0.76487 | 0.61125 | 0.57401 | 0.67539 | 16.125 | 1.0152 | 0.64057 | 0.029243 | 0.73916
| 16.1667 | 0.73044 | 0.61993 | 0.029243 | 0.60341 | 16.1667 | 0.75112 | 0.6096 | 0.57401 | 0.66854 | 16.1667 | 1.0152 | 0.64039 | 0.029243 | 0.73908
| 16.2083 | 0.72828 | 0.61951 | 0.029243 | 0.60227 | 16.2083 | 0.73705 | 0.60797 | 0.57401 | 0.66156 | 16.2083 | 1.0152 | 0.64021 | 0.029243 | 0.739
| 16.25 | 0.72613 | 0.6191 | 0.029243 | 0.60113 | 16.25 | 0.72265 | 0.60637 | 0.57401 | 0.65446 | 16.25 | 1.0152 | 0.64003 | 0.029243 | 0.73893
| 16.2917 | 0.72397 | 0.61868 | 0.029243 | 0.59999 | 16.2917 | 0.70764 | 0.60482 | 0.57401 | 0.6471 | 16.2917 | 1.0152 | 0.63985 | 0.029243 | 0.73885
| 16.3333 | 0.72182 | 0.61827 | 0.029243 | 0.59885 | 16.3333 | 0.6922 | 0.60336 | 0.57401 | 0.63958 | 16.3333 | 1.0152 | 0.63968 | 0.029243 | 0.73877
| 16.375 | 0.71967 | 0.61786 | 0.029243 | 0.59771 | 16.375 | 0.67699 | 0.60191 | 0.57401 | 0.63218 | 16.375 | 1.0152 | 0.6395 | 0.029243 | 0.73869
| 16.4167 | 0.71752 | 0.61744 | 0.029243 | 0.59657 | 16.4167 | 0.66201 | 0.60051 | 0.57401 | 0.6249 | 16.4167 | 1.0152 | 0.63932 | 0.029243 | 0.73861
| 16.4583 | 0.71537 | 0.61703 | 0.029243 | 0.59543 | 16.4583 | 0.64702 | 0.59915 | 0.57401 | 0.61763 | 16.4583 | 1.0152 | 0.63914 | 0.029243 | 0.73853
| 16.5 | 0.71322 | 0.61661 | 0.029243 | 0.59429 | 16.5 | 0.63199 | 0.59783 | 0.57401 | 0.61037 | 16.5 | 1.0152 | 0.63896 | 0.029243 | 0.73845
| 16.5417 | 0.71106 | 0.6162 | 0.029243 | 0.59314 | 16.5417 | 0.61693 | 0.59656 | 0.57401 | 0.60311 | 16.5417 | 1.0152 | 0.63878 | 0.029243 | 0.73837
| 16.5833 | 0.70891 | 0.61579 | 0.029243 | 0.592 | 16.5833 | 0.60183 | 0.59534 | 0.57401 | 0.59585 | 16.5833 | 1.0152 | 0.6386 | 0.029243 | 0.73829
| 16.625 | 0.70676 | 0.61537 | 0.029243 | 0.59087 | 16.625 | 0.59586 | 0.59542 | 0.57401 | 0.59324 | 16.625 | 1.0152 | 0.63842 | 0.029243 | 0.73821
| 16.6667 | 0.70462 | 0.61496 | 0.029243 | 0.58973 | 16.6667 | 0.58994 | 0.59565 | 0.57401 | 0.59071 | 16.6667 | 1.0152 | 0.63825 | 0.029244 | 0.73813
| 16.7083 | 0.70247 | 0.61455 | 0.029243 | 0.58859 | 16.7083 | 0.5841 | 0.59601 | 0.57401 | 0.58827 | 16.7083 | 1.0152 | 0.63807 | 0.029244 | 0.73805
| 16.75 | 0.70032 | 0.61413 | 0.029243 | 0.58745 | 16.75 | 0.57815 | 0.59617 | 0.57401 | 0.5857 | 16.75 | 1.0152 | 0.63789 | 0.029242 | 0.73797
| 16.7917 | 0.69817 | 0.61372 | 0.029243 | 0.58631 | 16.7917 | 0.57213 | 0.59616 | 0.57401 | 0.58302 | 16.7917 | 1.0152 | 0.63771 | 0.029245 | 0.73789
| 16.8333 | 0.69602 | 0.61331 | 0.029243 | 0.58517 | 16.8333 | 0.5661 | 0.59615 | 0.57401 | 0.58034 | 16.8333 | 1.0152 | 0.63753 | 0.029294 | 0.73782
| 16.875 | 0.69387 | 0.61289 | 0.029243 | 0.58403 | 16.875 | 0.56007 | 0.59614 | 0.57401 | 0.57765 | 16.875 | 1.0152 | 0.63735 | 0.029268 | 0.73774
| 16.9167 | 0.69171 | 0.61248 | 0.029243 | 0.58289 | 16.9167 | 0.56425 | 0.59752 | 0.574 | 0.58012 | 16.9167 | 1.0152 | 0.63717 | 0.029277 | 0.73766
| 16.9583 | 0.68956 | 0.61207 | 0.029243 | 0.58175 | 16.9583 | 0.56867 | 0.59887 | 0.574 | 0.58268 | 16.9583 | 1.0152 | 0.637 | 0.029275 | 0.73758
| 17 | 0.6874 | 0.61165 | 0.029243 | 0.58061 | 17 | 0.57334 | 0.6002 | 0.574 | 0.58535 | 17 | 1.0152 | 0.63682 | 0.029276 | 0.7375
| 17.0417 | 0.68525 | 0.61124 | 0.029243 | 0.57947 | 17.0417 | 0.57825 | 0.6015 | 0.574 | 0.58811 | 17.0417 | 1.0152 | 0.63664 | 0.029275 | 0.73742
| 17.0833 | 0.68309 | 0.61082 | 0.029243 | 0.57832 | 17.0833 | 0.58343 | 0.60278 | 0.57375 | 0.59096 | 17.0833 | 1.0152 | 0.63646 | 0.029275 | 0.73734
| 17.125 | 0.68094 | 0.61041 | 0.029243 | 0.57718 | 17.125 | 0.58884 | 0.60404 | 0.57379 | 0.59392 | 17.125 | 1.0152 | 0.63628 | 0.029275 | 0.73726
| 17.1667 | 0.67879 | 0.61 | 0.029243 | 0.57604 | 17.1667 | 0.59441 | 0.60526 | 0.57378 | 0.59694 | 17.1667 | 1.0152 | 0.6361 | 0.029275 | 0.73718
| 17.2083 | 0.67663 | 0.60958 | 0.029243 | 0.5749 | 17.2083 | 0.60029 | 0.60646 | 0.57378 | 0.60009 | 17.2083 | 1.0152 | 0.63592 | 0.029275 | 0.7371
| 17.25 | 0.67448 | 0.60917 | 0.029243 | 0.57376 | 17.25 | 0.60651 | 0.60762 | 0.57378 | 0.60337 | 17.25 | 1.0152 | 0.63574 | 0.029275 | 0.73702
| 17.2917 | 0.67233 | 0.60876 | 0.029243 | 0.57262 | 17.2917 | 0.61341 | 0.60888 | 0.57378 | 0.607 | 17.2917 | 1.0152 | 0.63557 | 0.029275 | 0.73694
| 17.3333 | 0.67019 | 0.60834 | 0.029243 | 0.57148 | 17.3333 | 0.62102 | 0.61024 | 0.57378 | 0.61098 | 17.3333 | 1.0152 | 0.63539 | 0.029275 | 0.73686
| 17.375 | 0.66804 | 0.60793 | 0.029243 | 0.57035 | 17.375 | 0.62829 | 0.6115 | 0.57378 | 0.61477 | 17.375 | 1.0152 | 0.63521 | 0.029276 | 0.73679
| 17.4167 | 0.66589 | 0.60752 | 0.029243 | 0.56921 | 17.4167 | 0.63522 | 0.61264 | 0.57378 | 0.61836 | 17.4167 | 1.0152 | 0.63503 | 0.029275 | 0.73671
| 17.4583 | 0.66374 | 0.6071 | 0.029243 | 0.56807 | 17.4583 | 0.64226 | 0.61374 | 0.57378 | 0.62198 | 17.4583 | 1.0152 | 0.63485 | 0.029276 | 0.73663
| 17.5 | 0.66159 | 0.60669 | 0.029243 | 0.56693 | 17.5 | 0.64941 | 0.61481 | 0.57378 | 0.62563 | 17.5 | 1.0152 | 0.63467 | 0.029275 | 0.73655
| 17.5417 | 0.65945 | 0.60628 | 0.029243 | 0.56579 | 17.5417 | 0.65667 | 0.61585 | 0.57378 | 0.62932 | 17.5417 | 1.0152 | 0.63449 | 0.029276 | 0.73647
| 17.5833 | 0.6573 | 0.60586 | 0.029243 | 0.56465 | 17.5833 | 0.66404 | 0.61685 | 0.57378 | 0.63304 | 17.5833 | 1.0152 | 0.63432 | 0.029275 | 0.73639
| 17.625 | 0.65515 | 0.60545 | 0.029243 | 0.56352 | 17.625 | 0.66253 | 0.61663 | 0.57378 | 0.63227 | 17.625 | 1.0152 | 0.63414 | 0.029276 | 0.73631
| 17.6667 | 0.65303 | 0.60508 | 0.029243 | 0.56241 | 17.6667 | 0.66121 | 0.61637 | 0.57378 | 0.63157 | 17.6667 | 1.0152 | 0.63396 | 0.029275 | 0.73623
| 17.7083 | 0.65098 | 0.60486 | 0.029243 | 0.5614 | 17.7083 | 0.66011 | 0.61606 | 0.57378 | 0.63094 | 17.7083 | 1.0152 | 0.63378 | 0.029274 | 0.73615
| 17.75 | 0.64883 | 0.60445 | 0.029244 | 0.56026 | 17.75 | 0.65884 | 0.61581 | 0.57378 | 0.63026 | 17.75 | 1.0152 | 0.6336 | 0.029276 | 0.73607
| 17.7917 | 0.64669 | 0.60404 | 0.029243 | 0.55913 | 17.7917 | 0.65737 | 0.61559 | 0.57378 | 0.62952 | 17.7917 | 1.0152 | 0.63342 | 0.029273 | 0.73599
| 17.8333 | 0.64454 | 0.60362 | 0.029244 | 0.55799 | 17.8333 | 0.65582 | 0.6153 | 0.57378 | 0.6287 | 17.8333 | 1.0152 | 0.63324 | 0.029225 | 0.73591
| 17.875 | 0.64239 | 0.60321 | 0.029243 | 0.55685 | 17.875 | 0.65421 | 0.61496 | 0.57378 | 0.62783 | 17.875 | 1.0152 | 0.63306 | 0.029251 | 0.73583
| 17.9167 | 0.64024 | 0.6028 | 0.029243 | 0.55571 | 17.9167 | 0.65254 | 0.61459 | 0.57379 | 0.62692 | 17.9167 | 1.0152 | 0.63289 | 0.029242 | 0.73575
| 17.9583 | 0.63809 | 0.60238 | 0.029243 | 0.55457 | 17.9583 | 0.6509 | 0.61423 | 0.57379 | 0.62603 | 17.9583 | 1.0152 | 0.63271 | 0.029244 | 0.73567
| 18 | 0.63593 | 0.60197 | 0.029243 | 0.55343 | 18 | 0.64928 | 0.61386 | 0.57379 | 0.62515 | 18 | 1.0152 | 0.63253 | 0.029243 | 0.73559
| 18.0417 | 0.63378 | 0.60156 | 0.029243 | 0.55229 | 18.0417 | 0.64768 | 0.6135 | 0.57379 | 0.62428 | 18.0417 | 1.0152 | 0.63235 | 0.029243 | 0.73551
| 18.0833 | 0.63163 | 0.60114 | 0.029243 | 0.55115 | 18.0833 | 0.64611 | 0.61314 | 0.57386 | 0.62343 | 18.0833 | 1.0152 | 0.63217 | 0.029243 | 0.73543
| 18.125 | 0.62948 | 0.60073 | 0.029243 | 0.55001 | 18.125 | 0.64455 | 0.61278 | 0.57384 | 0.62257 | 18.125 | 1.0152 | 0.63199 | 0.029243 | 0.73535
| 18.1667 | 0.62733 | 0.60032 | 0.029243 | 0.54887 | 18.1667 | 0.64301 | 0.61243 | 0.57384 | 0.62173 | 18.1667 | 1.0152 | 0.63181 | 0.029243 | 0.73527
| 18.2083 | 0.62518 | 0.5999 | 0.029243 | 0.54773 | 18.2083 | 0.64157 | 0.61212 | 0.57384 | 0.62096 | 18.2083 | 1.0152 | 0.63164 | 0.029243 | 0.73519
| 18.25 | 0.62304 | 0.59949 | 0.029243 | 0.54659 | 18.25 | 0.64028 | 0.61188 | 0.57384 | 0.62027 | 18.25 | 1.0152 | 0.63146 | 0.029243 | 0.73511
| 18.2917 | 0.62089 | 0.59908 | 0.029243 | 0.54546 | 18.2917 | 0.63923 | 0.61162 | 0.57384 | 0.6197 | 18.2917 | 1.0152 | 0.63128 | 0.029243 | 0.73503
| 18.3333 | 0.61883 | 0.59884 | 0.029243 | 0.54443 | 18.3333 | 0.63829 | 0.61133 | 0.57384 | 0.61915 | 18.3333 | 1.0152 | 0.6311 | 0.029243 | 0.73496
| 18.375 | 0.61672 | 0.59849 | 0.029243 | 0.54334 | 18.375 | 0.63735 | 0.61104 | 0.57384 | 0.6186 | 18.375 | 1.0152 | 0.63092 | 0.029243 | 0.73488
| 18.4167 | 0.61457 | 0.59808 | 0.029243 | 0.54221 | 18.4167 | 0.63641 | 0.61077 | 0.57384 | 0.61806 | 18.4167 | 1.0152 | 0.63074 | 0.029243 | 0.7348
| 18.4583 | 0.61243 | 0.59767 | 0.029243 | 0.54107 | 18.4583 | 0.63542 | 0.6105 | 0.57384 | 0.6175 | 18.4583 | 1.0152 | 0.63056 | 0.029243 | 0.73472
| 18.5 | 0.61029 | 0.59726 | 0.029243 | 0.53994 | 18.5 | 0.63441 | 0.61022 | 0.57384 | 0.61693 | 18.5 | 1.0152 | 0.63038 | 0.029243 | 0.73464
| 18.5417 | 0.60815 | 0.59685 | 0.029243 | 0.53881 | 18.5417 | 0.63338 | 0.60993 | 0.57384 | 0.61634 | 18.5417 | 1.0152 | 0.63021 | 0.029243 | 0.73456
| 18.5833 | 0.60602 | 0.59646 | 0.029243 | 0.53769 | 18.5833 | 0.63234 | 0.60964 | 0.57384 | 0.61575 | 18.5833 | 1.0152 | 0.63003 | 0.029243 | 0.73448
| 18.625 | 0.60401 | 0.59619 | 0.029243 | 0.53667 | 18.625 | 0.63128 | 0.60934 | 0.57384 | 0.61515 | 18.625 | 1.0152 | 0.62985 | 0.029243 | 0.7344
| 18.6667 | 0.6023 | 0.59601 | 0.029243 | 0.53583 | 18.6667 | 0.63022 | 0.60903 | 0.57384 | 0.61454 | 18.6667 | 1.0152 | 0.62967 | 0.029243 | 0.73432
| 18.7083 | 0.60087 | 0.59583 | 0.029243 | 0.53511 | 18.7083 | 0.62916 | 0.60873 | 0.57384 | 0.61393 | 18.7083 | 1.0152 | 0.62949 | 0.029243 | 0.73424
| 18.75 | 0.59921 | 0.59563 | 0.029243 | 0.53429 | 18.75 | 0.62809 | 0.60843 | 0.57384 | 0.61332 | 18.75 | 1.0152 | 0.62931 | 0.029243 | 0.73416
| 18.7917 | 0.59726 | 0.59524 | 0.029243 | 0.53325 | 18.7917 | 0.62703 | 0.60813 | 0.57384 | 0.61272 | 18.7917 | 1.0152 | 0.62913 | 0.029243 | 0.73408
| 18.8333 | 0.59524 | 0.59484 | 0.029243 | 0.53217 | 18.8333 | 0.62597 | 0.60784 | 0.57384 | 0.61212 | 18.8333 | 1.0152 | 0.62896 | 0.029243 | 0.734
| 18.875 | 0.59323 | 0.59444 | 0.029243 | 0.5311 | 18.875 | 0.62492 | 0.60757 | 0.57384 | 0.61153 | 18.875 | 1.0152 | 0.62878 | 0.029294 | 0.73393
| 18.9167 | 0.59122 | 0.59404 | 0.029243 | 0.53003 | 18.9167 | 0.62386 | 0.6073 | 0.57384 | 0.61094 | 18.9167 | 1.0152 | 0.6286 | 0.029276 | 0.73385
| 18.9583 | 0.58921 | 0.59364 | 0.029243 | 0.52896 | 18.9583 | 0.62281 | 0.60702 | 0.57384 | 0.61035 | 18.9583 | 1.0152 | 0.62842 | 0.02928 | 0.73377
| 19 | 0.58719 | 0.59324 | 0.029243 | 0.52789 | 19 | 0.62175 | 0.60675 | 0.57384 | 0.60976 | 19 | 1.0152 | 0.62824 | 0.029279 | 0.73369
| 19.0417 | 0.58522 | 0.59285 | 0.029243 | 0.52683 | 19.0417 | 0.62069 | 0.60647 | 0.57384 | 0.60916 | 19.0417 | 1.0152 | 0.62806 | 0.029279 | 0.73361
| 19.0833 | 0.58326 | 0.59246 | 0.029243 | 0.52579 | 19.0833 | 0.61963 | 0.60619 | 0.57386 | 0.60857 | 19.0833 | 1.0152 | 0.62788 | 0.029279 | 0.73353
| 19.125 | 0.58133 | 0.59207 | 0.029243 | 0.52476 | 19.125 | 0.61857 | 0.60592 | 0.57386 | 0.60798 | 19.125 | 1.0152 | 0.6277 | 0.029279 | 0.73345
| 19.1667 | 0.57942 | 0.59168 | 0.029243 | 0.52374 | 19.1667 | 0.61751 | 0.60564 | 0.57386 | 0.60738 | 19.1667 | 1.0152 | 0.62753 | 0.029279 | 0.73337
| 19.2083 | 0.57759 | 0.5913 | 0.029243 | 0.52276 | 19.2083 | 0.61644 | 0.60535 | 0.57386 | 0.60678 | 19.2083 | 1.0152 | 0.62735 | 0.029279 | 0.73329
| 19.25 | 0.57588 | 0.59094 | 0.029243 | 0.52184 | 19.25 | 0.61537 | 0.60505 | 0.57386 | 0.60617 | 19.25 | 1.0152 | 0.62717 | 0.029279 | 0.73321
| 19.2917 | 0.57449 | 0.59071 | 0.029243 | 0.52112 | 19.2917 | 0.6143 | 0.60475 | 0.57386 | 0.60556 | 19.2917 | 1.0152 | 0.62699 | 0.029279 | 0.73313
| 19.3333 | 0.57343 | 0.59053 | 0.029243 | 0.52057 | 19.3333 | 0.61323 | 0.60444 | 0.57386 | 0.60495 | 19.3333 | 1.0152 | 0.62681 | 0.029279 | 0.73305
| 19.375 | 0.57229 | 0.59035 | 0.029243 | 0.51998 | 19.375 | 0.61217 | 0.60414 | 0.57386 | 0.60434 | 19.375 | 1.0152 | 0.62663 | 0.029279 | 0.73297
| 19.4167 | 0.57106 | 0.59015 | 0.029243 | 0.51934 | 19.4167 | 0.6111 | 0.60384 | 0.57386 | 0.60373 | 19.4167 | 1.0152 | 0.62645 | 0.029279 | 0.73289
| 19.4583 | 0.5699 | 0.58995 | 0.029243 | 0.51874 | 19.4583 | 0.61003 | 0.60353 | 0.57386 | 0.60312 | 19.4583 | 1.0152 | 0.62627 | 0.029279 | 0.73282
| 19.5 | 0.56879 | 0.58977 | 0.029243 | 0.51816 | 19.5 | 0.60896 | 0.60323 | 0.57386 | 0.60251 | 19.5 | 1.0152 | 0.6261 | 0.029279 | 0.73274
| 19.5417 | 0.56773 | 0.58959 | 0.029243 | 0.51761 | 19.5417 | 0.60789 | 0.60293 | 0.57386 | 0.6019 | 19.5417 | 1.0152 | 0.62592 | 0.029279 | 0.73266
| 19.5833 | 0.56672 | 0.58941 | 0.029243 | 0.51708 | 19.5833 | 0.60636 | 0.60257 | 0.57386 | 0.60107 | 19.5833 | 1.0152 | 0.62574 | 0.029279 | 0.73258
| 19.625 | 0.56583 | 0.58923 | 0.029243 | 0.51661 | 19.625 | 0.60464 | 0.6022 | 0.57386 | 0.60014 | 19.625 | 1.0152 | 0.62556 | 0.029279 | 0.7325
| 19.6667 | 0.56487 | 0.589 | 0.029243 | 0.51608 | 19.6667 | 0.60271 | 0.6018 | 0.57386 | 0.5991 | 19.6667 | 1.0152 | 0.62538 | 0.029279 | 0.73242
| 19.7083 | 0.56385 | 0.58873 | 0.029243 | 0.51551 | 19.7083 | 0.60054 | 0.60137 | 0.57386 | 0.59795 | 19.7083 | 1.0152 | 0.6252 | 0.029279 | 0.73234
| 19.75 | 0.56287 | 0.58852 | 0.029243 | 0.51498 | 19.75 | 0.59857 | 0.60097 | 0.57386 | 0.59689 | 19.75 | 1.0152 | 0.62502 | 0.029279 | 0.73226
| 19.7917 | 0.56191 | 0.58834 | 0.029244 | 0.51447 | 19.7917 | 0.5968 | 0.60059 | 0.57386 | 0.59594 | 19.7917 | 1.0152 | 0.62485 | 0.029279 | 0.73218
| 19.8333 | 0.56092 | 0.58809 | 0.029243 | 0.51392 | 19.8333 | 0.59509 | 0.60022 | 0.57386 | 0.59501 | 19.8333 | 1.0152 | 0.62467 | 0.029279 | 0.7321
| 19.875 | 0.55987 | 0.58779 | 0.029243 | 0.51332 | 19.875 | 0.59343 | 0.59985 | 0.57386 | 0.59411 | 19.875 | 1.0152 | 0.62449 | 0.029228 | 0.73202
| 19.9167 | 0.55878 | 0.5875 | 0.029243 | 0.5127 | 19.9167 | 0.5918 | 0.59949 | 0.57386 | 0.59322 | 19.9167 | 1.0152 | 0.62431 | 0.029247 | 0.73194
| 19.9583 | 0.55771 | 0.5872 | 0.029243 | 0.5121 | 19.9583 | 0.59015 | 0.59912 | 0.57386 | 0.59233 | 19.9583 | 1.0152 | 0.62413 | 0.029243 | 0.73186
| 20 | 0.55665 | 0.58691 | 0.029243 | 0.5115 | 20 | 0.58848 | 0.59875 | 0.57386 | 0.59142 | 20 | 1.0152 | 0.62395 | 0.029243 | 0.73178
| 20.0417 | 0.55559 | 0.58661 | 0.029243 | 0.51089 | 20.0417 | 0.58679 | 0.59838 | 0.57386 | 0.59051 | 20.0417 | 1.0152 | 0.62377 | 0.029243 | 0.7317
| 20.0833 | 0.55452 | 0.58632 | 0.029243 | 0.51029 | 20.0833 | 0.58508 | 0.59801 | 0.57387 | 0.58958 | 20.0833 | 1.0152 | 0.6236 | 0.029243 | 0.73162
| 20.125 | 0.55345 | 0.58602 | 0.029243 | 0.50968 | 20.125 | 0.58336 | 0.59763 | 0.57387 | 0.58865 | 20.125 | 1.0152 | 0.62342 | 0.029243 | 0.73154
| 20.1667 | 0.55238 | 0.58573 | 0.029243 | 0.50907 | 20.1667 | 0.58161 | 0.59725 | 0.57387 | 0.5877 | 20.1667 | 1.0152 | 0.62324 | 0.029243 | 0.73146
| 20.2083 | 0.55131 | 0.58544 | 0.029243 | 0.50847 | 20.2083 | 0.57977 | 0.59687 | 0.57387 | 0.58671 | 20.2083 | 1.0152 | 0.62306 | 0.029243 | 0.73138
| 20.25 | 0.55027 | 0.58521 | 0.029243 | 0.5079 | 20.25 | 0.57783 | 0.59647 | 0.57387 | 0.58567 | 20.25 | 1.0152 | 0.62288 | 0.029243 | 0.7313
| 20.2917 | 0.54923 | 0.58499 | 0.029243 | 0.50735 | 20.2917 | 0.57561 | 0.59604 | 0.57387 | 0.5845 | 20.2917 | 1.0152 | 0.6227 | 0.029243 | 0.73122
| 20.3333 | 0.54817 | 0.5847 | 0.029243 | 0.50675 | 20.3333 | 0.57309 | 0.59558 | 0.57387 | 0.58317 | 20.3333 | 1.0152 | 0.62252 | 0.029243 | 0.73114
| 20.375 | 0.54712 | 0.58445 | 0.029243 | 0.50617 | 20.375 | 0.57065 | 0.59512 | 0.57387 | 0.58188 | 20.375 | 1.0152 | 0.62234 | 0.029243 | 0.73106
| 20.4167 | 0.54608 | 0.58422 | 0.029243 | 0.5056 | 20.4167 | 0.56828 | 0.59468 | 0.57387 | 0.58063 | 20.4167 | 1.0152 | 0.62217 | 0.029243 | 0.73098
| 20.4583 | 0.54503 | 0.58398 | 0.029243 | 0.50503 | 20.4583 | 0.56585 | 0.59422 | 0.57387 | 0.57935 | 20.4583 | 1.0152 | 0.62199 | 0.029243 | 0.73091
| 20.5 | 0.54399 | 0.58374 | 0.029243 | 0.50446 | 20.5 | 0.55124 | 0.59212 | 0.57387 | 0.57192 | 20.5 | 1.0152 | 0.62181 | 0.029243 | 0.73083
| 20.5417 | 0.54294 | 0.58349 | 0.029243 | 0.50388 | 20.5417 | 0.53637 | 0.59003 | 0.57387 | 0.56438 | 20.5417 | 1.0152 | 0.62163 | 0.029243 | 0.73075
| 20.5833 | 0.54189 | 0.58323 | 0.029243 | 0.5033 | 20.5833 | 0.52169 | 0.58801 | 0.57387 | 0.55696 | 20.5833 | 1.0152 | 0.62145 | 0.029243 | 0.73067
| 20.625 | 0.54082 | 0.58294 | 0.029243 | 0.5027 | 20.625 | 0.50692 | 0.58601 | 0.57387 | 0.54951 | 20.625 | 1.0152 | 0.62127 | 0.029243 | 0.73059
| 20.6667 | 0.53976 | 0.58265 | 0.029243 | 0.50209 | 20.6667 | 0.49214 | 0.58404 | 0.57387 | 0.54207 | 20.6667 | 1.0152 | 0.62109 | 0.029243 | 0.73051
| 20.7083 | 0.53869 | 0.58235 | 0.029243 | 0.50149 | 20.7083 | 0.47736 | 0.58211 | 0.57387 | 0.53464 | 20.7083 | 1.0152 | 0.62092 | 0.029243 | 0.73043
| 20.75 | 0.53762 | 0.58206 | 0.029243 | 0.50089 | 20.75 | 0.46279 | 0.58027 | 0.57387 | 0.52734 | 20.75 | 1.0152 | 0.62074 | 0.029243 | 0.73035
| 20.7917 | 0.53657 | 0.58179 | 0.029243 | 0.5003 | 20.7917 | 0.44863 | 0.57856 | 0.57387 | 0.52029 | 20.7917 | 1.0152 | 0.62056 | 0.029243 | 0.73027
| 20.8333 | 0.53552 | 0.58155 | 0.029243 | 0.49972 | 20.8333 | 0.43476 | 0.57694 | 0.57387 | 0.51341 | 20.8333 | 1.0152 | 0.62038 | 0.029243 | 0.73019
| 20.875 | 0.53447 | 0.5813 | 0.029243 | 0.49915 | 20.875 | 0.42119 | 0.57542 | 0.57386 | 0.5067 | 20.875 | 1.0152 | 0.6202 | 0.029243 | 0.73011
| 20.9167 | 0.53342 | 0.58104 | 0.029243 | 0.49856 | 20.9167 | 0.40797 | 0.574 | 0.57386 | 0.50019 | 20.9167 | 1.0152 | 0.62002 | 0.029243 | 0.73003
| 20.9583 | 0.53236 | 0.58077 | 0.029243 | 0.49797 | 20.9583 | 0.39474 | 0.57263 | 0.57386 | 0.4937 | 20.9583 | 1.0152 | 0.61984 | 0.029243 | 0.72995
| 21 | 0.5313 | 0.5805 | 0.029243 | 0.49738 | 21 | 0.3815 | 0.5713 | 0.57386 | 0.48723 | 21 | 1.0152 | 0.61966 | 0.029243 | 0.72987
| 21.0417 | 0.53024 | 0.58023 | 0.029243 | 0.49679 | 21.0417 | 0.36823 | 0.57002 | 0.57386 | 0.48076 | 21.0417 | 1.0152 | 0.61949 | 0.029243 | 0.72979
| 21.0833 | 0.52918 | 0.57996 | 0.029243 | 0.4962 | 21.0833 | 0.35492 | 0.56878 | 0.57376 | 0.47429 | 21.0833 | 1.0152 | 0.61931 | 0.029243 | 0.72971
| 21.125 | 0.52812 | 0.5797 | 0.029243 | 0.49561 | 21.125 | 0.34157 | 0.56759 | 0.57379 | 0.46782 | 21.125 | 1.0152 | 0.61913 | 0.029243 | 0.72963
| 21.1667 | 0.52706 | 0.57943 | 0.029243 | 0.49502 | 21.1667 | 0.32817 | 0.56643 | 0.57379 | 0.46135 | 21.1667 | 1.0152 | 0.61895 | 0.029243 | 0.72956
| 21.2083 | 0.52602 | 0.57918 | 0.029243 | 0.49445 | 21.2083 | 0.31434 | 0.56527 | 0.57379 | 0.45469 | 21.2083 | 1.0152 | 0.61877 | 0.029243 | 0.72948
| 21.25 | 0.52496 | 0.57891 | 0.029243 | 0.49386 | 21.25 | 0.30806 | 0.56524 | 0.57388 | 0.4519 | 21.25 | 1.0152 | 0.61859 | 0.029243 | 0.7294
| 21.2917 | 0.52389 | 0.57861 | 0.029243 | 0.49325 | 21.2917 | 0.30181 | 0.56522 | 0.57388 | 0.44911 | 21.2917 | 1.0152 | 0.61841 | 0.029243 | 0.72932
| 21.3333 | 0.52282 | 0.57832 | 0.029243 | 0.49265 | 21.3333 | 0.29562 | 0.56521 | 0.57388 | 0.44635 | 21.3333 | 1.0152 | 0.61823 | 0.029243 | 0.72924
| 21.375 | 0.52176 | 0.5436 | 0.028976 | 0.47671 | 21.375 | 0.2894 | 0.56519 | 0.57388 | 0.44358 | 21.375 | 1.0152 | 0.58363 | 0.02897 | 0.71383
| 21.4167 | 0.52069 | 0.50888 | 0.028595 | 0.46076 | 21.4167 | 0.28316 | 0.56517 | 0.57388 | 0.4408 | 21.4167 | 1.0152 | 0.54902 | 0.028585 | 0.6984
| 21.4583 | 0.51962 | 0.47416 | 0.027911 | 0.44478 | 21.4583 | 0.27692 | 0.56515 | 0.57387 | 0.43802 | 21.4583 | 1.0152 | 0.51442 | 0.027895 | 0.68295
| 21.5 | 0.51856 | 0.43945 | 0.027162 | 0.4288 | 21.5 | 0.28281 | 0.56678 | 0.57387 | 0.44136 | 21.5 | 1.0152 | 0.47983 | 0.02714 | 0.66749
| 21.5417 | 0.51749 | 0.40475 | 0.026104 | 0.41278 | 21.5417 | 0.28892 | 0.56838 | 0.57387 | 0.44479 | 21.5417 | 1.0152 | 0.44525 | 0.026077 | 0.652
| 21.5833 | 0.51642 | 0.37006 | 0.024986 | 0.39677 | 21.5833 | 0.29523 | 0.56996 | 0.57387 | 0.4483 | 21.5833 | 1.0152 | 0.41067 | 0.024954 | 0.63651
| 21.625 | 0.51536 | 0.3354 | 0.023557 | 0.38073 | 21.625 | 0.30168 | 0.57153 | 0.57386 | 0.45185 | 21.625 | 1.0152 | 0.37613 | 0.023519 | 0.621
| 21.6667 | 0.51429 | 0.30077 | 0.022061 | 0.3647 | 21.6667 | 0.30833 | 0.57308 | 0.57386 | 0.4555 | 21.6667 | 1.0152 | 0.34162 | 0.022018 | 0.60549
| 21.7083 | 0.51323 | 0.26618 | 0.020201 | 0.34865 | 21.7083 | 0.31532 | 0.57464 | 0.57386 | 0.4593 | 21.7083 | 1.0152 | 0.30714 | 0.020152 | 0.58996
| 21.75 | 0.51155 | 0.23149 | 0.018107 | 0.33225 | 21.75 | 0.32183 | 0.57606 | 0.57385 | 0.46282 | 21.75 | 1.0152 | 0.27264 | 0.018053 | 0.5744
| 21.7917 | 0.51008 | 0.19679 | 0.015763 | 0.31592 | 21.7917 | 0.32769 | 0.57735 | 0.57385 | 0.466 | 21.7917 | 1.0152 | 0.2381 | 0.015704 | 0.55879
| 21.8333 | 0.50866 | 0.1621 | 0.013299 | 0.29959 | 21.8333 | 0.33325 | 0.57853 | 0.57384 | 0.469 | 21.8333 | 1.0152 | 0.20356 | 0.013234 | 0.54316
| 21.875 | 0.50728 | 0.12739 | 0.010671 | 0.28326 | 21.875 | 0.33849 | 0.57962 | 0.57384 | 0.47181 | 21.875 | 1.0152 | 0.16901 | 0.010601 | 0.52751
| 21.9167 | 0.50594 | 0.092681 | 0.0079481 | 0.26694 | 21.9167 | 0.34338 | 0.5806 | 0.57383 | 0.47442 | 21.9167 | 1.0152 | 0.13444 | 0.0078722 | 0.51184
| 21.9583 | 0.50458 | 0.057972 | 0.0051372 | 0.25059 | 21.9583 | 0.34827 | 0.58155 | 0.57383 | 0.47701 | 21.9583 | 1.0152 | 0.099883 | 0.0050559 | 0.49617
| 22 | 0.5032 | 0.023265 | 0.0022648 | 0.23424 | 22 | 0.35318 | 0.58244 | 0.57382 | 0.47959 | 22 | 1.0152 | 0.065326 | 0.002178 | 0.48049
| 22.0417 | 0.5018 | -0.011442 | -0.00067506 | 0.21786 | 22.0417 | 0.35811 | 0.58329 | 0.57382 | 0.48216 | 22.0417 | 1.0152 | 0.030773 | -0.00076729 | 0.46481
| 22.0833 | 0.50038 | -0.046147 | -0.0036809 | 0.20147 | 22.0833 | 0.36309 | 0.58409 | 0.57395 | 0.48474 | 22.0833 | 1.0152 | -0.0037775 | -0.0037786 | 0.44912
| 22.125 | 0.49894 | -0.080852 | -0.006753 | 0.18507 | 22.125 | 0.36813 | 0.58486 | 0.57391 | 0.48732 | 22.125 | 1.0152 | -0.038324 | -0.0068561 | 0.43342
| 22.1667 | 0.49748 | -0.11555 | -0.0098912 | 0.16865 | 22.1667 | 0.37325 | 0.58559 | 0.57392 | 0.48992 | 22.1667 | 1.0152 | -0.072868 | -0.0099998 | 0.41772
| 22.2083 | 0.49594 | -0.15025 | -0.013095 | 0.15218 | 22.2083 | 0.37888 | 0.58634 | 0.57392 | 0.49276 | 22.2083 | 1.0152 | -0.10739 | -0.013209 | 0.40202
| 22.25 | 0.49428 | -0.18493 | -0.016372 | 0.13567 | 22.25 | 0.37711 | 0.58596 | 0.57383 | 0.49179 | 22.25 | 1.0152 | -0.1419 | -0.016491 | 0.38632
| 22.2917 | 0.49236 | -0.2196 | -0.019765 | 0.11903 | 22.2917 | 0.37561 | 0.5856 | 0.57383 | 0.49096 | 22.2917 | 1.0152 | -0.17636 | -0.01989 | 0.37063
| 22.3333 | 0.49013 | -0.25426 | -0.023334 | 0.10224 | 22.3333 | 0.37442 | 0.58529 | 0.57383 | 0.49029 | 22.3333 | 1.0152 | -0.21077 | -0.023464 | 0.35494
| 22.375 | 0.48798 | -0.25449 | -0.026926 | 0.10078 | 22.375 | 0.37315 | 0.58496 | 0.57383 | 0.48958 | 22.375 | 1.0152 | -0.21077 | -0.027057 | 0.35454
| 22.4167 | 0.48589 | -0.25472 | -0.030512 | 0.099353 | 22.4167 | 0.3718 | 0.58462 | 0.57383 | 0.48884 | 22.4167 | 1.0152 | -0.21077 | -0.030642 | 0.35414
| 22.4583 | 0.48376 | -0.25496 | -0.03409 | 0.097902 | 22.4583 | 0.37051 | 0.5843 | 0.57384 | 0.48812 | 22.4583 | 1.0152 | -0.21077 | -0.03422 | 0.35374
| 22.5 | 0.48157 | -0.25519 | -0.037661 | 0.096425 | 22.5 | 0.36927 | 0.58397 | 0.57384 | 0.48742 | 22.5 | 1.0152 | -0.21077 | -0.037792 | 0.35334
| 22.5417 | 0.47932 | -0.25544 | -0.041225 | 0.094923 | 22.5417 | 0.36808 | 0.58366 | 0.57384 | 0.48675 | 22.5417 | 1.0152 | -0.21077 | -0.041355 | 0.35295
| 22.5833 | 0.47702 | -0.25569 | -0.044781 | 0.093395 | 22.5833 | 0.36695 | 0.58334 | 0.57384 | 0.48611 | 22.5833 | 1.0152 | -0.21077 | -0.044911 | 0.35255
| 22.625 | 0.47454 | -0.25596 | -0.048329 | 0.091777 | 22.625 | 0.366 | 0.58305 | 0.57385 | 0.48556 | 22.625 | 1.0152 | -0.21077 | -0.048459 | 0.35216
| 22.6667 | 0.47185 | -0.25626 | -0.051867 | 0.090058 | 22.6667 | 0.36511 | 0.58277 | 0.57385 | 0.48504 | 22.6667 | 1.0152 | -0.21077 | -0.051997 | 0.35177
| 22.7083 | 0.46894 | -0.25658 | -0.055394 | 0.088228 | 22.7083 | 0.36416 | 0.58248 | 0.57385 | 0.48449 | 22.7083 | 1.0152 | -0.21077 | -0.055524 | 0.35137
| 22.75 | 0.46682 | -0.25681 | -0.058912 | 0.086795 | 22.75 | 0.36322 | 0.58219 | 0.57386 | 0.48394 | 22.75 | 1.0152 | -0.21077 | -0.059042 | 0.35098
| 22.7917 | 0.4647 | -0.25704 | -0.062422 | 0.085358 | 22.7917 | 0.36225 | 0.58189 | 0.57386 | 0.48338 | 22.7917 | 1.0152 | -0.21077 | -0.062551 | 0.35059
| 22.8333 | 0.46257 | -0.25727 | -0.065925 | 0.08392 | 22.8333 | 0.36122 | 0.58159 | 0.57387 | 0.48279 | 22.8333 | 1.0152 | -0.21077 | -0.066055 | 0.3502
| 22.875 | 0.46045 | -0.2575 | -0.069424 | 0.082482 | 22.875 | 0.36015 | 0.58129 | 0.57387 | 0.48218 | 22.875 | 1.0152 | -0.21077 | -0.069553 | 0.34981
| 22.9167 | 0.45832 | -0.25774 | -0.072919 | 0.081044 | 22.9167 | 0.35904 | 0.58098 | 0.57388 | 0.48155 | 22.9167 | 1.0152 | -0.21077 | -0.073048 | 0.34943
| 22.9583 | 0.45619 | -0.25797 | -0.076411 | 0.079606 | 22.9583 | 0.35795 | 0.58068 | 0.57388 | 0.48093 | 22.9583 | 1.0152 | -0.21077 | -0.076539 | 0.34904
| 23 | 0.45406 | -0.2582 | -0.0799 | 0.078169 | 23 | 0.35688 | 0.58037 | 0.57389 | 0.48032 | 23 | 1.0152 | -0.21077 | -0.080028 | 0.34865
| 23.0417 | 0.45193 | -0.25843 | -0.083386 | 0.076732 | 23.0417 | 0.35583 | 0.58007 | 0.57389 | 0.47972 | 23.0417 | 1.0152 | -0.21077 | -0.083514 | 0.34826
| 23.0833 | 0.4498 | -0.25867 | -0.08687 | 0.075295 | 23.0833 | 0.3548 | 0.57977 | 0.57387 | 0.47913 | 23.0833 | 1.0152 | -0.21077 | -0.086997 | 0.34788
| 23.125 | 0.44767 | -0.2589 | -0.09035 | 0.073858 | 23.125 | 0.35377 | 0.57947 | 0.57387 | 0.47854 | 23.125 | 1.0152 | -0.21077 | -0.090477 | 0.34749
| 23.1667 | 0.44554 | -0.25913 | -0.093828 | 0.072423 | 23.1667 | 0.35272 | 0.57917 | 0.57387 | 0.47794 | 23.1667 | 1.0152 | -0.21077 | -0.093954 | 0.3471
| 23.2083 | 0.44341 | -0.25936 | -0.097302 | 0.070988 | 23.2083 | 0.35168 | 0.57887 | 0.57387 | 0.47734 | 23.2083 | 1.0152 | -0.21077 | -0.097428 | 0.34672
| 23.25 | 0.44129 | -0.2596 | -0.10077 | 0.069555 | 23.25 | 0.35064 | 0.57857 | 0.57387 | 0.47675 | 23.25 | 1.0152 | -0.21077 | -0.1009 | 0.34633
| 23.2917 | 0.43917 | -0.25983 | -0.10423 | 0.068128 | 23.2917 | 0.34961 | 0.57827 | 0.57387 | 0.47615 | 23.2917 | 1.0152 | -0.21077 | -0.10436 | 0.34595
| 23.3333 | 0.43707 | -0.26006 | -0.10769 | 0.066708 | 23.3333 | 0.34859 | 0.57797 | 0.57387 | 0.47557 | 23.3333 | 1.0152 | -0.21077 | -0.10781 | 0.34556
| 23.375 | 0.43496 | -0.26029 | -0.11113 | 0.065286 | 23.375 | 0.34756 | 0.57767 | 0.57387 | 0.47498 | 23.375 | 1.0152 | -0.21077 | -0.11125 | 0.34518
| 23.4167 | 0.43285 | -0.26052 | -0.11456 | 0.063863 | 23.4167 | 0.34652 | 0.57737 | 0.57387 | 0.47438 | 23.4167 | 1.0152 | -0.21077 | -0.11469 | 0.3448
| 23.4583 | 0.43074 | -0.26075 | -0.11799 | 0.062441 | 23.4583 | 0.34549 | 0.57707 | 0.57387 | 0.47379 | 23.4583 | 1.0152 | -0.21077 | -0.11811 | 0.34442
| 23.5 | 0.42863 | -0.26098 | -0.1214 | 0.061021 | 23.5 | 0.34446 | 0.57677 | 0.57387 | 0.4732 | 23.5 | 1.0152 | -0.21077 | -0.12153 | 0.34404
| 23.5417 | 0.42652 | -0.26121 | -0.12481 | 0.059602 | 23.5417 | 0.34343 | 0.57647 | 0.57387 | 0.47261 | 23.5417 | 1.0152 | -0.21077 | -0.12493 | 0.34366
| 23.5833 | 0.42441 | -0.26144 | -0.12821 | 0.058184 | 23.5833 | 0.3424 | 0.57617 | 0.57387 | 0.47201 | 23.5833 | 1.0152 | -0.21077 | -0.12833 | 0.34328
| 23.625 | 0.42231 | -0.26167 | -0.13159 | 0.056771 | 23.625 | 0.34137 | 0.57587 | 0.57387 | 0.47142 | 23.625 | 1.0152 | -0.21077 | -0.13172 | 0.34291
| 23.6667 | 0.42022 | -0.2619 | -0.13497 | 0.055366 | 23.6667 | 0.34035 | 0.57557 | 0.57387 | 0.47084 | 23.6667 | 1.0152 | -0.21077 | -0.13509 | 0.34253
| 23.7083 | 0.41815 | -0.26213 | -0.13832 | 0.053971 | 23.7083 | 0.33933 | 0.57527 | 0.57387 | 0.47025 | 23.7083 | 1.0152 | -0.21077 | -0.13845 | 0.34216
| 23.75 | 0.41605 | -0.26236 | -0.14167 | 0.052567 | 23.75 | 0.3383 | 0.57497 | 0.57387 | 0.46966 | 23.75 | 1.0152 | -0.21077 | -0.14179 | 0.34179
| 23.7917 | 0.41394 | -0.26259 | -0.14499 | 0.051157 | 23.7917 | 0.33727 | 0.57467 | 0.57387 | 0.46907 | 23.7917 | 1.0152 | -0.21077 | -0.14512 | 0.34142
| 23.8333 | 0.41183 | -0.26282 | -0.14831 | 0.049746 | 23.8333 | 0.33624 | 0.57437 | 0.57387 | 0.46848 | 23.8333 | 1.0152 | -0.21077 | -0.14844 | 0.34105
| 23.875 | 0.40971 | -0.26305 | -0.15163 | 0.048335 | 23.875 | 0.3352 | 0.57407 | 0.57387 | 0.46788 | 23.875 | 1.0152 | -0.21077 | -0.15175 | 0.34068
| 23.9167 | 0.40759 | -0.26328 | -0.15493 | 0.046923 | 23.9167 | 0.33416 | 0.57377 | 0.57387 | 0.46729 | 23.9167 | 1.0152 | -0.21077 | -0.15505 | 0.34031
| 23.9583 | 0.40548 | -0.26352 | -0.15823 | 0.045512 | 23.9583 | 0.33312 | 0.57347 | 0.57387 | 0.46669 | 23.9583 | 1.0152 | -0.21077 | -0.15835 | 0.33995
| 24 | 0.40336 | -0.26375 | -0.16152 | 0.044102 | 24 | 0.33208 | 0.57317 | 0.57387 | 0.46609 | 24 | 1.0152 | -0.21077 | -0.16165 | 0.33958
| 24.0417 | 0.40124 | -0.26398 | -0.16481 | 0.042693 | 24.0417 | 0.33104 | 0.57287 | 0.57387 | 0.4655 | 24.0417 | 1.0152 | -0.21077 | -0.16494 | 0.33922
| 24.0833 | 0.39912 | -0.26421 | -0.1681 | 0.041284 | 24.0833 | 0.33 | 0.57257 | 0.57386 | 0.4649 | 24.0833 | 1.0152 | -0.21077 | -0.16822 | 0.33885
| 24.125 | 0.397 | -0.26444 | -0.17138 | 0.039876 | 24.125 | 0.32896 | 0.57227 | 0.57387 | 0.46431 | 24.125 | 1.0152 | -0.21077 | -0.1715 | 0.33849
| 24.1667 | 0.39489 | -0.26467 | -0.17465 | 0.038468 | 24.1667 | 0.32792 | 0.57197 | 0.57387 | 0.46371 | 24.1667 | 1.0152 | -0.21077 | -0.17477 | 0.33812
| 24.2083 | 0.39277 | -0.2649 | -0.17792 | 0.037062 | 24.2083 | 0.32688 | 0.57167 | 0.57387 | 0.46312 | 24.2083 | 1.0152 | -0.21077 | -0.17804 | 0.33776
| 24.25 | 0.39066 | -0.26513 | -0.18118 | 0.03566 | 24.25 | 0.32585 | 0.57137 | 0.57387 | 0.46252 | 24.25 | 1.0152 | -0.21077 | -0.1813 | 0.3374
| 24.2917 | 0.38856 | -0.26536 | -0.18442 | 0.034265 | 24.2917 | 0.32482 | 0.57107 | 0.57387 | 0.46193 | 24.2917 | 1.0152 | -0.21077 | -0.18454 | 0.33704
| 24.3333 | 0.38649 | -0.26559 | -0.18765 | 0.032883 | 24.3333 | 0.3238 | 0.57077 | 0.57387 | 0.46135 | 24.3333 | 1.0152 | -0.21077 | -0.18777 | 0.33668
| 24.375 | 0.38441 | -0.26582 | -0.19086 | 0.031498 | 24.375 | 0.32277 | 0.57047 | 0.57387 | 0.46076 | 24.375 | 1.0152 | -0.21077 | -0.19098 | 0.33632
| 24.4167 | 0.38231 | -0.26605 | -0.19405 | 0.030111 | 24.4167 | 0.32175 | 0.57017 | 0.57387 | 0.46017 | 24.4167 | 1.0152 | -0.21077 | -0.19417 | 0.33597
| 24.4583 | 0.38022 | -0.26628 | -0.19722 | 0.028726 | 24.4583 | 0.32072 | 0.56987 | 0.57387 | 0.45958 | 24.4583 | 1.0152 | -0.21077 | -0.19734 | 0.33562
| 24.5 | 0.37813 | -0.26651 | -0.20038 | 0.027344 | 24.5 | 0.31969 | 0.56957 | 0.57387 | 0.45899 | 24.5 | 1.0152 | -0.21077 | -0.2005 | 0.33527
| 24.5417 | 0.37603 | -0.26674 | -0.20351 | 0.025964 | 24.5417 | 0.31866 | 0.56927 | 0.57387 | 0.4584 | 24.5417 | 1.0152 | -0.21077 | -0.20363 | 0.33492
| 24.5833 | 0.37394 | -0.26697 | -0.20663 | 0.024586 | 24.5833 | 0.31764 | 0.56897 | 0.57387 | 0.45781 | 24.5833 | 1.0152 | -0.21077 | -0.20675 | 0.33457
| 24.625 | 0.37187 | -0.26719 | -0.20973 | 0.023217 | 24.625 | 0.31661 | 0.56867 | 0.57387 | 0.45722 | 24.625 | 1.0152 | -0.21077 | -0.20985 | 0.33423
| 24.6667 | 0.3698 | -0.26742 | -0.21281 | 0.021856 | 24.6667 | 0.3156 | 0.56837 | 0.57387 | 0.45664 | 24.6667 | 1.0152 | -0.21077 | -0.21293 | 0.33388
| 24.7083 | 0.36775 | -0.26765 | -0.21586 | 0.020505 | 24.7083 | 0.31459 | 0.56807 | 0.57387 | 0.45606 | 24.7083 | 1.0152 | -0.21077 | -0.21598 | 0.33355
| 24.75 | 0.36568 | -0.26788 | -0.21888 | 0.019147 | 24.75 | 0.31357 | 0.56777 | 0.57387 | 0.45547 | 24.75 | 1.0152 | -0.21077 | -0.219 | 0.33321
| 24.7917 | 0.36359 | -0.26756 | -0.22189 | 0.018025 | 24.7917 | 0.31254 | 0.56747 | 0.57387 | 0.45488 | 24.7917 | 1.0152 | -0.21022 | -0.222 | 0.33312
| 24.8333 | 0.36149 | -0.26724 | -0.22488 | 0.016903 | 24.8333 | 0.31151 | 0.56717 | 0.57387 | 0.45429 | 24.8333 | 1.0152 | -0.20967 | -0.22499 | 0.33303
| 24.875 | 0.35939 | -0.26692 | -0.22785 | 0.01578 | 24.875 | 0.31048 | 0.56687 | 0.57387 | 0.4537 | 24.875 | 1.0152 | -0.20913 | -0.22797 | 0.33294
| 24.9167 | 0.35729 | -0.26661 | -0.23082 | 0.014656 | 24.9167 | 0.30944 | 0.56657 | 0.57387 | 0.4531 | 24.9167 | 1.0152 | -0.20858 | -0.23093 | 0.33286
| 24.9583 | 0.35518 | -0.26629 | -0.23377 | 0.013533 | 24.9583 | 0.30224 | 0.56532 | 0.57387 | 0.44934 | 24.9583 | 1.0152 | -0.20803 | -0.23389 | 0.33277
| 25 | 0.35308 | -0.26597 | -0.23672 | 0.012412 | 25 | 0.29494 | 0.56409 | 0.57387 | 0.44555 | 25 | 1.0152 | -0.20749 | -0.23683 | 0.33269
| 25.0417 | 0.35098 | -0.26565 | -0.23966 | 0.011291 | 25.0417 | 0.28753 | 0.5629 | 0.57387 | 0.44173 | 25.0417 | 1.0152 | -0.20694 | -0.23977 | 0.3326
| 25.0833 | 0.34887 | -0.26534 | -0.2426 | 0.010172 | 25.0833 | 0.28001 | 0.56175 | 0.57387 | 0.43788 | 25.0833 | 1.0152 | -0.20639 | -0.24271 | 0.33252
| 25.125 | 0.34677 | -0.26502 | -0.24552 | 0.0090529 | 25.125 | 0.27239 | 0.56063 | 0.57387 | 0.43399 | 25.125 | 1.0152 | -0.20585 | -0.24563 | 0.33244
| 25.1667 | 0.34467 | -0.2647 | -0.24844 | 0.0079356 | 25.1667 | 0.26466 | 0.55955 | 0.57387 | 0.43008 | 25.1667 | 1.0152 | -0.2053 | -0.24854 | 0.33236
| 25.2083 | 0.34257 | -0.26439 | -0.25134 | 0.0068221 | 25.2083 | 0.25642 | 0.55844 | 0.57387 | 0.42592 | 25.2083 | 1.0152 | -0.20475 | -0.25144 | 0.33228
| 25.25 | 0.34048 | -0.26407 | -0.25421 | 0.0057142 | 25.25 | 0.2477 | 0.55731 | 0.57387 | 0.42154 | 25.25 | 1.0152 | -0.20421 | -0.25431 | 0.3322
| 25.2917 | 0.3384 | -0.26429 | -0.25705 | 0.0043748 | 25.2917 | 0.23819 | 0.5561 | 0.57387 | 0.41678 | 25.2917 | 1.0152 | -0.20366 | -0.25716 | 0.33213
| 25.3333 | 0.33635 | -0.26452 | -0.25985 | 0.0030498 | 25.3333 | 0.22807 | 0.55484 | 0.57387 | 0.41173 | 25.3333 | 1.0152 | -0.20366 | -0.25995 | 0.33182
| 25.375 | 0.33428 | -0.26475 | -0.26259 | 0.0017262 | 25.375 | 0.21815 | 0.55367 | 0.57387 | 0.40679 | 25.375 | 1.0152 | -0.20366 | -0.26269 | 0.33151
| 25.4167 | 0.33221 | -0.26498 | -0.26529 | 0.00040351 | 25.4167 | 0.20843 | 0.55258 | 0.57387 | 0.40199 | 25.4167 | 1.0152 | -0.20311 | -0.26539 | 0.33146
| 25.4583 | 0.33013 | -0.2652 | -0.28289 | -0.0025747 | 25.4583 | 0.19863 | 0.55152 | 0.57387 | 0.39716 | 25.4583 | 1.0152 | -0.20311 | -0.28298 | 0.3295
| 25.5 | 0.32806 | -0.26543 | -0.30034 | -0.0055356 | 25.5 | 0.18873 | 0.55051 | 0.57387 | 0.39231 | 25.5 | 1.0152 | -0.20311 | -0.30043 | 0.32756
| 25.5417 | 0.32599 | -0.26566 | -0.31764 | -0.0084791 | 25.5417 | 0.17874 | 0.54952 | 0.57387 | 0.38743 | 25.5417 | 1.0152 | -0.20311 | -0.31772 | 0.32564
| 25.5833 | 0.32392 | -0.26589 | -0.33479 | -0.011406 | 25.5833 | 0.16865 | 0.54858 | 0.57387 | 0.38253 | 25.5833 | 1.0152 | -0.20311 | -0.33487 | 0.32374
| 25.625 | 0.32189 | -0.26611 | -0.35178 | -0.014293 | 25.625 | 0.15819 | 0.54762 | 0.57387 | 0.37746 | 25.625 | 1.0152 | -0.20311 | -0.35186 | 0.32185
| 25.6667 | 0.32015 | -0.2663 | -0.3686 | -0.017022 | 25.6667 | 0.1474 | 0.54665 | 0.57387 | 0.37223 | 25.6667 | 1.0152 | -0.20311 | -0.36867 | 0.31998
| 25.7083 | 0.31867 | -0.26646 | -0.38521 | -0.019596 | 25.7083 | 0.13631 | 0.54568 | 0.57387 | 0.36687 | 25.7083 | 1.0152 | -0.20311 | -0.38527 | 0.31814
| 25.75 | 0.31699 | -0.26665 | -0.40161 | -0.022252 | 25.75 | 0.13231 | 0.54592 | 0.57387 | 0.3652 | 25.75 | 1.0152 | -0.20311 | -0.40167 | 0.31632
| 25.7917 | 0.31507 | -0.26741 | -0.41786 | -0.025245 | 25.7917 | 0.12844 | 0.54617 | 0.57387 | 0.36359 | 25.7917 | 1.0152 | -0.20366 | -0.41791 | 0.31427
| 25.8333 | 0.31312 | -0.26817 | -0.43398 | -0.028243 | 25.8333 | 0.1246 | 0.54642 | 0.57387 | 0.362 | 25.8333 | 1.0152 | -0.20421 | -0.43403 | 0.31223
| 25.875 | 0.31116 | -0.26893 | -0.45001 | -0.031233 | 25.875 | 0.12079 | 0.54668 | 0.57387 | 0.36042 | 25.875 | 1.0152 | -0.20421 | -0.45006 | 0.31045
| 25.9167 | 0.3092 | -0.26969 | -0.46597 | -0.034216 | 25.9167 | 0.117 | 0.54695 | 0.57387 | 0.35885 | 25.9167 | 1.0152 | -0.20421 | -0.46602 | 0.30868
| 25.9583 | 0.30724 | -0.27045 | -0.48188 | -0.037193 | 25.9583 | 0.11935 | 0.54817 | 0.57387 | 0.36044 | 25.9583 | 1.0152 | -0.20421 | -0.48192 | 0.30691
| 26 | 0.30528 | -0.27121 | -0.49774 | -0.040165 | 26 | 0.12179 | 0.54935 | 0.57387 | 0.36205 | 26 | 1.0152 | -0.20421 | -0.49777 | 0.30515
| 26.0417 | 0.30334 | -0.27197 | -0.51354 | -0.04312 | 26.0417 | 0.12431 | 0.5505 | 0.57387 | 0.36368 | 26.0417 | 1.0152 | -0.20421 | -0.51357 | 0.3034
| 26.0833 | 0.30142 | -0.27273 | -0.5293 | -0.046056 | 26.0833 | 0.12693 | 0.55161 | 0.5739 | 0.36534 | 26.0833 | 1.0152 | -0.20421 | -0.52933 | 0.30165
| 26.125 | 0.29953 | -0.27348 | -0.54501 | -0.048977 | 26.125 | 0.12964 | 0.55268 | 0.57389 | 0.36702 | 26.125 | 1.0152 | -0.20421 | -0.54503 | 0.2999
| 26.1667 | 0.29766 | -0.27423 | -0.56066 | -0.051881 | 26.1667 | 0.13243 | 0.55371 | 0.57389 | 0.36872 | 26.1667 | 1.0152 | -0.20421 | -0.56068 | 0.29816
| 26.2083 | 0.29588 | -0.27497 | -0.57628 | -0.054739 | 26.2083 | 0.13567 | 0.55477 | 0.57389 | 0.37063 | 26.2083 | 1.0152 | -0.20421 | -0.5763 | 0.29643
| 26.25 | 0.29421 | -0.2757 | -0.59183 | -0.057533 | 26.25 | 0.13931 | 0.55583 | 0.57389 | 0.37272 | 26.25 | 1.0152 | -0.20421 | -0.59184 | 0.2947
| 26.2917 | 0.29281 | -0.27586 | -0.60729 | -0.059941 | 26.2917 | 0.14357 | 0.55695 | 0.57389 | 0.37511 | 26.2917 | 1.0152 | -0.20475 | -0.6073 | 0.29274
| 26.3333 | 0.29172 | -0.27598 | -0.62262 | -0.062183 | 26.3333 | 0.14821 | 0.55809 | 0.57389 | 0.37768 | 26.3333 | 1.0152 | -0.20475 | -0.62263 | 0.29104
| 26.375 | 0.29055 | -0.27611 | -0.63781 | -0.064448 | 26.375 | 0.15271 | 0.55915 | 0.57389 | 0.38015 | 26.375 | 1.0152 | -0.20475 | -0.63781 | 0.28935
| 26.4167 | 0.2893 | -0.27624 | -0.65286 | -0.066735 | 26.4167 | 0.15702 | 0.56013 | 0.57389 | 0.3825 | 26.4167 | 1.0152 | -0.2053 | -0.65286 | 0.28743
| 26.4583 | 0.28811 | -0.27637 | -0.65286 | -0.067322 | 26.4583 | 0.16137 | 0.56107 | 0.57389 | 0.38485 | 26.4583 | 1.0152 | -0.2053 | -0.65286 | 0.28743
| 26.5 | 0.28698 | -0.2765 | -0.65286 | -0.067884 | 26.5 | 0.16578 | 0.56197 | 0.57389 | 0.38721 | 26.5 | 1.0152 | -0.2053 | -0.65286 | 0.28743
| 26.5417 | 0.28589 | -0.27662 | -0.65286 | -0.068419 | 26.5417 | 0.17022 | 0.56283 | 0.57389 | 0.38957 | 26.5417 | 1.0152 | -0.2053 | -0.65286 | 0.28743
| 26.5833 | 0.28486 | -0.27673 | -0.65286 | -0.068928 | 26.5833 | 0.17472 | 0.56365 | 0.57389 | 0.39193 | 26.5833 | 1.0152 | -0.2053 | -0.65286 | 0.28743
| 26.625 | 0.28398 | -0.27683 | -0.65286 | -0.069363 | 26.625 | 0.17946 | 0.56447 | 0.57389 | 0.3944 | 26.625 | 1.0152 | -0.2053 | -0.65286 | 0.28743
| 26.6667 | 0.28303 | -0.27693 | -0.65286 | -0.069829 | 26.6667 | 0.18441 | 0.56527 | 0.57389 | 0.39696 | 26.6667 | 1.0152 | -0.2053 | -0.65286 | 0.28743
| 26.7083 | 0.28206 | -0.27704 | -0.65286 | -0.070308 | 26.7083 | 0.18951 | 0.56605 | 0.57389 | 0.39957 | 26.7083 | 1.0152 | -0.2053 | -0.65286 | 0.28743
| 26.75 | 0.28109 | -0.27715 | -0.65286 | -0.070787 | 26.75 | 0.1876 | 0.56565 | 0.57389 | 0.39854 | 26.75 | 1.0152 | -0.2053 | -0.65286 | 0.28743
| 26.7917 | 0.28013 | -0.27725 | -0.65286 | -0.07126 | 26.7917 | 0.18565 | 0.56524 | 0.57389 | 0.3975 | 26.7917 | 1.0152 | -0.2053 | -0.65286 | 0.28743
| 26.8333 | 0.27915 | -0.27736 | -0.65286 | -0.071744 | 26.8333 | 0.1837 | 0.56484 | 0.57389 | 0.39645 | 26.8333 | 1.0152 | -0.2053 | -0.65286 | 0.28743
| 26.875 | 0.27812 | -0.27747 | -0.65286 | -0.072252 | 26.875 | 0.18174 | 0.56443 | 0.57389 | 0.3954 | 26.875 | 1.0152 | -0.20585 | -0.65286 | 0.28719
| 26.9167 | 0.27706 | -0.27759 | -0.65286 | -0.072777 | 26.9167 | 0.17978 | 0.56403 | 0.57389 | 0.39434 | 26.9167 | 1.0152 | -0.20639 | -0.65286 | 0.28695
| 26.9583 | 0.27601 | -0.2777 | -0.65286 | -0.073292 | 26.9583 | 0.17781 | 0.56362 | 0.57389 | 0.39329 | 26.9583 | 1.0152 | -0.20694 | -0.65286 | 0.2867
| 27 | 0.27498 | -0.27781 | -0.65286 | -0.073798 | 27 | 0.17585 | 0.56321 | 0.57389 | 0.39224 | 27 | 1.0152 | -0.20749 | -0.65286 | 0.28646
| 27.0417 | 0.27396 | -0.27793 | -0.65286 | -0.074305 | 27.0417 | 0.17389 | 0.56281 | 0.57389 | 0.39119 | 27.0417 | 1.0152 | -0.20803 | -0.65286 | 0.28622
| 27.0833 | 0.27292 | -0.27804 | -0.65286 | -0.074815 | 27.0833 | 0.17192 | 0.5624 | 0.57387 | 0.39013 | 27.0833 | 1.0152 | -0.20858 | -0.65286 | 0.28597
| 27.125 | 0.27188 | -0.27815 | -0.65286 | -0.075327 | 27.125 | 0.16996 | 0.562 | 0.57387 | 0.38908 | 27.125 | 1.0152 | -0.20913 | -0.65286 | 0.28573
| 27.1667 | 0.27085 | -0.27827 | -0.65286 | -0.075838 | 27.1667 | 0.168 | 0.56159 | 0.57387 | 0.38803 | 27.1667 | 1.0152 | -0.20967 | -0.65286 | 0.28549
| 27.2083 | 0.26981 | -0.27838 | -0.65286 | -0.076349 | 27.2083 | 0.16604 | 0.56118 | 0.57387 | 0.38698 | 27.2083 | 1.0152 | -0.21022 | -0.65286 | 0.28525
| 27.25 | 0.26878 | -0.27849 | -0.65286 | -0.076859 | 27.25 | 0.1641 | 0.56078 | 0.57387 | 0.38593 | 27.25 | 1.0152 | -0.21077 | -0.65286 | 0.285
| 27.2917 | 0.26775 | -0.2786 | -0.65286 | -0.077366 | 27.2917 | 0.16219 | 0.56038 | 0.57387 | 0.3849 | 27.2917 | 1.0152 | -0.21077 | -0.65286 | 0.285
| 27.3333 | 0.26673 | -0.27872 | -0.65286 | -0.077868 | 27.3333 | 0.16033 | 0.55998 | 0.57387 | 0.3839 | 27.3333 | 1.0152 | -0.21077 | -0.65286 | 0.285
| 27.375 | 0.26571 | -0.27883 | -0.65286 | -0.078373 | 27.375 | 0.15845 | 0.55957 | 0.57387 | 0.38288 | 27.375 | 1.0152 | -0.21077 | -0.65286 | 0.285
| 27.4167 | 0.26468 | -0.27894 | -0.65286 | -0.078879 | 27.4167 | 0.15655 | 0.55917 | 0.57387 | 0.38186 | 27.4167 | 1.0152 | -0.21077 | -0.65286 | 0.285
| 27.4583 | 0.26365 | -0.27906 | -0.65286 | -0.079385 | 27.4583 | 0.15465 | 0.55877 | 0.57387 | 0.38084 | 27.4583 | 1.0152 | -0.21077 | -0.65286 | 0.285
| 27.5 | 0.26263 | -0.27917 | -0.65286 | -0.079892 | 27.5 | 0.15276 | 0.55837 | 0.57387 | 0.37982 | 27.5 | 1.0152 | -0.21077 | -0.65286 | 0.285
| 27.5417 | 0.2616 | -0.27928 | -0.65286 | -0.080398 | 27.5417 | 0.15087 | 0.55797 | 0.57387 | 0.3788 | 27.5417 | 1.0152 | -0.21077 | -0.65286 | 0.285
| 27.5833 | 0.26058 | -0.27939 | -0.65286 | -0.080904 | 27.5833 | 0.14899 | 0.55756 | 0.57387 | 0.37779 | 27.5833 | 1.0152 | -0.21077 | -0.65286 | 0.285
| 27.625 | 0.25955 | -0.27951 | -0.65286 | -0.081407 | 27.625 | 0.14713 | 0.55716 | 0.57387 | 0.37678 | 27.625 | 1.0152 | -0.21077 | -0.65286 | 0.285
| 27.6667 | 0.25854 | -0.27962 | -0.65286 | -0.081909 | 27.6667 | 0.14529 | 0.55676 | 0.57387 | 0.37579 | 27.6667 | 1.0152 | -0.21077 | -0.65286 | 0.285
| 27.7083 | 0.25753 | -0.27973 | -0.65286 | -0.082407 | 27.7083 | 0.14348 | 0.55637 | 0.57387 | 0.37481 | 27.7083 | 1.0152 | -0.21077 | -0.65286 | 0.285
| 27.75 | 0.25651 | -0.27984 | -0.65286 | -0.08291 | 27.75 | 0.14163 | 0.55597 | 0.57387 | 0.37381 | 27.75 | 1.0152 | -0.21077 | -0.65286 | 0.285
| 27.7917 | 0.25548 | -0.27995 | -0.65286 | -0.083416 | 27.7917 | 0.13976 | 0.55557 | 0.57387 | 0.3728 | 27.7917 | 1.0152 | -0.21077 | -0.65286 | 0.285
| 27.8333 | 0.25445 | -0.28007 | -0.65286 | -0.083924 | 27.8333 | 0.13787 | 0.55516 | 0.57387 | 0.37178 | 27.8333 | 1.0152 | -0.21077 | -0.65286 | 0.285
| 27.875 | 0.25342 | -0.28018 | -0.65286 | -0.084433 | 27.875 | 0.13597 | 0.55476 | 0.57387 | 0.37075 | 27.875 | 1.0152 | -0.21077 | -0.65286 | 0.285
| 27.9167 | 0.25239 | -0.28029 | -0.65286 | -0.084943 | 27.9167 | 0.13406 | 0.55436 | 0.57387 | 0.36973 | 27.9167 | 1.0152 | -0.21077 | -0.65286 | 0.285
| 27.9583 | 0.25135 | -0.28041 | -0.65286 | -0.085453 | 27.9583 | 0.13215 | 0.55396 | 0.57387 | 0.3687 | 27.9583 | 1.0152 | -0.21077 | -0.65286 | 0.285
| 28 | 0.25032 | -0.28052 | -0.65286 | -0.085963 | 28 | 0.13025 | 0.55355 | 0.57387 | 0.36767 | 28 | 1.0152 | -0.21077 | -0.65286 | 0.285
| 28.0417 | 0.24928 | -0.28063 | -0.65286 | -0.086473 | 28.0417 | 0.12834 | 0.55315 | 0.57387 | 0.36665 | 28.0417 | 1.0152 | -0.21077 | -0.65286 | 0.285
| 28.0833 | 0.24825 | -0.28074 | -0.65286 | -0.086982 | 28.0833 | 0.12644 | 0.55275 | 0.57386 | 0.36562 | 28.0833 | 1.0152 | -0.21077 | -0.65286 | 0.285
| 28.125 | 0.24722 | -0.28086 | -0.65286 | -0.087492 | 28.125 | 0.12454 | 0.55234 | 0.57387 | 0.3646 | 28.125 | 1.0152 | -0.21077 | -0.65286 | 0.285
| 28.1667 | 0.24618 | -0.28097 | -0.65286 | -0.088002 | 28.1667 | 0.12264 | 0.55194 | 0.57387 | 0.36358 | 28.1667 | 1.0152 | -0.21077 | -0.65286 | 0.285
| 28.2083 | 0.24515 | -0.28108 | -0.65286 | -0.08851 | 28.2083 | 0.12075 | 0.55154 | 0.57387 | 0.36256 | 28.2083 | 1.0152 | -0.21077 | -0.65286 | 0.285
| 28.25 | 0.24412 | -0.2812 | -0.65286 | -0.089018 | 28.25 | 0.11888 | 0.55114 | 0.57387 | 0.36155 | 28.25 | 1.0152 | -0.21077 | -0.65286 | 0.285
| 28.2917 | 0.2431 | -0.28131 | -0.65286 | -0.089522 | 28.2917 | 0.11703 | 0.55074 | 0.57387 | 0.36055 | 28.2917 | 1.0152 | -0.21077 | -0.65286 | 0.285
| 28.3333 | 0.24209 | -0.28142 | -0.65286 | -0.090021 | 28.3333 | 0.11521 | 0.55034 | 0.57387 | 0.35957 | 28.3333 | 1.0152 | -0.21077 | -0.65286 | 0.285
| 28.375 | 0.24107 | -0.28153 | -0.65286 | -0.090523 | 28.375 | 0.11338 | 0.54994 | 0.57387 | 0.35858 | 28.375 | 1.0152 | -0.21077 | -0.65286 | 0.285
| 28.4167 | 0.24005 | -0.28164 | -0.65286 | -0.091027 | 28.4167 | 0.11154 | 0.54954 | 0.57387 | 0.35758 | 28.4167 | 1.0152 | -0.21077 | -0.65286 | 0.285
| 28.4583 | 0.23903 | -0.28176 | -0.65286 | -0.091531 | 28.4583 | 0.1097 | 0.54915 | 0.57387 | 0.35658 | 28.4583 | 1.0152 | -0.21077 | -0.65286 | 0.285
| 28.5 | 0.23801 | -0.28187 | -0.65286 | -0.092035 | 28.5 | 0.10786 | 0.54875 | 0.57387 | 0.35559 | 28.5 | 1.0152 | -0.21077 | -0.65286 | 0.285
| 28.5417 | 0.23699 | -0.28198 | -0.65286 | -0.092538 | 28.5417 | 0.10602 | 0.54835 | 0.57387 | 0.3546 | 28.5417 | 1.0152 | -0.21077 | -0.65286 | 0.285
| 28.5833 | 0.23597 | -0.28209 | -0.65286 | -0.093042 | 28.5833 | 0.10419 | 0.54795 | 0.57387 | 0.3536 | 28.5833 | 1.0152 | -0.21077 | -0.65286 | 0.285
| 28.625 | 0.23495 | -0.2822 | -0.65286 | -0.093543 | 28.625 | 0.10237 | 0.54756 | 0.57387 | 0.35262 | 28.625 | 1.0152 | -0.21077 | -0.65286 | 0.285
| 28.6667 | 0.23394 | -0.28232 | -0.65286 | -0.094041 | 28.6667 | 0.10057 | 0.54716 | 0.57387 | 0.35164 | 28.6667 | 1.0152 | -0.21077 | -0.65286 | 0.285
| 28.7083 | 0.23294 | -0.28243 | -0.65286 | -0.094536 | 28.7083 | 0.098786 | 0.54677 | 0.57387 | 0.35068 | 28.7083 | 1.0152 | -0.21077 | -0.65286 | 0.285
| 28.75 | 0.23192 | -0.28254 | -0.65286 | -0.095036 | 28.75 | 0.096978 | 0.54637 | 0.57387 | 0.3497 | 28.75 | 1.0152 | -0.21077 | -0.65286 | 0.285
| 28.7917 | 0.2309 | -0.28265 | -0.65286 | -0.09554 | 28.7917 | 0.095143 | 0.54598 | 0.57387 | 0.3487 | 28.7917 | 1.0152 | -0.21077 | -0.65286 | 0.285
| 28.8333 | 0.22988 | -0.28276 | -0.65286 | -0.096045 | 28.8333 | 0.0933 | 0.54558 | 0.57387 | 0.34771 | 28.8333 | 1.0152 | -0.21077 | -0.65286 | 0.285
| 28.875 | 0.22885 | -0.28288 | -0.65286 | -0.096552 | 28.875 | 0.091448 | 0.54518 | 0.57387 | 0.34671 | 28.875 | 1.0152 | -0.21077 | -0.65286 | 0.285
| 28.9167 | 0.22782 | -0.28299 | -0.65286 | -0.097059 | 28.9167 | 0.089592 | 0.54478 | 0.57387 | 0.34571 | 28.9167 | 1.0152 | -0.21022 | -0.65286 | 0.28525
| 28.9583 | 0.22679 | -0.2831 | -0.65286 | -0.097567 | 28.9583 | 0.087735 | 0.54438 | 0.57387 | 0.3447 | 28.9583 | 1.0152 | -0.20967 | -0.65286 | 0.28549
| 29 | 0.22576 | -0.28321 | -0.65286 | -0.098074 | 29 | 0.08588 | 0.54398 | 0.57387 | 0.3437 | 29 | 1.0152 | -0.20913 | -0.65286 | 0.28573
| 29.0417 | 0.22473 | -0.28332 | -0.65286 | -0.098581 | 29.0417 | 0.084025 | 0.54358 | 0.57387 | 0.3427 | 29.0417 | 1.0152 | -0.20858 | -0.65286 | 0.28597
| 29.0833 | 0.2237 | -0.28344 | -0.65286 | -0.099089 | 29.0833 | 0.082171 | 0.54318 | 0.57387 | 0.3417 | 29.0833 | 1.0152 | -0.20803 | -0.65286 | 0.28622
| 29.125 | 0.22267 | -0.28355 | -0.65286 | -0.099596 | 29.125 | 0.080317 | 0.54278 | 0.57387 | 0.3407 | 29.125 | 1.0152 | -0.20749 | -0.65286 | 0.28646
| 29.1667 | 0.22165 | -0.28366 | -0.65286 | -0.1001 | 29.1667 | 0.078464 | 0.54238 | 0.57387 | 0.33969 | 29.1667 | 1.0152 | -0.20694 | -0.65286 | 0.2867
| 29.2083 | 0.22062 | -0.28377 | -0.65286 | -0.10061 | 29.2083 | 0.076618 | 0.54198 | 0.57387 | 0.3387 | 29.2083 | 1.0152 | -0.20639 | -0.65286 | 0.28695
| 29.25 | 0.2196 | -0.28389 | -0.65286 | -0.10111 | 29.25 | 0.074781 | 0.54159 | 0.57387 | 0.3377 | 29.25 | 1.0152 | -0.20585 | -0.65286 | 0.28719
| 29.2917 | 0.21858 | -0.284 | -0.65286 | -0.10162 | 29.2917 | 0.072971 | 0.54119 | 0.57387 | 0.33672 | 29.2917 | 1.0152 | -0.20585 | -0.65286 | 0.28719
| 29.3333 | 0.21757 | -0.28411 | -0.65286 | -0.10211 | 29.3333 | 0.071189 | 0.5408 | 0.57387 | 0.33576 | 29.3333 | 1.0152 | -0.20585 | -0.65286 | 0.28719
| 29.375 | 0.21656 | -0.28422 | -0.65286 | -0.10261 | 29.375 | 0.069394 | 0.54041 | 0.57387 | 0.33478 | 29.375 | 1.0152 | -0.20585 | -0.65286 | 0.28719
| 29.4167 | 0.21555 | -0.28433 | -0.65286 | -0.10311 | 29.4167 | 0.067586 | 0.54001 | 0.57387 | 0.33381 | 29.4167 | 1.0152 | -0.20585 | -0.65286 | 0.28719
| 29.4583 | 0.21453 | -0.28444 | -0.65286 | -0.10361 | 29.4583 | 0.06578 | 0.53962 | 0.57387 | 0.33283 | 29.4583 | 1.0152 | -0.20585 | -0.65286 | 0.28719
| 29.5 | 0.21352 | -0.28456 | -0.65286 | -0.10411 | 29.5 | 0.063976 | 0.53922 | 0.57387 | 0.33185 | 29.5 | 1.0152 | -0.20585 | -0.65286 | 0.28719
| 29.5417 | 0.2125 | -0.28467 | -0.65286 | -0.10461 | 29.5417 | 0.062174 | 0.53883 | 0.57387 | 0.33087 | 29.5417 | 1.0152 | -0.20585 | -0.65286 | 0.28719
| 29.5833 | 0.21149 | -0.28478 | -0.65286 | -0.10512 | 29.5833 | 0.060373 | 0.53843 | 0.57387 | 0.3299 | 29.5833 | 1.0152 | -0.20585 | -0.65286 | 0.28719
| 29.625 | 0.21048 | -0.28489 | -0.65286 | -0.10561 | 29.625 | 0.058589 | 0.53804 | 0.57387 | 0.32893 | 29.625 | 1.0152 | -0.20585 | -0.65286 | 0.28719
| 29.6667 | 0.20947 | -0.285 | -0.65286 | -0.10611 | 29.6667 | 0.047529 | 0.53634 | 0.57387 | 0.32326 | 29.6667 | 1.0152 | -0.20585 | -0.65286 | 0.28719
| 29.7083 | 0.20848 | -0.28511 | -0.65286 | -0.1066 | 29.7083 | 0.036335 | 0.53468 | 0.57387 | 0.31755 | 29.7083 | 1.0152 | -0.20585 | -0.65286 | 0.28719
| 29.75 | 0.20747 | -0.28522 | -0.65286 | -0.1071 | 29.75 | 0.025123 | 0.53306 | 0.57387 | 0.31185 | 29.75 | 1.0152 | -0.20585 | -0.65286 | 0.28719
| 29.7917 | 0.20646 | -0.28533 | -0.65286 | -0.1076 | 29.7917 | 0.01411 | 0.5315 | 0.57387 | 0.30626 | 29.7917 | 1.0152 | -0.20585 | -0.65286 | 0.28719
| 29.8333 | 0.20544 | -0.28544 | -0.65286 | -0.1081 | 29.8333 | 0.0031888 | 0.52999 | 0.57387 | 0.30073 | 29.8333 | 1.0152 | -0.20585 | -0.65286 | 0.28719
| 29.875 | 0.20441 | -0.28556 | -0.65286 | -0.1086 | 29.875 | -0.0075998 | 0.52855 | 0.57387 | 0.2953 | 29.875 | 1.0152 | -0.2053 | -0.65286 | 0.28743
| 29.9167 | 0.20339 | -0.28567 | -0.65286 | -0.10911 | 29.9167 | -0.018211 | 0.52719 | 0.57387 | 0.28998 | 29.9167 | 1.0152 | -0.2053 | -0.65286 | 0.28743
| 29.9583 | 0.20237 | -0.28578 | -0.65286 | -0.10961 | 29.9583 | -0.029008 | 0.52585 | 0.57387 | 0.28458 | 29.9583 | 1.0152 | -0.2053 | -0.65286 | 0.28743
| 30 | 0.20134 | -0.28589 | -0.65286 | -0.11012 | 30 | -0.039989 | 0.52454 | 0.57387 | 0.27912 | 30 | 1.0152 | -0.2053 | -0.65286 | 0.28743
| 30.0417 | 0.20032 | -0.286 | -0.65286 | -0.11062 | 30.0417 | -0.051155 | 0.52325 | 0.57387 | 0.27358 | 30.0417 | 1.0152 | -0.2053 | -0.65286 | 0.28743
| 30.0833 | 0.1993 | -0.28612 | -0.65286 | -0.11113 | 30.0833 | -0.062503 | 0.52198 | 0.57387 | 0.26797 | 30.0833 | 1.0152 | -0.2053 | -0.65286 | 0.28743
| 30.125 | 0.19827 | -0.28623 | -0.65286 | -0.11163 | 30.125 | -0.074031 | 0.52074 | 0.57387 | 0.2623 | 30.125 | 1.0152 | -0.2053 | -0.65286 | 0.28743
| 30.1667 | 0.19725 | -0.28634 | -0.65286 | -0.11214 | 30.1667 | -0.08574 | 0.51953 | 0.57387 | 0.25656 | 30.1667 | 1.0152 | -0.2053 | -0.65286 | 0.28743
| 30.2083 | 0.19623 | -0.28645 | -0.65286 | -0.11264 | 30.2083 | -0.11618 | 0.51774 | 0.57389 | 0.24224 | 30.2083 | 1.0152 | -0.2053 | -0.65286 | 0.28743
| 30.25 | 0.19521 | -0.28656 | -0.65286 | -0.11314 | 30.25 | -0.14633 | 0.51599 | 0.57388 | 0.22806 | 30.25 | 1.0152 | -0.2053 | -0.65286 | 0.28743
| 30.2917 | 0.1942 | -0.28667 | -0.65286 | -0.11364 | 30.2917 | -0.17576 | 0.51431 | 0.57388 | 0.21423 | 30.2917 | 1.0152 | -0.2053 | -0.65286 | 0.28743
| 30.3333 | 0.1932 | -0.28678 | -0.65286 | -0.11413 | 30.3333 | -0.20438 | 0.51273 | 0.57388 | 0.20081 | 30.3333 | 1.0152 | -0.2053 | -0.65286 | 0.28743
| 30.375 | 0.1922 | -0.28689 | -0.65286 | -0.11463 | 30.375 | -0.2333 | 0.51111 | 0.57388 | 0.18723 | 30.375 | 1.0152 | -0.2053 | -0.65286 | 0.28743
| 30.4167 | 0.19119 | -0.28701 | -0.65286 | -0.11513 | 30.4167 | -0.26249 | 0.50946 | 0.57388 | 0.17353 | 30.4167 | 1.0152 | -0.2053 | -0.65286 | 0.28743
| 30.4583 | 0.19018 | -0.28712 | -0.65286 | -0.11562 | 30.4583 | -0.2916 | 0.50782 | 0.57388 | 0.15986 | 30.4583 | 1.0152 | -0.2053 | -0.65286 | 0.28743
| 30.5 | 0.18917 | -0.28723 | -0.65286 | -0.11612 | 30.5 | -0.32061 | 0.50619 | 0.57388 | 0.14625 | 30.5 | 1.0152 | -0.2053 | -0.65286 | 0.28743
| 30.5417 | 0.18816 | -0.28734 | -0.65286 | -0.11662 | 30.5417 | -0.34952 | 0.50458 | 0.57388 | 0.13268 | 30.5417 | 1.0152 | -0.2053 | -0.65286 | 0.28743
| 30.5833 | 0.18715 | -0.28745 | -0.65286 | -0.11712 | 30.5833 | -0.37835 | 0.50297 | 0.57388 | 0.11915 | 30.5833 | 1.0152 | -0.2053 | -0.65286 | 0.28743
| 30.625 | 0.18615 | -0.28756 | -0.65286 | -0.11761 | 30.625 | -0.40672 | 0.50141 | 0.57388 | 0.10585 | 30.625 | 1.0152 | -0.2053 | -0.65286 | 0.28743
| 30.6667 | 0.18516 | -0.28767 | -0.65286 | -0.1181 | 30.6667 | -0.42527 | 0.50123 | 0.57388 | 0.097521 | 30.6667 | 1.0152 | -0.2053 | -0.65286 | 0.28743
| 30.7083 | 0.18419 | -0.28778 | -0.65286 | -0.11858 | 30.7083 | -0.44311 | 0.50106 | 0.57388 | 0.089518 | 30.7083 | 1.0152 | -0.2053 | -0.65286 | 0.28743
| 30.75 | 0.18319 | -0.28789 | -0.65286 | -0.11907 | 30.75 | -0.46159 | 0.50078 | 0.57388 | 0.081184 | 30.75 | 1.0152 | -0.2053 | -0.65286 | 0.28743
| 30.7917 | 0.18218 | -0.288 | -0.65286 | -0.11957 | 30.7917 | -0.48091 | 0.50038 | 0.57388 | 0.072417 | 30.7917 | 1.0152 | -0.2053 | -0.65286 | 0.28743
| 30.8333 | 0.18117 | -0.28811 | -0.65286 | -0.12007 | 30.8333 | -0.50054 | 0.4999 | 0.57387 | 0.06348 | 30.8333 | 1.0152 | -0.2053 | -0.65286 | 0.28743
| 30.875 | 0.18015 | -0.28822 | -0.65286 | -0.12057 | 30.875 | -0.52048 | 0.49933 | 0.57387 | 0.054364 | 30.875 | 1.0152 | -0.20585 | -0.65286 | 0.28719
| 30.9167 | 0.17913 | -0.28833 | -0.65286 | -0.12107 | 30.9167 | -0.54074 | 0.49868 | 0.57387 | 0.045068 | 30.9167 | 1.0152 | -0.20639 | -0.65286 | 0.28695
| 30.9583 | 0.17812 | -0.28844 | -0.65286 | -0.12158 | 30.9583 | -0.56078 | 0.498 | 0.57387 | 0.035861 | 30.9583 | 1.0152 | -0.20694 | -0.65286 | 0.2867
| 31 | 0.1771 | -0.28856 | -0.65286 | -0.12208 | 31 | -0.58059 | 0.4973 | 0.57387 | 0.026744 | 31 | 1.0152 | -0.20749 | -0.65286 | 0.28646
| 31.0417 | 0.17608 | -0.28867 | -0.65286 | -0.12258 | 31.0417 | -0.60019 | 0.49658 | 0.57387 | 0.017714 | 31.0417 | 1.0152 | -0.20803 | -0.65286 | 0.28622
| 31.0833 | 0.17506 | -0.28878 | -0.65286 | -0.12308 | 31.0833 | -0.61957 | 0.49585 | 0.57377 | 0.0087625 | 31.0833 | 1.0152 | -0.20858 | -0.65286 | 0.28597
| 31.125 | 0.17404 | -0.28889 | -0.65286 | -0.12358 | 31.125 | -0.63874 | 0.49508 | 0.5738 | -9.1618e-05 | 31.125 | 1.0152 | -0.20913 | -0.65286 | 0.28573
| 31.1667 | 0.17303 | -0.289 | -0.65286 | -0.12408 | 31.1667 | -0.65769 | 0.49429 | 0.57379 | -0.0088661 | 31.1667 | 1.0152 | -0.20967 | -0.65286 | 0.28549
| 31.2083 | 0.17201 | -0.28911 | -0.65286 | -0.12458 | 31.2083 | -0.65769 | 0.49411 | 0.57377 | -0.0089515 | 31.2083 | 1.0152 | -0.21022 | -0.65286 | 0.28525
| 31.25 | 0.171 | -0.28922 | -0.65286 | -0.12508 | 31.25 | -0.65769 | 0.49392 | 0.57378 | -0.0090333 | 31.25 | 1.0152 | -0.21077 | -0.65286 | 0.285
| 31.2917 | 0.17 | -0.28933 | -0.65286 | -0.12558 | 31.2917 | -0.65769 | 0.49373 | 0.57378 | -0.0091162 | 31.2917 | 1.0152 | -0.21077 | -0.65286 | 0.285
| 31.3333 | 0.16902 | -0.28944 | -0.65286 | -0.12606 | 31.3333 | -0.65769 | 0.49355 | 0.57378 | -0.0091993 | 31.3333 | 1.0152 | -0.21077 | -0.65286 | 0.285
| 31.375 | 0.16803 | -0.28955 | -0.65286 | -0.12655 | 31.375 | -0.65769 | 0.49336 | 0.57378 | -0.0092822 | 31.375 | 1.0152 | -0.21077 | -0.65286 | 0.285
| 31.4167 | 0.16703 | -0.28966 | -0.65286 | -0.12704 | 31.4167 | -0.65769 | 0.49317 | 0.57378 | -0.0093652 | 31.4167 | 1.0152 | -0.21077 | -0.65286 | 0.285
| 31.4583 | 0.16603 | -0.28977 | -0.65286 | -0.12754 | 31.4583 | -0.65769 | 0.49299 | 0.57378 | -0.0094482 | 31.4583 | 1.0152 | -0.21077 | -0.65286 | 0.285
| 31.5 | 0.16503 | -0.28988 | -0.65286 | -0.12803 | 31.5 | -0.65769 | 0.4928 | 0.57378 | -0.0095312 | 31.5 | 1.0152 | -0.21077 | -0.65286 | 0.285
| 31.5417 | 0.16403 | -0.28999 | -0.65286 | -0.12852 | 31.5417 | -0.65769 | 0.49261 | 0.57378 | -0.0096141 | 31.5417 | 1.0152 | -0.21077 | -0.65286 | 0.285
| 31.5833 | 0.16304 | -0.2901 | -0.65286 | -0.12901 | 31.5833 | -0.65769 | 0.49243 | 0.57378 | -0.0096972 | 31.5833 | 1.0152 | -0.21077 | -0.65286 | 0.285
| 31.625 | 0.16205 | -0.29021 | -0.65286 | -0.1295 | 31.625 | -0.65769 | 0.49224 | 0.57378 | -0.0097801 | 31.625 | 1.0152 | -0.21077 | -0.65286 | 0.285
| 31.6667 | 0.16108 | -0.29032 | -0.65286 | -0.12998 | 31.6667 | -0.65769 | 0.49205 | 0.57378 | -0.0098632 | 31.6667 | 1.0152 | -0.21077 | -0.65286 | 0.285
| 31.7083 | 0.16011 | -0.29043 | -0.65286 | -0.13046 | 31.7083 | -0.65769 | 0.49187 | 0.57378 | -0.0099459 | 31.7083 | 1.0152 | -0.21077 | -0.65286 | 0.285
| 31.75 | 0.15914 | -0.29054 | -0.65286 | -0.13094 | 31.75 | -0.65769 | 0.49168 | 0.57378 | -0.010029 | 31.75 | 1.0152 | -0.21077 | -0.65286 | 0.285
| 31.7917 | 0.15814 | -0.29065 | -0.65286 | -0.13144 | 31.7917 | -0.65769 | 0.49149 | 0.57379 | -0.010112 | 31.7917 | 1.0152 | -0.21077 | -0.65286 | 0.285
| 31.8333 | 0.15713 | -0.29076 | -0.65286 | -0.13193 | 31.8333 | -0.65769 | 0.49131 | 0.57379 | -0.010195 | 31.8333 | 1.0152 | -0.21077 | -0.65286 | 0.285
| 31.875 | 0.15612 | -0.29087 | -0.65286 | -0.13243 | 31.875 | -0.65769 | 0.49112 | 0.57379 | -0.010277 | 31.875 | 1.0152 | -0.21077 | -0.65286 | 0.285
| 31.9167 | 0.15511 | -0.29098 | -0.65286 | -0.13293 | 31.9167 | -0.65769 | 0.49093 | 0.57379 | -0.010361 | 31.9167 | 1.0152 | -0.21077 | -0.65286 | 0.285
| 31.9583 | 0.1541 | -0.29109 | -0.65286 | -0.13343 | 31.9583 | -0.65769 | 0.49075 | 0.57379 | -0.010443 | 31.9583 | 1.0152 | -0.21077 | -0.65286 | 0.285
| 32 | 0.15309 | -0.2912 | -0.65286 | -0.13392 | 32 | -0.65769 | 0.49056 | 0.57379 | -0.010526 | 32 | 1.0152 | -0.21077 | -0.65286 | 0.285
| 32.0417 | 0.15208 | -0.29131 | -0.65286 | -0.13442 | 32.0417 | -0.65769 | 0.49037 | 0.57379 | -0.010609 | 32.0417 | 1.0152 | -0.21077 | -0.65286 | 0.285
| 32.0833 | 0.15107 | -0.29142 | -0.65286 | -0.13492 | 32.0833 | -0.65769 | 0.49019 | 0.57386 | -0.010685 | 32.0833 | 1.0152 | -0.21077 | -0.65286 | 0.285
| 32.125 | 0.15006 | -0.29153 | -0.65286 | -0.13542 | 32.125 | -0.65769 | 0.49 | 0.57384 | -0.01077 | 32.125 | 1.0152 | -0.21077 | -0.65286 | 0.285
| 32.1667 | 0.14904 | -0.29164 | -0.65286 | -0.13592 | 32.1667 | -0.65769 | 0.48981 | 0.57384 | -0.010852 | 32.1667 | 1.0152 | -0.21077 | -0.65286 | 0.285
| 32.2083 | 0.14804 | -0.29176 | -0.65286 | -0.13642 | 32.2083 | -0.65769 | 0.48963 | 0.57384 | -0.010936 | 32.2083 | 1.0152 | -0.21077 | -0.65286 | 0.285
| 32.25 | 0.14703 | -0.29187 | -0.65286 | -0.13691 | 32.25 | -0.65769 | 0.48944 | 0.57384 | -0.011018 | 32.25 | 1.0152 | -0.21077 | -0.65286 | 0.285
| 32.2917 | 0.14605 | -0.29197 | -0.65286 | -0.13739 | 32.2917 | -0.65769 | 0.48925 | 0.57384 | -0.011101 | 32.2917 | 1.0152 | -0.21077 | -0.65286 | 0.285
| 32.3333 | 0.14508 | -0.29208 | -0.65286 | -0.13787 | 32.3333 | -0.65769 | 0.48907 | 0.57384 | -0.011184 | 32.3333 | 1.0152 | -0.21077 | -0.65286 | 0.285
| 32.375 | 0.14411 | -0.29219 | -0.65286 | -0.13836 | 32.375 | -0.65769 | 0.48888 | 0.57384 | -0.011267 | 32.375 | 1.0152 | -0.21077 | -0.65286 | 0.285
| 32.4167 | 0.14313 | -0.2923 | -0.65286 | -0.13884 | 32.4167 | -0.65769 | 0.48869 | 0.57384 | -0.01135 | 32.4167 | 1.0152 | -0.21077 | -0.65286 | 0.285
| 32.4583 | 0.14215 | -0.29241 | -0.65286 | -0.13932 | 32.4583 | -0.65769 | 0.48851 | 0.57384 | -0.011433 | 32.4583 | 1.0152 | -0.21077 | -0.65286 | 0.285
| 32.5 | 0.14118 | -0.29252 | -0.65286 | -0.1398 | 32.5 | -0.65769 | 0.48832 | 0.57384 | -0.011516 | 32.5 | 1.0152 | -0.21077 | -0.65286 | 0.285
| 32.5417 | 0.1402 | -0.29263 | -0.65286 | -0.14029 | 32.5417 | -0.65769 | 0.48813 | 0.57384 | -0.011599 | 32.5417 | 1.0152 | -0.21077 | -0.65286 | 0.285
| 32.5833 | 0.13923 | -0.29274 | -0.65286 | -0.14077 | 32.5833 | -0.65769 | 0.48795 | 0.57384 | -0.011682 | 32.5833 | 1.0152 | -0.21077 | -0.65286 | 0.285
| 32.625 | 0.13826 | -0.29285 | -0.65286 | -0.14125 | 32.625 | -0.65769 | 0.48776 | 0.57384 | -0.011765 | 32.625 | 1.0152 | -0.21077 | -0.65286 | 0.285
| 32.6667 | 0.13729 | -0.29296 | -0.65286 | -0.14173 | 32.6667 | -0.65769 | 0.48757 | 0.57384 | -0.011848 | 32.6667 | 1.0152 | -0.21077 | -0.65286 | 0.285
| 32.7083 | 0.13633 | -0.29307 | -0.65286 | -0.1422 | 32.7083 | -0.65769 | 0.48739 | 0.57384 | -0.011931 | 32.7083 | 1.0152 | -0.21077 | -0.65286 | 0.285
| 32.75 | 0.13536 | -0.29318 | -0.65286 | -0.14268 | 32.75 | -0.65769 | 0.4872 | 0.57384 | -0.012014 | 32.75 | 1.0152 | -0.21077 | -0.65286 | 0.285
| 32.7917 | 0.13405 | -0.29332 | -0.65286 | -0.14333 | 32.7917 | -0.65769 | 0.48701 | 0.57384 | -0.012097 | 32.7917 | 1.0152 | -0.21077 | -0.65286 | 0.285
| 32.8333 | 0.13278 | -0.29346 | -0.65286 | -0.14396 | 32.8333 | -0.65769 | 0.48683 | 0.57384 | -0.01218 | 32.8333 | 1.0152 | -0.21077 | -0.65286 | 0.285
| 32.875 | 0.13154 | -0.2936 | -0.65286 | -0.14457 | 32.875 | -0.65769 | 0.48664 | 0.57384 | -0.012263 | 32.875 | 1.0152 | -0.21022 | -0.65286 | 0.28525
| 32.9167 | 0.13032 | -0.29374 | -0.65286 | -0.14517 | 32.9167 | -0.65769 | 0.48645 | 0.57384 | -0.012346 | 32.9167 | 1.0152 | -0.20967 | -0.65286 | 0.28549
| 32.9583 | 0.12909 | -0.29387 | -0.65286 | -0.14578 | 32.9583 | -0.65769 | 0.48627 | 0.57384 | -0.012429 | 32.9583 | 1.0152 | -0.20913 | -0.65286 | 0.28573
| 33 | 0.12784 | -0.29401 | -0.65286 | -0.14639 | 33 | -0.65769 | 0.48608 | 0.57384 | -0.012512 | 33 | 1.0152 | -0.20858 | -0.65286 | 0.28597
| 33.0417 | 0.12657 | -0.29415 | -0.65286 | -0.14702 | 33.0417 | -0.65769 | 0.48589 | 0.57384 | -0.012595 | 33.0417 | 1.0152 | -0.20803 | -0.65286 | 0.28622
| 33.0833 | 0.12528 | -0.29429 | -0.65286 | -0.14766 | 33.0833 | -0.65769 | 0.48571 | 0.57386 | -0.012676 | 33.0833 | 1.0152 | -0.20749 | -0.65286 | 0.28646
| 33.125 | 0.12398 | -0.29444 | -0.65286 | -0.1483 | 33.125 | -0.65769 | 0.48552 | 0.57386 | -0.012759 | 33.125 | 1.0152 | -0.20694 | -0.65286 | 0.2867
| 33.1667 | 0.12266 | -0.29458 | -0.65286 | -0.14895 | 33.1667 | -0.65769 | 0.48533 | 0.57386 | -0.012842 | 33.1667 | 1.0152 | -0.20639 | -0.65286 | 0.28695
| 33.2083 | 0.12127 | -0.29474 | -0.65286 | -0.14964 | 33.2083 | -0.65769 | 0.48515 | 0.57386 | -0.012925 | 33.2083 | 1.0152 | -0.20585 | -0.65286 | 0.28719
| 33.25 | 0.11979 | -0.29491 | -0.65286 | -0.15037 | 33.25 | -0.65769 | 0.48496 | 0.57386 | -0.013008 | 33.25 | 1.0152 | -0.2053 | -0.65286 | 0.28743
| 33.2917 | 0.11809 | -0.2951 | -0.65286 | -0.15121 | 33.2917 | -0.65769 | 0.48477 | 0.57386 | -0.013091 | 33.2917 | 1.0152 | -0.2053 | -0.65286 | 0.28743
| 33.3333 | 0.11614 | -0.29531 | -0.65286 | -0.15217 | 33.3333 | -0.65769 | 0.48459 | 0.57386 | -0.013174 | 33.3333 | 1.0152 | -0.2053 | -0.65286 | 0.28743
| 33.375 | 0.11425 | -0.29553 | -0.65286 | -0.15311 | 33.375 | -0.65769 | 0.4844 | 0.57386 | -0.013257 | 33.375 | 1.0152 | -0.2053 | -0.65286 | 0.28743
| 33.4167 | 0.1124 | -0.29573 | -0.65286 | -0.15402 | 33.4167 | -0.65769 | 0.48421 | 0.57386 | -0.01334 | 33.4167 | 1.0152 | -0.2053 | -0.65286 | 0.28743
| 33.4583 | 0.11051 | -0.29595 | -0.65286 | -0.15496 | 33.4583 | -0.65769 | 0.48403 | 0.57386 | -0.013423 | 33.4583 | 1.0152 | -0.2053 | -0.65286 | 0.28743
| 33.5 | 0.10857 | -0.29616 | -0.65286 | -0.15592 | 33.5 | -0.65769 | 0.48384 | 0.57386 | -0.013506 | 33.5 | 1.0152 | -0.2053 | -0.65286 | 0.28743
| 33.5417 | 0.10658 | -0.29639 | -0.65286 | -0.1569 | 33.5417 | -0.65769 | 0.48365 | 0.57386 | -0.013589 | 33.5417 | 1.0152 | -0.2053 | -0.65286 | 0.28743
| 33.5833 | 0.10455 | -0.29662 | -0.65286 | -0.1579 | 33.5833 | -0.65769 | 0.48346 | 0.57386 | -0.013672 | 33.5833 | 1.0152 | -0.2053 | -0.65286 | 0.28743
| 33.625 | 0.10236 | -0.29686 | -0.65286 | -0.15898 | 33.625 | -0.65769 | 0.48328 | 0.57386 | -0.013755 | 33.625 | 1.0152 | -0.2053 | -0.65286 | 0.28743
| 33.6667 | 0.10002 | -0.29712 | -0.65286 | -0.16014 | 33.6667 | -0.65769 | 0.48309 | 0.57386 | -0.013838 | 33.6667 | 1.0152 | -0.2053 | -0.65286 | 0.28743
| 33.7083 | 0.097513 | -0.29741 | -0.65286 | -0.16138 | 33.7083 | -0.65769 | 0.4829 | 0.57386 | -0.013921 | 33.7083 | 1.0152 | -0.2053 | -0.65286 | 0.28743
| 33.75 | 0.095125 | -0.29768 | -0.65286 | -0.16256 | 33.75 | -0.65769 | 0.48272 | 0.57386 | -0.014004 | 33.75 | 1.0152 | -0.2053 | -0.65286 | 0.28743
| 33.7917 | 0.093206 | -0.29789 | -0.65286 | -0.16351 | 33.7917 | -0.65769 | 0.48253 | 0.57386 | -0.014087 | 33.7917 | 1.0152 | -0.2053 | -0.65286 | 0.28743
| 33.8333 | 0.091279 | -0.29811 | -0.65286 | -0.16447 | 33.8333 | -0.65769 | 0.48234 | 0.57385 | -0.014171 | 33.8333 | 1.0152 | -0.2053 | -0.65286 | 0.28743
| 33.875 | 0.089345 | -0.29833 | -0.65286 | -0.16542 | 33.875 | -0.65769 | 0.48216 | 0.57385 | -0.014253 | 33.875 | 1.0152 | -0.2053 | -0.65286 | 0.28743
| 33.9167 | 0.087407 | -0.29854 | -0.65286 | -0.16638 | 33.9167 | -0.65769 | 0.48197 | 0.57385 | -0.014337 | 33.9167 | 1.0152 | -0.2053 | -0.65286 | 0.28743
| 33.9583 | 0.085469 | -0.29876 | -0.65286 | -0.16734 | 33.9583 | -0.65769 | 0.48179 | 0.57385 | -0.01442 | 33.9583 | 1.0152 | -0.2053 | -0.65286 | 0.28743
| 34 | 0.083532 | -0.29898 | -0.65286 | -0.16829 | 34 | -0.65769 | 0.4816 | 0.57385 | -0.014503 | 34 | 1.0152 | -0.2053 | -0.65286 | 0.28743
| 34.0417 | 0.081595 | -0.29919 | -0.65286 | -0.16925 | 34.0417 | -0.65769 | 0.48141 | 0.57385 | -0.014586 | 34.0417 | 1.0152 | -0.2053 | -0.65286 | 0.28743
| 34.0833 | 0.079659 | -0.29941 | -0.65286 | -0.17021 | 34.0833 | -0.65769 | 0.48122 | 0.57389 | -0.014664 | 34.0833 | 1.0152 | -0.2053 | -0.65286 | 0.28743
| 34.125 | 0.077723 | -0.29962 | -0.65286 | -0.17116 | 34.125 | -0.65769 | 0.48104 | 0.57388 | -0.014749 | 34.125 | 1.0152 | -0.2053 | -0.65286 | 0.28743
| 34.1667 | 0.075788 | -0.29984 | -0.65286 | -0.17212 | 34.1667 | -0.65769 | 0.48085 | 0.57388 | -0.014831 | 34.1667 | 1.0152 | -0.2053 | -0.65286 | 0.28743
| 34.2083 | 0.073859 | -0.30006 | -0.65286 | -0.17307 | 34.2083 | -0.65769 | 0.48066 | 0.57388 | -0.014914 | 34.2083 | 1.0152 | -0.2053 | -0.65286 | 0.28743
| 34.25 | 0.071938 | -0.30027 | -0.65286 | -0.17402 | 34.25 | -0.65769 | 0.48048 | 0.57388 | -0.014997 | 34.25 | 1.0152 | -0.2053 | -0.65286 | 0.28743
| 34.2917 | 0.070053 | -0.30048 | -0.65286 | -0.17495 | 34.2917 | -0.65769 | 0.48029 | 0.57388 | -0.01508 | 34.2917 | 1.0152 | -0.2053 | -0.65286 | 0.28743
| 34.3333 | 0.068217 | -0.30069 | -0.65286 | -0.17586 | 34.3333 | -0.65769 | 0.4801 | 0.57388 | -0.015163 | 34.3333 | 1.0152 | -0.2053 | -0.65286 | 0.28743
| 34.375 | 0.066361 | -0.30091 | -0.65286 | -0.17678 | 34.375 | -0.65769 | 0.47992 | 0.57388 | -0.015246 | 34.375 | 1.0152 | -0.2053 | -0.65286 | 0.28743
| 34.4167 | 0.064485 | -0.30112 | -0.65286 | -0.17771 | 34.4167 | -0.65769 | 0.47973 | 0.57388 | -0.015329 | 34.4167 | 1.0152 | -0.2053 | -0.65286 | 0.28743
| 34.4583 | 0.062613 | -0.30133 | -0.65286 | -0.17864 | 34.4583 | -0.65769 | 0.47954 | 0.57388 | -0.015412 | 34.4583 | 1.0152 | -0.2053 | -0.65286 | 0.28743
| 34.5 | 0.060746 | -0.30154 | -0.65286 | -0.17956 | 34.5 | -0.65769 | 0.47936 | 0.57388 | -0.015495 | 34.5 | 1.0152 | -0.2053 | -0.65286 | 0.28743
| 34.5417 | 0.058883 | -0.30175 | -0.65286 | -0.18048 | 34.5417 | -0.65769 | 0.47917 | 0.57388 | -0.015578 | 34.5417 | 1.0152 | -0.2053 | -0.65286 | 0.28743
| 34.5833 | 0.057024 | -0.30197 | -0.65286 | -0.1814 | 34.5833 | -0.65769 | 0.47898 | 0.57388 | -0.015661 | 34.5833 | 1.0152 | -0.2053 | -0.65286 | 0.28743
| 34.625 | 0.055193 | -0.30218 | -0.65286 | -0.18231 | 34.625 | -0.65769 | 0.4788 | 0.57388 | -0.015744 | 34.625 | 1.0152 | -0.2053 | -0.65286 | 0.28743
| 34.6667 | 0.053386 | -0.30238 | -0.65286 | -0.18321 | 34.6667 | -0.65769 | 0.47861 | 0.57388 | -0.015827 | 34.6667 | 1.0152 | -0.2053 | -0.65286 | 0.28743
| 34.7083 | 0.051606 | -0.30259 | -0.65286 | -0.18409 | 34.7083 | -0.65769 | 0.47842 | 0.57388 | -0.01591 | 34.7083 | 1.0152 | -0.2053 | -0.65286 | 0.28743
| 34.75 | 0.049791 | -0.3028 | -0.65286 | -0.18499 | 34.75 | -0.65769 | 0.47824 | 0.57388 | -0.015993 | 34.75 | 1.0152 | -0.2053 | -0.65286 | 0.28743
| 34.7917 | 0.047942 | -0.30301 | -0.65286 | -0.1859 | 34.7917 | -0.65769 | 0.47805 | 0.57388 | -0.016076 | 34.7917 | 1.0152 | -0.2053 | -0.65286 | 0.28743
| 34.8333 | 0.046078 | -0.30322 | -0.65286 | -0.18683 | 34.8333 | -0.65769 | 0.47786 | 0.57388 | -0.016158 | 34.8333 | 1.0152 | -0.2053 | -0.65286 | 0.28743
| 34.875 | 0.044202 | -0.30343 | -0.65286 | -0.18775 | 34.875 | -0.65769 | 0.47768 | 0.57388 | -0.016242 | 34.875 | 1.0152 | -0.20585 | -0.65286 | 0.28719
| 34.9167 | 0.042317 | -0.30365 | -0.65286 | -0.18869 | 34.9167 | -0.65769 | 0.47749 | 0.57388 | -0.016324 | 34.9167 | 1.0152 | -0.20639 | -0.65286 | 0.28695
| 34.9583 | 0.040434 | -0.30386 | -0.65286 | -0.18962 | 34.9583 | -0.65769 | 0.4773 | 0.57389 | -0.016408 | 34.9583 | 1.0152 | -0.20694 | -0.65286 | 0.2867
| 35 | 0.038553 | -0.30407 | -0.65286 | -0.19055 | 35 | -0.65769 | 0.47712 | 0.57389 | -0.01649 | 35 | 1.0152 | -0.20749 | -0.65286 | 0.28646
| 35.0417 | 0.036672 | -0.30429 | -0.65286 | -0.19148 | 35.0417 | -0.65769 | 0.47693 | 0.57389 | -0.016574 | 35.0417 | 1.0152 | -0.20803 | -0.65286 | 0.28622
| 35.0833 | 0.034794 | -0.3045 | -0.65286 | -0.19241 | 35.0833 | -0.65769 | 0.47674 | 0.57375 | -0.016671 | 35.0833 | 1.0152 | -0.20858 | -0.65286 | 0.28597
| 35.125 | 0.032916 | -0.30471 | -0.65286 | -0.19334 | 35.125 | -0.65769 | 0.47656 | 0.57379 | -0.01675 | 35.125 | 1.0152 | -0.20913 | -0.65286 | 0.28573
| 35.1667 | 0.031041 | -0.30492 | -0.65286 | -0.19427 | 35.1667 | -0.65769 | 0.47637 | 0.57378 | -0.016834 | 35.1667 | 1.0152 | -0.20967 | -0.65286 | 0.28549
| 35.2083 | 0.029178 | -0.30514 | -0.65286 | -0.19519 | 35.2083 | -0.65769 | 0.47618 | 0.57379 | -0.016917 | 35.2083 | 1.0152 | -0.21022 | -0.65286 | 0.28525
| 35.25 | 0.027331 | -0.30535 | -0.65286 | -0.1961 | 35.25 | -0.65769 | 0.476 | 0.57378 | -0.017 | 35.25 | 1.0152 | -0.21077 | -0.65286 | 0.285
| 35.2917 | 0.025517 | -0.30556 | -0.65286 | -0.197 | 35.2917 | -0.65769 | 0.47581 | 0.57378 | -0.017083 | 35.2917 | 1.0152 | -0.21077 | -0.65286 | 0.285
| 35.3333 | 0.023738 | -0.30576 | -0.65286 | -0.19788 | 35.3333 | -0.65769 | 0.47562 | 0.57378 | -0.017166 | 35.3333 | 1.0152 | -0.21077 | -0.65286 | 0.285
| 35.375 | 0.021943 | -0.30597 | -0.65286 | -0.19877 | 35.375 | -0.65769 | 0.47544 | 0.57378 | -0.017249 | 35.375 | 1.0152 | -0.21077 | -0.65286 | 0.285
| 35.4167 | 0.020134 | -0.30618 | -0.65286 | -0.19967 | 35.4167 | -0.65769 | 0.47525 | 0.57378 | -0.017332 | 35.4167 | 1.0152 | -0.21077 | -0.65286 | 0.285
| 35.4583 | 0.018328 | -0.30638 | -0.65286 | -0.20057 | 35.4583 | -0.65769 | 0.47506 | 0.57378 | -0.017415 | 35.4583 | 1.0152 | -0.21077 | -0.65286 | 0.285
| 35.5 | 0.016524 | -0.30659 | -0.65286 | -0.20146 | 35.5 | -0.65769 | 0.47488 | 0.57378 | -0.017498 | 35.5 | 1.0152 | -0.21077 | -0.65286 | 0.285
| 35.5417 | 0.014722 | -0.3068 | -0.65286 | -0.20235 | 35.5417 | -0.65769 | 0.47469 | 0.57378 | -0.01758 | 35.5417 | 1.0152 | -0.21077 | -0.65286 | 0.285
| 35.5833 | 0.012922 | -0.30701 | -0.65286 | -0.20324 | 35.5833 | -0.65769 | 0.4745 | 0.57378 | -0.017664 | 35.5833 | 1.0152 | -0.21077 | -0.65286 | 0.285
| 35.625 | 0.011143 | -0.30721 | -0.65286 | -0.20413 | 35.625 | -0.65769 | 0.47432 | 0.57378 | -0.017746 | 35.625 | 1.0152 | -0.21077 | -0.65286 | 0.285
| 35.6667 | 0.0093954 | -0.30741 | -0.65286 | -0.20499 | 35.6667 | -0.65769 | 0.47413 | 0.57378 | -0.01783 | 35.6667 | 1.0152 | -0.21077 | -0.65286 | 0.285
| 35.7083 | 0.0076818 | -0.30761 | -0.65286 | -0.20584 | 35.7083 | -0.65769 | 0.47394 | 0.57378 | -0.017913 | 35.7083 | 1.0152 | -0.21077 | -0.65286 | 0.285
| 35.75 | 0.0059254 | -0.30782 | -0.65286 | -0.20671 | 35.75 | -0.65769 | 0.47376 | 0.57378 | -0.017996 | 35.75 | 1.0152 | -0.21077 | -0.65286 | 0.285
| 35.7917 | 0.0041292 | -0.30802 | -0.65286 | -0.2076 | 35.7917 | -0.65769 | 0.47357 | 0.57378 | -0.018079 | 35.7917 | 1.0152 | -0.21077 | -0.65286 | 0.285
| 35.8333 | 0.0023222 | -0.30823 | -0.65286 | -0.2085 | 35.8333 | -0.65769 | 0.47338 | 0.57378 | -0.018163 | 35.8333 | 1.0152 | -0.21077 | -0.65286 | 0.285
| 35.875 | 0.00050684 | -0.30844 | -0.65286 | -0.2094 | 35.875 | -0.65769 | 0.4732 | 0.57378 | -0.018245 | 35.875 | 1.0152 | -0.21077 | -0.65286 | 0.285
| 35.9167 | -0.0013148 | -0.30865 | -0.65286 | -0.2103 | 35.9167 | -0.65769 | 0.47301 | 0.57377 | -0.018329 | 35.9167 | 1.0152 | -0.21077 | -0.65286 | 0.285
| 35.9583 | -0.0031357 | -0.30886 | -0.65286 | -0.2112 | 35.9583 | -0.65769 | 0.47282 | 0.57377 | -0.018411 | 35.9583 | 1.0152 | -0.21077 | -0.65286 | 0.285
| 36 | -0.0049559 | -0.30906 | -0.65286 | -0.2121 | 36 | -0.65769 | 0.47263 | 0.57377 | -0.018495 | 36 | 1.0152 | -0.21077 | -0.65286 | 0.285
| 36.0417 | -0.0067754 | -0.30927 | -0.65286 | -0.21301 | 36.0417 | -0.65769 | 0.47245 | 0.57377 | -0.018578 | 36.0417 | 1.0152 | -0.21077 | -0.65286 | 0.285
| 36.0833 | -0.0085942 | -0.30948 | -0.65286 | -0.21391 | 36.0833 | -0.65769 | 0.47226 | 0.5739 | -0.018647 | 36.0833 | 1.0152 | -0.21077 | -0.65286 | 0.285
| 36.125 | -0.010412 | -0.30969 | -0.65286 | -0.21481 | 36.125 | -0.65769 | 0.47208 | 0.57386 | -0.018734 | 36.125 | 1.0152 | -0.21077 | -0.65286 | 0.285
| 36.1667 | -0.01223 | -0.3099 | -0.65286 | -0.21571 | 36.1667 | -0.65769 | 0.47189 | 0.57387 | -0.018816 | 36.1667 | 1.0152 | -0.21077 | -0.65286 | 0.285
| 36.2083 | -0.014039 | -0.31011 | -0.65286 | -0.2166 | 36.2083 | -0.65769 | 0.4717 | 0.57387 | -0.018899 | 36.2083 | 1.0152 | -0.21077 | -0.65286 | 0.285
| 36.25 | -0.015836 | -0.31031 | -0.65286 | -0.21749 | 36.25 | -0.65769 | 0.47152 | 0.57387 | -0.018982 | 36.25 | 1.0152 | -0.21077 | -0.65286 | 0.285
| 36.2917 | -0.017588 | -0.31051 | -0.65286 | -0.21836 | 36.2917 | -0.65769 | 0.47133 | 0.57387 | -0.019065 | 36.2917 | 1.0152 | -0.21077 | -0.65286 | 0.285
| 36.3333 | -0.019293 | -0.31072 | -0.65286 | -0.21921 | 36.3333 | -0.65769 | 0.47114 | 0.57387 | -0.019148 | 36.3333 | 1.0152 | -0.21077 | -0.65286 | 0.285
| 36.375 | -0.021017 | -0.31092 | -0.65286 | -0.22007 | 36.375 | -0.65769 | 0.47096 | 0.57387 | -0.019231 | 36.375 | 1.0152 | -0.21077 | -0.65286 | 0.285
| 36.4167 | -0.02276 | -0.31112 | -0.65286 | -0.22093 | 36.4167 | -0.65769 | 0.47077 | 0.57387 | -0.019314 | 36.4167 | 1.0152 | -0.21077 | -0.65286 | 0.285
| 36.4583 | -0.024499 | -0.31132 | -0.65286 | -0.22179 | 36.4583 | -0.65769 | 0.47058 | 0.57387 | -0.019397 | 36.4583 | 1.0152 | -0.21077 | -0.65286 | 0.285
| 36.5 | -0.026234 | -0.31152 | -0.65286 | -0.22266 | 36.5 | -0.65769 | 0.4704 | 0.57387 | -0.01948 | 36.5 | 1.0152 | -0.21077 | -0.65286 | 0.285
| 36.5417 | -0.027965 | -0.31173 | -0.65286 | -0.22351 | 36.5417 | -0.65769 | 0.47021 | 0.57387 | -0.019563 | 36.5417 | 1.0152 | -0.21077 | -0.65286 | 0.285
| 36.5833 | -0.029692 | -0.31193 | -0.65286 | -0.22437 | 36.5833 | -0.65769 | 0.47002 | 0.57387 | -0.019646 | 36.5833 | 1.0152 | -0.21077 | -0.65286 | 0.285
| 36.625 | -0.031393 | -0.31213 | -0.65286 | -0.22522 | 36.625 | -0.65769 | 0.46983 | 0.57387 | -0.019729 | 36.625 | 1.0152 | -0.21077 | -0.65286 | 0.285
| 36.6667 | -0.033076 | -0.31233 | -0.65286 | -0.22605 | 36.6667 | -0.65769 | 0.46965 | 0.57387 | -0.019812 | 36.6667 | 1.0152 | -0.21077 | -0.65286 | 0.285
| 36.7083 | -0.034739 | -0.31253 | -0.65286 | -0.22688 | 36.7083 | -0.65769 | 0.46946 | 0.57387 | -0.019895 | 36.7083 | 1.0152 | -0.21077 | -0.65286 | 0.285
| 36.75 | -0.036429 | -0.31273 | -0.65286 | -0.22772 | 36.75 | -0.65769 | 0.46927 | 0.57387 | -0.019977 | 36.75 | 1.0152 | -0.21077 | -0.65286 | 0.285
| 36.7917 | -0.038149 | -0.31293 | -0.65286 | -0.22858 | 36.7917 | -0.65769 | 0.46909 | 0.57388 | -0.02006 | 36.7917 | 1.0152 | -0.21077 | -0.65286 | 0.285
| 36.8333 | -0.039882 | -0.31313 | -0.65286 | -0.22944 | 36.8333 | -0.65769 | 0.4689 | 0.57388 | -0.020143 | 36.8333 | 1.0152 | -0.21077 | -0.65286 | 0.285
| 36.875 | -0.041627 | -0.31334 | -0.65286 | -0.2303 | 36.875 | -0.65769 | 0.46871 | 0.57388 | -0.020226 | 36.875 | 1.0152 | -0.21022 | -0.65286 | 0.28525
| 36.9167 | -0.043382 | -0.31354 | -0.65286 | -0.23117 | 36.9167 | -0.65769 | 0.46853 | 0.57388 | -0.020309 | 36.9167 | 1.0152 | -0.20967 | -0.65286 | 0.28549
| 36.9583 | -0.045134 | -0.31375 | -0.65286 | -0.23204 | 36.9583 | -0.65769 | 0.46834 | 0.57388 | -0.020391 | 36.9583 | 1.0152 | -0.20913 | -0.65286 | 0.28573
| 37 | -0.046886 | -0.31395 | -0.65286 | -0.23291 | 37 | -0.65769 | 0.46815 | 0.57389 | -0.020474 | 37 | 1.0152 | -0.20858 | -0.65286 | 0.28597
| 37.0417 | -0.048635 | -0.31415 | -0.65286 | -0.23378 | 37.0417 | -0.65769 | 0.46797 | 0.57389 | -0.020557 | 37.0417 | 1.0152 | -0.20803 | -0.65286 | 0.28622
| 37.0833 | -0.050383 | -0.31436 | -0.65286 | -0.23465 | 37.0833 | -0.65769 | 0.46778 | 0.57389 | -0.02064 | 37.0833 | 1.0152 | -0.20749 | -0.65286 | 0.28646
| 37.125 | -0.052129 | -0.31456 | -0.65286 | -0.23551 | 37.125 | -0.65769 | 0.46759 | 0.57389 | -0.020723 | 37.125 | 1.0152 | -0.20694 | -0.65286 | 0.2867
| 37.1667 | -0.053874 | -0.31477 | -0.65286 | -0.23638 | 37.1667 | -0.65769 | 0.46741 | 0.57389 | -0.020806 | 37.1667 | 1.0152 | -0.20639 | -0.65286 | 0.28695
| 37.2083 | -0.055606 | -0.31497 | -0.65286 | -0.23724 | 37.2083 | -0.65769 | 0.46722 | 0.57389 | -0.020889 | 37.2083 | 1.0152 | -0.20585 | -0.65286 | 0.28719
| 37.25 | -0.057322 | -0.31517 | -0.65286 | -0.23809 | 37.25 | -0.65769 | 0.46703 | 0.57389 | -0.020972 | 37.25 | 1.0152 | -0.2053 | -0.65286 | 0.28743
| 37.2917 | -0.059012 | -0.31537 | -0.65286 | -0.23893 | 37.2917 | -0.65769 | 0.46685 | 0.57389 | -0.021055 | 37.2917 | 1.0152 | -0.2053 | -0.65286 | 0.28743
| 37.3333 | -0.060671 | -0.31557 | -0.65286 | -0.23976 | 37.3333 | -0.65769 | 0.46666 | 0.57389 | -0.021138 | 37.3333 | 1.0152 | -0.2053 | -0.65286 | 0.28743
| 37.375 | -0.062345 | -0.31577 | -0.65286 | -0.24059 | 37.375 | -0.65769 | 0.46647 | 0.57389 | -0.021221 | 37.375 | 1.0152 | -0.2053 | -0.65286 | 0.28743
| 37.4167 | -0.064032 | -0.31597 | -0.65286 | -0.24143 | 37.4167 | -0.65769 | 0.46629 | 0.57389 | -0.021304 | 37.4167 | 1.0152 | -0.2053 | -0.65286 | 0.28743
| 37.4583 | -0.065716 | -0.31617 | -0.65286 | -0.24227 | 37.4583 | -0.65769 | 0.4661 | 0.57389 | -0.021387 | 37.4583 | 1.0152 | -0.2053 | -0.65286 | 0.28743
| 37.5 | -0.067399 | -0.31636 | -0.65286 | -0.2431 | 37.5 | -0.65769 | 0.46591 | 0.57389 | -0.02147 | 37.5 | 1.0152 | -0.2053 | -0.65286 | 0.28743
| 37.5417 | -0.06908 | -0.31656 | -0.65286 | -0.24394 | 37.5417 | -0.65769 | 0.46573 | 0.57389 | -0.021553 | 37.5417 | 1.0152 | -0.2053 | -0.65286 | 0.28743
| 37.5833 | -0.070758 | -0.31676 | -0.65286 | -0.24477 | 37.5833 | -0.65769 | 0.46554 | 0.57389 | -0.021636 | 37.5833 | 1.0152 | -0.2053 | -0.65286 | 0.28743
| 37.625 | -0.072417 | -0.31696 | -0.65286 | -0.2456 | 37.625 | -0.65769 | 0.43092 | 0.57389 | -0.037021 | 37.625 | 1.0152 | -0.2053 | -0.65286 | 0.28743
| 37.6667 | -0.074053 | -0.31715 | -0.65286 | -0.24641 | 37.6667 | -0.65769 | 0.39634 | 0.57389 | -0.052391 | 37.6667 | 1.0152 | -0.2053 | -0.65286 | 0.28743
| 37.7083 | -0.075652 | -0.31734 | -0.65286 | -0.2472 | 37.7083 | -0.65769 | 0.36179 | 0.57388 | -0.067746 | 37.7083 | 1.0152 | -0.2053 | -0.65286 | 0.28743
| 37.75 | -0.077295 | -0.31754 | -0.65286 | -0.24802 | 37.75 | -0.65769 | 0.32722 | 0.57388 | -0.083114 | 37.75 | 1.0152 | -0.2053 | -0.65286 | 0.28743
| 37.7917 | -0.07897 | -0.31774 | -0.65286 | -0.24885 | 37.7917 | -0.65769 | 0.29261 | 0.57387 | -0.098496 | 37.7917 | 1.0152 | -0.2053 | -0.65286 | 0.28743
| 37.8333 | -0.080655 | -0.31793 | -0.65286 | -0.24969 | 37.8333 | -0.65769 | 0.25799 | 0.57386 | -0.11388 | 37.8333 | 1.0152 | -0.2053 | -0.65286 | 0.28743
| 37.875 | -0.082347 | -0.31813 | -0.65286 | -0.25053 | 37.875 | -0.65769 | 0.22337 | 0.57383 | -0.12927 | 37.875 | 1.0152 | -0.2053 | -0.65286 | 0.28743
| 37.9167 | -0.084046 | -0.31833 | -0.65286 | -0.25138 | 37.9167 | -0.65769 | 0.18873 | 0.57381 | -0.14467 | 37.9167 | 1.0152 | -0.2053 | -0.65286 | 0.28743
| 37.9583 | -0.085744 | -0.31853 | -0.65286 | -0.25222 | 37.9583 | -0.65769 | 0.1541 | 0.57377 | -0.16007 | 37.9583 | 1.0152 | -0.2053 | -0.65286 | 0.28743
| 38 | -0.087441 | -0.31873 | -0.65286 | -0.25306 | 38 | -0.65769 | 0.11948 | 0.57373 | -0.17546 | 38 | 1.0152 | -0.2053 | -0.65286 | 0.28743
| 38.0417 | -0.089138 | -0.31893 | -0.65286 | -0.25391 | 38.0417 | -0.65769 | 0.084855 | 0.57367 | -0.19085 | 38.0417 | 1.0152 | -0.2053 | -0.65286 | 0.28743
| 38.0833 | -0.090834 | -0.31913 | -0.65286 | -0.25475 | 38.0833 | -0.65769 | 0.05024 | 0.52208 | -0.21197 | 38.0833 | 1.0152 | -0.2053 | -0.65286 | 0.28743
| 38.125 | -0.092529 | -0.31933 | -0.65286 | -0.25559 | 38.125 | -0.65769 | 0.015628 | 0.51954 | -0.22763 | 38.125 | 1.0152 | -0.2053 | -0.65286 | 0.28743
| 38.1667 | -0.094224 | -0.31953 | -0.65286 | -0.25643 | 38.1667 | -0.65769 | -0.01898 | 0.51688 | -0.24331 | 38.1667 | 1.0152 | -0.2053 | -0.65286 | 0.28743
| 38.2083 | -0.09591 | -0.31973 | -0.65286 | -0.25727 | 38.2083 | -0.65769 | -0.05357 | 0.51413 | -0.25899 | 38.2083 | 1.0152 | -0.2053 | -0.65286 | 0.28743
| 38.25 | -0.097586 | -0.31993 | -0.65286 | -0.2581 | 38.25 | -0.65769 | -0.088138 | 0.51155 | -0.27464 | 38.25 | 1.0152 | -0.2053 | -0.65286 | 0.28743
| 38.2917 | -0.09923 | -0.32012 | -0.65286 | -0.25892 | 38.2917 | -0.65769 | -0.12266 | 0.51154 | -0.28999 | 38.2917 | 1.0152 | -0.2053 | -0.65286 | 0.28743
| 38.3333 | -0.10082 | -0.32031 | -0.65286 | -0.25971 | 38.3333 | -0.65769 | -0.15714 | 0.51152 | -0.30531 | 38.3333 | 1.0152 | -0.2053 | -0.65286 | 0.28743
| 38.375 | -0.10244 | -0.32051 | -0.65286 | -0.26052 | 38.375 | -0.65769 | -0.19162 | 0.51149 | -0.32064 | 38.375 | 1.0152 | -0.2053 | -0.65286 | 0.28743
| 38.4167 | -0.10408 | -0.3207 | -0.65286 | -0.26133 | 38.4167 | -0.65769 | -0.22612 | 0.51145 | -0.33598 | 38.4167 | 1.0152 | -0.2053 | -0.65286 | 0.28743
| 38.4583 | -0.10571 | -0.32089 | -0.65286 | -0.26214 | 38.4583 | -0.65769 | -0.26061 | 0.51138 | -0.35131 | 38.4583 | 1.0152 | -0.2053 | -0.65286 | 0.28743
| 38.5 | -0.10734 | -0.32109 | -0.65286 | -0.26295 | 38.5 | -0.65769 | -0.29508 | 0.51131 | -0.36664 | 38.5 | 1.0152 | -0.2053 | -0.65286 | 0.28743
| 38.5417 | -0.10897 | -0.32128 | -0.65286 | -0.26376 | 38.5417 | -0.65769 | -0.32955 | 0.51121 | -0.38197 | 38.5417 | 1.0152 | -0.2053 | -0.65286 | 0.28743
| 38.5833 | -0.11059 | -0.32147 | -0.65286 | -0.26457 | 38.5833 | -0.65769 | -0.36401 | 0.5111 | -0.3973 | 38.5833 | 1.0152 | -0.2053 | -0.65286 | 0.28743
| 38.625 | -0.11218 | -0.32166 | -0.65286 | -0.26536 | 38.625 | -0.65769 | -0.36401 | 0.51096 | -0.39732 | 38.625 | 1.0152 | -0.2053 | -0.65286 | 0.28743
| 38.6667 | -0.11374 | -0.32185 | -0.65286 | -0.26613 | 38.6667 | -0.65769 | -0.36401 | 0.51081 | -0.39733 | 38.6667 | 1.0152 | -0.2053 | -0.65286 | 0.28743
| 38.7083 | -0.11525 | -0.32203 | -0.65286 | -0.26689 | 38.7083 | -0.65769 | -0.36401 | 0.51063 | -0.39735 | 38.7083 | 1.0152 | -0.2053 | -0.65286 | 0.28743
| 38.75 | -0.11682 | -0.32221 | -0.65286 | -0.26767 | 38.75 | -0.65769 | -0.36401 | 0.51044 | -0.39737 | 38.75 | 1.0152 | -0.2053 | -0.65286 | 0.28743
| 38.7917 | -0.11843 | -0.3224 | -0.65286 | -0.26847 | 38.7917 | -0.65769 | -0.36401 | 0.51023 | -0.3974 | 38.7917 | 1.0152 | -0.2053 | -0.65286 | 0.28743
| 38.8333 | -0.12006 | -0.3226 | -0.65286 | -0.26928 | 38.8333 | -0.65769 | -0.36401 | 0.51 | -0.39742 | 38.8333 | 1.0152 | -0.2053 | -0.65286 | 0.28743
| 38.875 | -0.12171 | -0.32279 | -0.65286 | -0.27009 | 38.875 | -0.65769 | -0.36401 | 0.50975 | -0.39745 | 38.875 | 1.0152 | -0.20585 | -0.65286 | 0.28719
| 38.9167 | -0.12335 | -0.32298 | -0.65286 | -0.27091 | 38.9167 | -0.65769 | -0.36401 | 0.50947 | -0.39748 | 38.9167 | 1.0152 | -0.20639 | -0.65286 | 0.28695
| 38.9583 | -0.125 | -0.32318 | -0.65286 | -0.27173 | 38.9583 | -0.65769 | -0.36401 | 0.50917 | -0.39752 | 38.9583 | 1.0152 | -0.20694 | -0.65286 | 0.2867
| 39 | -0.12665 | -0.32337 | -0.65286 | -0.27255 | 39 | -0.65769 | -0.36401 | 0.50886 | -0.39755 | 39 | 1.0152 | -0.20749 | -0.65286 | 0.28646
| 39.0417 | -0.12829 | -0.32357 | -0.65286 | -0.27337 | 39.0417 | -0.65769 | -0.36401 | 0.50853 | -0.39759 | 39.0417 | 1.0152 | -0.20803 | -0.65286 | 0.28622
| 39.0833 | -0.12994 | -0.32376 | -0.65286 | -0.27418 | 39.0833 | -0.65769 | -0.36401 | 0.50818 | -0.39763 | 39.0833 | 1.0152 | -0.20858 | -0.65286 | 0.28597
| 39.125 | -0.13158 | -0.32395 | -0.65286 | -0.275 | 39.125 | -0.65769 | -0.36401 | 0.45916 | -0.40307 | 39.125 | 1.0152 | -0.20913 | -0.65286 | 0.28573
| 39.1667 | -0.15501 | -0.3258 | -0.65286 | -0.28623 | 39.1667 | -0.65769 | -0.36401 | 0.45439 | -0.4036 | 39.1667 | 1.0152 | -0.20967 | -0.65286 | 0.28549
| 39.2083 | -0.17825 | -0.32762 | -0.65286 | -0.29737 | 39.2083 | -0.65769 | -0.36401 | 0.44961 | -0.40413 | 39.2083 | 1.0152 | -0.21022 | -0.65286 | 0.28525
| 39.25 | -0.20123 | -0.32941 | -0.65286 | -0.30838 | 39.25 | -0.65769 | -0.36401 | 0.44589 | -0.40455 | 39.25 | 1.0152 | -0.21077 | -0.65286 | 0.285
| 39.2917 | -0.22359 | -0.33114 | -0.65286 | -0.31909 | 39.2917 | -0.65769 | -0.36401 | 0.44589 | -0.40455 | 39.2917 | 1.0152 | -0.21077 | -0.65286 | 0.285
| 39.3333 | -0.24528 | -0.33278 | -0.65286 | -0.32946 | 39.3333 | -0.65769 | -0.36401 | 0.44586 | -0.40455 | 39.3333 | 1.0152 | -0.21077 | -0.65286 | 0.285
| 39.375 | -0.26721 | -0.33445 | -0.65286 | -0.33995 | 39.375 | -0.65769 | -0.36401 | 0.44581 | -0.40456 | 39.375 | 1.0152 | -0.21077 | -0.65286 | 0.285
| 39.4167 | -0.28936 | -0.33615 | -0.65286 | -0.35054 | 39.4167 | -0.65769 | -0.36401 | 0.44574 | -0.40456 | 39.4167 | 1.0152 | -0.21077 | -0.65286 | 0.285
| 39.4583 | -0.31142 | -0.33784 | -0.65286 | -0.3611 | 39.4583 | -0.65769 | -0.36401 | 0.44566 | -0.40457 | 39.4583 | 1.0152 | -0.21077 | -0.65286 | 0.285
| 39.5 | -0.33341 | -0.33952 | -0.65286 | -0.37162 | 39.5 | -0.65769 | -0.36401 | 0.44555 | -0.40458 | 39.5 | 1.0152 | -0.21077 | -0.65286 | 0.285
| 39.5417 | -0.35531 | -0.34119 | -0.65286 | -0.3821 | 39.5417 | -0.65769 | -0.36401 | 0.44543 | -0.4046 | 39.5417 | 1.0152 | -0.21077 | -0.65286 | 0.285
| 39.5833 | -0.37714 | -0.34285 | -0.65286 | -0.39253 | 39.5833 | -0.65769 | -0.36401 | 0.44528 | -0.40461 | 39.5833 | 1.0152 | -0.21077 | -0.65286 | 0.285
| 39.625 | -0.39857 | -0.34446 | -0.65286 | -0.40278 | 39.625 | -0.65769 | -0.36401 | 0.44511 | -0.40463 | 39.625 | 1.0152 | -0.21077 | -0.65286 | 0.285
| 39.6667 | -0.41959 | -0.34603 | -0.65286 | -0.41281 | 39.6667 | -0.65769 | -0.36401 | 0.44492 | -0.40465 | 39.6667 | 1.0152 | -0.21077 | -0.65286 | 0.285
| 39.7083 | -0.44015 | -0.34754 | -0.65286 | -0.42262 | 39.7083 | -0.65769 | -0.36401 | 0.44471 | -0.40468 | 39.7083 | 1.0152 | -0.21077 | -0.65286 | 0.285
| 39.75 | -0.4612 | -0.34911 | -0.65286 | -0.43268 | 39.75 | -0.65769 | -0.36401 | 0.44449 | -0.4047 | 39.75 | 1.0152 | -0.21077 | -0.65286 | 0.285
| 39.7917 | -0.48275 | -0.35073 | -0.65286 | -0.44298 | 39.7917 | -0.65769 | -0.36401 | 0.44424 | -0.40473 | 39.7917 | 1.0152 | -0.21077 | -0.65286 | 0.285
| 39.8333 | -0.50447 | -0.35238 | -0.65286 | -0.45336 | 39.8333 | -0.65769 | -0.36401 | 0.44398 | -0.40476 | 39.8333 | 1.0152 | -0.21077 | -0.65286 | 0.285
| 39.875 | -0.52633 | -0.35404 | -0.65286 | -0.46382 | 39.875 | -0.65769 | -0.36401 | 0.44369 | -0.40479 | 39.875 | 1.0152 | -0.21077 | -0.65286 | 0.285
| 39.9167 | -0.5483 | -0.35571 | -0.65286 | -0.47432 | 39.9167 | -0.65769 | -0.36401 | 0.44338 | -0.40483 | 39.9167 | 1.0152 | -0.21077 | -0.65286 | 0.285
| 39.9583 | -0.57024 | -0.35738 | -0.65286 | -0.48482 | 39.9583 | -0.65769 | -0.36401 | 0.44305 | -0.40486 | 39.9583 | 1.0152 | -0.21077 | -0.65286 | 0.285
| 40 | -0.59215 | -0.35904 | -0.65286 | -0.49529 | 40 | -0.65769 | -0.36401 | 0.4427 | -0.4049 | 40 | 1.0152 | -0.21077 | -0.65286 | 0.285
| 40.0417 | -0.61403 | -0.3607 | -0.65286 | -0.50575 | 40.0417 | -0.65769 | -0.36401 | 0.44234 | -0.40494 | 40.0417 | 1.0152 | -0.21077 | -0.65286 | 0.285
| 40.0833 | -0.63588 | -0.36236 | -0.65286 | -0.5162 | 40.0833 | -0.65769 | -0.36401 | 0.44195 | -0.40498 | 40.0833 | 1.0152 | -0.21077 | -0.65286 | 0.285
| 40.125 | -0.65769 | -0.36401 | -0.65286 | -0.52663 | 40.125 | -0.65769 | -0.36401 | 0.44155 | -0.40503 | 40.125 | 1.0152 | -0.21077 | -0.65286 | 0.285
| 40.1667 | -0.65769 | -0.36401 | -0.65286 | -0.52663 | 40.1667 | -0.65769 | -0.36401 | 0.39726 | -0.40995 | 40.1667 | 1.0152 | -0.21077 | -0.65286 | 0.285
| 40.2083 | -0.65769 | -0.36401 | -0.65286 | -0.52663 | 40.2083 | -0.65769 | -0.36401 | 0.3925 | -0.41048 | 40.2083 | 1.0152 | -0.21077 | -0.65286 | 0.285
| 40.25 | -0.65769 | -0.36401 | -0.65286 | -0.52663 | 40.25 | -0.65769 | -0.36401 | 0.38885 | -0.41088 | 40.25 | 1.0152 | -0.21077 | -0.65286 | 0.285
| 40.2917 | -0.65769 | -0.36401 | -0.65286 | -0.52663 | 40.2917 | -0.65769 | -0.36401 | 0.38885 | -0.41088 | 40.2917 | 1.0152 | -0.21077 | -0.65286 | 0.285
| 40.3333 | -0.65769 | -0.36401 | -0.65286 | -0.52663 | 40.3333 | -0.65769 | -0.36401 | 0.38882 | -0.41089 | 40.3333 | 1.0152 | -0.21077 | -0.65286 | 0.285
| 40.375 | -0.65769 | -0.36401 | -0.65286 | -0.52663 | 40.375 | -0.65769 | -0.36401 | 0.38877 | -0.41089 | 40.375 | 1.0152 | -0.21077 | -0.65286 | 0.285
| 40.4167 | -0.65769 | -0.36401 | -0.65286 | -0.52663 | 40.4167 | -0.65769 | -0.36401 | 0.3887 | -0.4109 | 40.4167 | 1.0152 | -0.21077 | -0.65286 | 0.285
| 40.4583 | -0.65769 | -0.36401 | -0.65286 | -0.52663 | 40.4583 | -0.65769 | -0.36401 | 0.38861 | -0.41091 | 40.4583 | 1.0152 | -0.21077 | -0.65286 | 0.285
| 40.5 | -0.65769 | -0.36401 | -0.65286 | -0.52663 | 40.5 | -0.65769 | -0.36401 | 0.3885 | -0.41092 | 40.5 | 1.0152 | -0.21077 | -0.65286 | 0.285
| 40.5417 | -0.65769 | -0.36401 | -0.65286 | -0.52663 | 40.5417 | -0.65769 | -0.36401 | 0.38837 | -0.41094 | 40.5417 | 1.0152 | -0.21077 | -0.65286 | 0.285
| 40.5833 | -0.65769 | -0.36401 | -0.65286 | -0.52663 | 40.5833 | -0.65769 | -0.36401 | 0.38822 | -0.41095 | 40.5833 | 1.0152 | -0.21077 | -0.65286 | 0.285
| 40.625 | -0.65769 | -0.36401 | -0.65286 | -0.52663 | 40.625 | -0.65769 | -0.36401 | 0.38805 | -0.41097 | 40.625 | 1.0152 | -0.21077 | -0.65286 | 0.285
| 40.6667 | -0.65769 | -0.36401 | -0.65286 | -0.52663 | 40.6667 | -0.65769 | -0.36401 | 0.38785 | -0.411 | 40.6667 | 1.0152 | -0.21077 | -0.65286 | 0.285
| 40.7083 | -0.65769 | -0.36401 | -0.65286 | -0.52663 | 40.7083 | -0.65769 | -0.36401 | 0.38763 | -0.41102 | 40.7083 | 1.0152 | -0.21077 | -0.65286 | 0.285
| 40.75 | -0.65769 | -0.36401 | -0.65286 | -0.52663 | 40.75 | -0.65769 | -0.36401 | 0.38739 | -0.41105 | 40.75 | 1.0152 | -0.21077 | -0.65286 | 0.285
| 40.7917 | -0.65769 | -0.36401 | -0.65286 | -0.52663 | 40.7917 | -0.65769 | -0.36401 | 0.38662 | -0.41113 | 40.7917 | 1.0152 | -0.21077 | -0.65286 | 0.285
| 40.8333 | -0.65769 | -0.36401 | -0.65286 | -0.52663 | 40.8333 | -0.62757 | -0.36229 | 0.38542 | -0.39711 | 40.8333 | 1.0152 | -0.21077 | -0.65286 | 0.285
| 40.875 | -0.65769 | -0.36401 | -0.65286 | -0.52663 | 40.875 | -0.62757 | -0.36229 | 0.38387 | -0.39728 | 40.875 | 1.0152 | -0.21022 | -0.65286 | 0.28525
| 40.9167 | -0.65769 | -0.36401 | -0.65286 | -0.52663 | 40.9167 | -0.62757 | -0.36229 | 0.38182 | -0.39751 | 40.9167 | 1.0152 | -0.20967 | -0.65286 | 0.28549
| 40.9583 | -0.65769 | -0.36401 | -0.65286 | -0.52663 | 40.9583 | -0.62757 | -0.36229 | 0.37928 | -0.39779 | 40.9583 | 1.0152 | -0.20913 | -0.65286 | 0.28573
| 41 | -0.65769 | -0.36401 | -0.65286 | -0.52663 | 41 | -0.62757 | -0.36229 | 0.37625 | -0.39813 | 41 | 1.0152 | -0.20858 | -0.65286 | 0.28597
| 41.0417 | -0.65769 | -0.36401 | -0.65286 | -0.52663 | 41.0417 | -0.62757 | -0.36229 | 0.37275 | -0.39852 | 41.0417 | 1.0152 | -0.20803 | -0.65286 | 0.28622
| 41.0833 | -0.65769 | -0.36401 | -0.65286 | -0.52663 | 41.0833 | -0.62757 | -0.36229 | 0.36877 | -0.39896 | 41.0833 | 1.0152 | -0.20749 | -0.65286 | 0.28646
| 41.125 | -0.65769 | -0.36401 | -0.65286 | -0.52663 | 41.125 | -0.62757 | -0.36229 | 0.36432 | -0.39945 | 41.125 | 1.0152 | -0.20694 | -0.65286 | 0.2867
| 41.1667 | -0.65769 | -0.36401 | -0.65286 | -0.52663 | 41.1667 | -0.62757 | -0.36229 | 0.35939 | -0.4 | 41.1667 | 1.0152 | -0.20639 | -0.65286 | 0.28695
| 41.2083 | -0.65769 | -0.36401 | -0.65286 | -0.52663 | 41.2083 | -0.62757 | -0.36229 | 0.32822 | -0.40347 | 41.2083 | 1.0152 | -0.20585 | -0.65286 | 0.28719
| 41.25 | -0.65769 | -0.36401 | -0.65286 | -0.52663 | 41.25 | -0.62757 | -0.36229 | 0.31282 | -0.40518 | 41.25 | 1.0152 | -0.2053 | -0.65286 | 0.28743
| 41.2917 | -0.65769 | -0.36401 | -0.65286 | -0.52663 | 41.2917 | -0.62757 | -0.36229 | 0.30667 | -0.40586 | 41.2917 | 1.0152 | -0.2053 | -0.65286 | 0.28743
| 41.3333 | -0.65769 | -0.36401 | -0.65286 | -0.52663 | 41.3333 | -0.62757 | -0.36229 | 0.29993 | -0.40661 | 41.3333 | 1.0152 | -0.2053 | -0.65286 | 0.28743
| 41.375 | -0.65769 | -0.36401 | -0.65286 | -0.52663 | 41.375 | -0.62757 | -0.36229 | 0.29286 | -0.40739 | 41.375 | 1.0152 | -0.2053 | -0.65286 | 0.28743
| 41.4167 | -0.65769 | -0.36401 | -0.65286 | -0.52663 | 41.4167 | -0.62757 | -0.36229 | 0.28546 | -0.40822 | 41.4167 | 1.0152 | -0.2053 | -0.65286 | 0.28743
| 41.4583 | -0.65769 | -0.36401 | -0.65286 | -0.52663 | 41.4583 | -0.62757 | -0.36229 | 0.27765 | -0.40908 | 41.4583 | 1.0152 | -0.2053 | -0.65286 | 0.28743
| 41.5 | -0.65769 | -0.36401 | -0.65286 | -0.52663 | 41.5 | -0.62757 | -0.36229 | 0.26945 | -0.41 | 41.5 | 1.0152 | -0.2053 | -0.65286 | 0.28743
| 41.5417 | -0.65769 | -0.36401 | -0.65286 | -0.52663 | 41.5417 | -0.62757 | -0.36229 | 0.26089 | -0.41095 | 41.5417 | 1.0152 | -0.2053 | -0.65286 | 0.28743
| 41.5833 | -0.65769 | -0.36401 | -0.65286 | -0.52663 | 41.5833 | -0.62757 | -0.36229 | 0.21916 | -0.41558 | 41.5833 | 1.0152 | -0.2053 | -0.65286 | 0.28743
| 41.625 | -0.65769 | -0.36401 | -0.65286 | -0.52663 | 41.625 | -0.62757 | -0.36229 | 0.17756 | -0.42021 | 41.625 | 1.0152 | -0.2053 | -0.65286 | 0.28743
| 41.6667 | -0.65769 | -0.36401 | -0.65286 | -0.52663 | 41.6667 | -0.62757 | -0.36229 | 0.13622 | -0.4248 | 41.6667 | 1.0152 | -0.2053 | -0.65286 | 0.28743
| 41.7083 | -0.65769 | -0.36401 | -0.65286 | -0.52663 | 41.7083 | -0.62757 | -0.36229 | 0.095244 | -0.42935 | 41.7083 | 1.0152 | -0.2053 | -0.65286 | 0.28743
| 41.75 | -0.65769 | -0.36401 | -0.65286 | -0.52663 | 41.75 | -0.62757 | -0.36229 | 0.05456 | -0.43387 | 41.75 | 1.0152 | -0.2053 | -0.65286 | 0.28743
| 41.7917 | -0.65769 | -0.36401 | -0.65286 | -0.52663 | 41.7917 | -0.62757 | -0.36229 | 0.014564 | -0.43832 | 41.7917 | 1.0152 | -0.2053 | -0.65286 | 0.28743
| 41.8333 | -0.65769 | -0.36401 | -0.65286 | -0.52663 | 41.8333 | -0.65769 | -0.36401 | -0.025033 | -0.45687 | 41.8333 | 1.0152 | -0.2053 | -0.65286 | 0.28743
| 41.875 | -0.65769 | -0.36401 | -0.65286 | -0.52663 | 41.875 | -0.65769 | -0.36401 | -0.064421 | -0.46125 | 41.875 | 1.0152 | -0.2053 | -0.65286 | 0.28743
| 41.9167 | -0.65769 | -0.36401 | -0.65286 | -0.52663 | 41.9167 | -0.65769 | -0.36401 | -0.10357 | -0.4656 | 41.9167 | 1.0152 | -0.2053 | -0.65286 | 0.28743
| 41.9583 | -0.65769 | -0.36401 | -0.65286 | -0.52663 | 41.9583 | -0.65769 | -0.36401 | -0.1425 | -0.46992 | 41.9583 | 1.0152 | -0.2053 | -0.65286 | 0.28743
| 42 | -0.65769 | -0.36401 | -0.65286 | -0.52663 | 42 | -0.65769 | -0.36401 | -0.18123 | -0.47423 | 42 | 1.0152 | -0.20585 | -0.65286 | 0.28719
| 42.0417 | -0.59047 | -0.32469 | -0.61782 | -0.47539 | 42.0417 | -0.59047 | -0.32469 | -0.18463 | -0.42725 | 42.0417 | 1.0124 | -0.17356 | -0.61795 | 0.30414
| 42.0833 | -0.52325 | -0.28535 | -0.58198 | -0.42404 | 42.0833 | -0.52325 | -0.28534 | -0.18703 | -0.38016 | 42.0833 | 1.0095 | -0.14123 | -0.58227 | 0.32119
| 42.125 | -0.45603 | -0.24599 | -0.54537 | -0.3726 | 42.125 | -0.45603 | -0.24598 | -0.18845 | -0.33294 | 42.125 | 1.0066 | -0.10885 | -0.5458 | 0.33835
| 42.1667 | -0.3888 | -0.2066 | -0.50797 | -0.32107 | 42.1667 | -0.3888 | -0.2066 | -0.18889 | -0.28561 | 42.1667 | 1.0037 | -0.076433 | -0.50861 | 0.35562
| 42.2083 | -0.3218 | -0.16723 | -0.46998 | -0.26957 | 42.2083 | -0.3218 | -0.16723 | -0.18846 | -0.23828 | 42.2083 | 1.0007 | -0.043957 | -0.47078 | 0.37292
| 42.25 | -0.25504 | -0.12786 | -0.43146 | -0.21812 | 42.25 | -0.25504 | -0.12786 | -0.18714 | -0.19097 | 42.25 | 0.99762 | -0.011418 | -0.43243 | 0.39026
| 42.2917 | -0.18887 | -0.088532 | -0.39264 | -0.16692 | 42.2917 | -0.18887 | -0.088527 | -0.18491 | -0.14383 | 42.2917 | 0.99429 | 0.021778 | -0.39377 | 0.40783
| 42.3333 | -0.12327 | -0.049241 | -0.35361 | -0.11596 | 42.3333 | -0.12327 | -0.049236 | -0.18169 | -0.096855 | 42.3333 | 0.99078 | 0.055099 | -0.3549 | 0.4254
| 42.375 | -0.057331 | -0.0099188 | -0.31427 | -0.064808 | 42.375 | -0.05733 | -0.0099126 | -0.17757 | -0.049616 | 42.375 | 0.98738 | 0.088405 | -0.31572 | 0.44305
| 42.4167 | 0.008918 | 0.029441 | -0.27453 | -0.013455 | 42.4167 | 0.0089191 | 0.029448 | -0.17255 | -0.0021202 | 42.4167 | 0.98409 | 0.12171 | -0.27613 | 0.46078
| 42.4583 | 0.075168 | 0.06881 | -0.2344 | 0.037946 | 42.4583 | 0.075169 | 0.068817 | -0.16661 | 0.045482 | 42.4583 | 0.98079 | 0.15505 | -0.23622 | 0.47857
| 42.5 | 0.14142 | 0.10819 | -0.19388 | 0.089395 | 42.5 | 0.14142 | 0.1082 | -0.15979 | 0.093187 | 42.5 | 0.97751 | 0.18843 | -0.19597 | 0.49642
| 42.5417 | 0.20767 | 0.14758 | -0.15299 | 0.14089 | 42.5417 | 0.20767 | 0.14759 | -0.15213 | 0.14099 | 42.5417 | 0.97422 | 0.22185 | -0.15538 | 0.51432
| 42.5833 | 0.27393 | 0.18698 | -0.11172 | 0.19243 | 42.5833 | 0.27393 | 0.18699 | -0.1108 | 0.19254 | 42.5833 | 0.97095 | 0.25531 | -0.11447 | 0.53228
| 42.625 | 0.33987 | 0.22636 | -0.070181 | 0.24386 | 42.625 | 0.33987 | 0.22637 | -0.069519 | 0.24394 | 42.625 | 0.96758 | 0.28885 | -0.073289 | 0.55027
| 42.6667 | 0.40548 | 0.26572 | -0.029113 | 0.29508 | 42.6667 | 0.40549 | 0.26573 | -0.028483 | 0.29515 | 42.6667 | 0.96411 | 0.32248 | -0.031916 | 0.56827
| 42.7083 | 0.47074 | 0.30506 | 0.011596 | 0.34609 | 42.7083 | 0.47074 | 0.30508 | 0.012196 | 0.34616 | 42.7083 | 0.96056 | 0.35621 | 0.0091038 | 0.58624
| 42.75 | 0.53661 | 0.34445 | 0.052026 | 0.39736 | 42.75 | 0.53661 | 0.34447 | 0.052595 | 0.39744 | 42.75 | 0.95719 | 0.38987 | 0.049839 | 0.60423
| 42.7917 | 0.60311 | 0.38391 | 0.0923 | 0.44893 | 42.7917 | 0.60311 | 0.38393 | 0.092838 | 0.449 | 42.7917 | 0.95403 | 0.42349 | 0.090413 | 0.62228
| 42.8333 | 0.66988 | 0.42341 | 0.1326 | 0.50064 | 42.8333 | 0.66988 | 0.42342 | 0.13311 | 0.5007 | 42.8333 | 0.95099 | 0.45712 | 0.13101 | 0.64038
| 42.875 | 0.7369 | 0.46294 | 0.17304 | 0.55249 | 42.875 | 0.7369 | 0.46296 | 0.17352 | 0.55255 | 42.875 | 0.94808 | 0.49022 | 0.17174 | 0.65833
| 42.9167 | 0.80415 | 0.50251 | 0.21374 | 0.60449 | 42.9167 | 0.80415 | 0.50253 | 0.21418 | 0.60455 | 42.9167 | 0.94529 | 0.52336 | 0.21272 | 0.67637
| 42.9583 | 0.8714 | 0.5421 | 0.25471 | 0.65652 | 42.9583 | 0.8714 | 0.54212 | 0.25513 | 0.65658 | 42.9583 | 0.94251 | 0.55653 | 0.25397 | 0.69446
| 43 | 0.93865 | 0.58171 | 0.29597 | 0.7086 | 43 | 0.93866 | 0.58174 | 0.29636 | 0.70866 | 43 | 0.93974 | 0.5903 | 0.29548 | 0.71285
| 43.0417 | 0.93869 | 0.58202 | 0.30246 | 0.70948 | 43.0417 | 0.93869 | 0.58205 | 0.30274 | 0.70952 | 43.0417 | 0.93986 | 0.59128 | 0.30235 | 0.7141
| 43.0833 | 0.93872 | 0.58233 | 0.30843 | 0.71029 | 43.0833 | 0.93873 | 0.58235 | 0.30861 | 0.71033 | 43.0833 | 0.93998 | 0.59225 | 0.30873 | 0.7153
| 43.125 | 0.93876 | 0.58264 | 0.31391 | 0.71106 | 43.125 | 0.93877 | 0.58266 | 0.31398 | 0.71108 | 43.125 | 0.94009 | 0.59323 | 0.31457 | 0.71643
| 43.1667 | 0.9388 | 0.58294 | 0.31888 | 0.71176 | 43.1667 | 0.9388 | 0.58297 | 0.31886 | 0.71177 | 43.1667 | 0.94021 | 0.5942 | 0.31995 | 0.71751
| 43.2083 | 0.93883 | 0.58326 | 0.32346 | 0.71242 | 43.2083 | 0.93884 | 0.58328 | 0.32333 | 0.71242 | 43.2083 | 0.94033 | 0.59518 | 0.3249 | 0.71855
| 43.25 | 0.93887 | 0.58356 | 0.32764 | 0.71304 | 43.25 | 0.93888 | 0.58359 | 0.32742 | 0.71303 | 43.25 | 0.94046 | 0.59615 | 0.34125 | 0.72085
| 43.2917 | 0.93891 | 0.58388 | 0.33154 | 0.71363 | 43.2917 | 0.93892 | 0.5839 | 0.33122 | 0.71361 | 43.2917 | 0.94059 | 0.59712 | 0.34541 | 0.72181
| 43.3333 | 0.93896 | 0.58419 | 0.33504 | 0.71418 | 43.3333 | 0.93896 | 0.58422 | 0.33463 | 0.71415 | 43.3333 | 0.94073 | 0.5981 | 0.34918 | 0.72272
| 43.375 | 0.939 | 0.5845 | 0.338 | 0.71467 | 43.375 | 0.939 | 0.58453 | 0.33749 | 0.71463 | 43.375 | 0.94086 | 0.59907 | 0.35239 | 0.72357
| 43.4167 | 0.93904 | 0.58482 | 0.34039 | 0.71509 | 43.4167 | 0.93904 | 0.58485 | 0.33979 | 0.71504 | 43.4167 | 0.94099 | 0.60004 | 0.35503 | 0.72435
| 43.4583 | 0.93908 | 0.58513 | 0.3423 | 0.71546 | 43.4583 | 0.93909 | 0.58516 | 0.34161 | 0.7154 | 43.4583 | 0.94113 | 0.60101 | 0.35725 | 0.72509
| 43.5 | 0.93912 | 0.58545 | 0.34374 | 0.71578 | 43.5 | 0.93913 | 0.58548 | 0.34297 | 0.71571 | 43.5 | 0.94126 | 0.60197 | 0.35902 | 0.72577
| 43.5417 | 0.93916 | 0.58576 | 0.34472 | 0.71605 | 43.5417 | 0.93917 | 0.58579 | 0.34386 | 0.71597 | 43.5417 | 0.9414 | 0.60294 | 0.36035 | 0.72641
| 43.5833 | 0.93921 | 0.58608 | 0.34525 | 0.71627 | 43.5833 | 0.93921 | 0.58611 | 0.3443 | 0.71618 | 43.5833 | 0.94154 | 0.60391 | 0.36124 | 0.727
| 43.625 | 0.93925 | 0.5864 | 0.3454 | 0.71644 | 43.625 | 0.93925 | 0.58643 | 0.34468 | 0.71638 | 43.625 | 0.94167 | 0.60487 | 0.36173 | 0.72754
| 43.6667 | 0.93929 | 0.58672 | 0.34581 | 0.71665 | 43.6667 | 0.9393 | 0.58675 | 0.34509 | 0.71658 | 43.6667 | 0.94181 | 0.60584 | 0.36181 | 0.72804
| 43.7083 | 0.93934 | 0.58704 | 0.34624 | 0.71686 | 43.7083 | 0.93934 | 0.58707 | 0.34553 | 0.71679 | 43.7083 | 0.94536 | 0.60808 | 0.36191 | 0.73063
| 43.75 | 0.93938 | 0.58736 | 0.34669 | 0.71707 | 43.75 | 0.93938 | 0.58739 | 0.34597 | 0.71701 | 43.75 | 0.94874 | 0.61041 | 0.36203 | 0.73318
| 43.7917 | 0.93942 | 0.58768 | 0.34716 | 0.71728 | 43.7917 | 0.93942 | 0.5877 | 0.34644 | 0.71722 | 43.7917 | 0.95189 | 0.61282 | 0.36218 | 0.73567
| 43.8333 | 0.93946 | 0.58799 | 0.34765 | 0.7175 | 43.8333 | 0.93946 | 0.58802 | 0.34694 | 0.71743 | 43.8333 | 0.95493 | 0.61523 | 0.36235 | 0.73811
| 43.875 | 0.9395 | 0.58831 | 0.34818 | 0.71771 | 43.875 | 0.9395 | 0.58834 | 0.34747 | 0.71765 | 43.875 | 0.95784 | 0.61762 | 0.36256 | 0.74049
| 43.9167 | 0.93953 | 0.58863 | 0.34873 | 0.71793 | 43.9167 | 0.93954 | 0.58866 | 0.34802 | 0.71787 | 43.9167 | 0.96063 | 0.61999 | 0.3628 | 0.74281
| 43.9583 | 0.93957 | 0.58894 | 0.34931 | 0.71815 | 43.9583 | 0.93957 | 0.58897 | 0.3486 | 0.71809 | 43.9583 | 0.96341 | 0.62232 | 0.36308 | 0.74511
| 44 | 0.93961 | 0.58926 | 0.3499 | 0.71837 | 44 | 0.93961 | 0.58929 | 0.3492 | 0.71831 | 44 | 0.96618 | 0.62459 | 0.36338 | 0.74738
| 44.0417 | 0.93964 | 0.58958 | 0.35052 | 0.7186 | 44.0417 | 0.93965 | 0.58961 | 0.34982 | 0.71854 | 44.0417 | 0.96895 | 0.62681 | 0.3637 | 0.74964
| 44.0833 | 0.93968 | 0.5899 | 0.35117 | 0.71883 | 44.0833 | 0.93968 | 0.58992 | 0.35047 | 0.71877 | 44.0833 | 0.97171 | 0.62898 | 0.36404 | 0.75187
| 44.125 | 0.93972 | 0.59021 | 0.35183 | 0.71906 | 44.125 | 0.93972 | 0.59024 | 0.35113 | 0.719 | 44.125 | 0.97448 | 0.6311 | 0.36441 | 0.75408
| 44.1667 | 0.93975 | 0.59054 | 0.39972 | 0.72454 | 44.1667 | 0.93976 | 0.59056 | 0.35182 | 0.71923 | 44.1667 | 0.97723 | 0.63317 | 0.3648 | 0.75627
| 44.2083 | 0.93979 | 0.59085 | 0.43427 | 0.72854 | 44.2083 | 0.93979 | 0.59088 | 0.38636 | 0.72323 | 44.2083 | 0.9801 | 0.63516 | 0.39897 | 0.76222
| 44.25 | 0.93983 | 0.59118 | 0.451 | 0.73056 | 44.25 | 0.93983 | 0.5912 | 0.40307 | 0.72524 | 44.25 | 0.98308 | 0.63707 | 0.40355 | 0.7649
| 44.2917 | 0.93987 | 0.59149 | 0.4511 | 0.73073 | 44.2917 | 0.93988 | 0.59152 | 0.40321 | 0.72542 | 44.2917 | 0.98628 | 0.63881 | 0.40355 | 0.7671
| 44.3333 | 0.93992 | 0.59182 | 0.45124 | 0.73091 | 44.3333 | 0.93992 | 0.59184 | 0.40338 | 0.7256 | 44.3333 | 0.98965 | 0.64038 | 0.40359 | 0.7693
| 44.375 | 0.93996 | 0.59214 | 0.4514 | 0.73109 | 44.375 | 0.93996 | 0.59217 | 0.40357 | 0.72579 | 44.375 | 0.99292 | 0.64198 | 0.40365 | 0.77147
| 44.4167 | 0.94 | 0.59246 | 0.45158 | 0.73127 | 44.4167 | 0.94001 | 0.59249 | 0.40377 | 0.72597 | 44.4167 | 0.99608 | 0.64359 | 0.40373 | 0.7736
| 44.4583 | 0.94004 | 0.59278 | 0.45178 | 0.73146 | 44.4583 | 0.94005 | 0.59281 | 0.40401 | 0.72616 | 44.4583 | 0.99924 | 0.64516 | 0.40383 | 0.77571
| 44.5 | 0.94009 | 0.59311 | 0.45201 | 0.73164 | 44.5 | 0.94009 | 0.59313 | 0.40426 | 0.72635 | 44.5 | 1.0024 | 0.64667 | 0.40396 | 0.7778
| 44.5417 | 0.94013 | 0.59343 | 0.45226 | 0.73183 | 44.5417 | 0.94013 | 0.59345 | 0.40454 | 0.72654 | 44.5417 | 1.0055 | 0.64814 | 0.40408 | 0.77986
| 44.5833 | 0.94017 | 0.59375 | 0.45253 | 0.73203 | 44.5833 | 0.94017 | 0.59378 | 0.40484 | 0.72674 | 44.5833 | 1.0087 | 0.64955 | 0.40421 | 0.7819
| 44.625 | 0.94021 | 0.59408 | 0.45282 | 0.73222 | 44.625 | 0.94022 | 0.5941 | 0.40516 | 0.72694 | 44.625 | 1.0119 | 0.65085 | 0.40434 | 0.78393
| 44.6667 | 0.94026 | 0.5944 | 0.45314 | 0.73242 | 44.6667 | 0.94026 | 0.59443 | 0.40551 | 0.72714 | 44.6667 | 1.0152 | 0.65203 | 0.40451 | 0.78595
| 44.7083 | 0.9403 | 0.59473 | 0.45349 | 0.73262 | 44.7083 | 0.94031 | 0.59475 | 0.40588 | 0.72735 | 44.7083 | 1.0152 | 0.6518 | 0.40469 | 0.78587
| 44.75 | 0.94035 | 0.59505 | 0.45384 | 0.73283 | 44.75 | 0.94035 | 0.59508 | 0.40626 | 0.72755 | 44.75 | 1.0152 | 0.65156 | 0.40489 | 0.78579
| 44.7917 | 0.94039 | 0.59537 | 0.45422 | 0.73303 | 44.7917 | 0.94039 | 0.5954 | 0.40666 | 0.72776 | 44.7917 | 1.0152 | 0.65133 | 0.40512 | 0.78571
| 44.8333 | 0.94043 | 0.5957 | 0.45462 | 0.73324 | 44.8333 | 0.94043 | 0.59572 | 0.40709 | 0.72797 | 44.8333 | 1.0152 | 0.6511 | 0.40537 | 0.78563
| 44.875 | 0.94047 | 0.59602 | 0.45504 | 0.73344 | 44.875 | 0.94047 | 0.59604 | 0.40754 | 0.72818 | 44.875 | 1.0152 | 0.65086 | 0.40564 | 0.78556
| 44.9167 | 0.94051 | 0.59634 | 0.45549 | 0.73365 | 44.9167 | 0.94051 | 0.59637 | 0.40801 | 0.72839 | 44.9167 | 1.0152 | 0.65063 | 0.40594 | 0.78549
| 44.9583 | 0.94054 | 0.59666 | 0.45596 | 0.73387 | 44.9583 | 0.94055 | 0.59669 | 0.4085 | 0.72861 | 44.9583 | 1.0152 | 0.65039 | 0.40626 | 0.78542
| 45 | 0.94058 | 0.59699 | 0.45645 | 0.73408 | 45 | 0.94059 | 0.59701 | 0.40901 | 0.72882 | 45 | 1.0152 | 0.65016 | 0.4066 | 0.78535
| 45.0417 | 0.94062 | 0.59732 | 0.45695 | 0.7343 | 45.0417 | 0.94062 | 0.59734 | 0.40954 | 0.72905 | 45.0417 | 1.0152 | 0.64992 | 0.40696 | 0.78529
| 45.0833 | 0.94066 | 0.59765 | 0.45747 | 0.73452 | 45.0833 | 0.94066 | 0.59768 | 0.41009 | 0.72927 | 45.0833 | 1.0152 | 0.64969 | 0.40734 | 0.78523
| 45.125 | 0.9407 | 0.59798 | 0.50928 | 0.74044 | 45.125 | 0.9407 | 0.598 | 0.46191 | 0.73519 | 45.125 | 1.0152 | 0.64946 | 0.45928 | 0.7909
| 45.1667 | 0.94074 | 0.59832 | 0.51363 | 0.7411 | 45.1667 | 0.94074 | 0.59834 | 0.51351 | 0.74109 | 45.1667 | 1.0152 | 0.64923 | 0.51083 | 0.79652
| 45.2083 | 0.94078 | 0.59865 | 0.51758 | 0.7417 | 45.2083 | 0.94078 | 0.59867 | 0.51753 | 0.7417 | 45.2083 | 1.0152 | 0.64901 | 0.51498 | 0.79689
| 45.25 | 0.94082 | 0.59899 | 0.52083 | 0.74223 | 45.25 | 0.94083 | 0.59902 | 0.52084 | 0.74225 | 45.25 | 1.0152 | 0.64879 | 0.51831 | 0.79716
| 45.2917 | 0.94087 | 0.59933 | 0.52083 | 0.7424 | 45.2917 | 0.94087 | 0.59935 | 0.52084 | 0.74241 | 45.2917 | 1.0152 | 0.64857 | 0.51831 | 0.79706
| 45.3333 | 0.94092 | 0.59969 | 0.52086 | 0.74258 | 45.3333 | 0.94092 | 0.59971 | 0.52086 | 0.7426 | 45.3333 | 1.0152 | 0.64836 | 0.51833 | 0.79697
| 45.375 | 0.94096 | 0.60003 | 0.52089 | 0.74276 | 45.375 | 0.94097 | 0.60006 | 0.52089 | 0.74278 | 45.375 | 1.0152 | 0.64814 | 0.51837 | 0.79688
| 45.4167 | 0.94101 | 0.60038 | 0.52093 | 0.74295 | 45.4167 | 0.94101 | 0.6004 | 0.52094 | 0.74296 | 45.4167 | 1.0152 | 0.64793 | 0.51841 | 0.79679
| 45.4583 | 0.94106 | 0.60073 | 0.52098 | 0.74313 | 45.4583 | 0.94106 | 0.60076 | 0.52099 | 0.74314 | 45.4583 | 1.0152 | 0.64772 | 0.51848 | 0.7967
| 45.5 | 0.94111 | 0.60109 | 0.52105 | 0.74331 | 45.5 | 0.94111 | 0.60111 | 0.52105 | 0.74333 | 45.5 | 1.0152 | 0.64751 | 0.51858 | 0.79662
| 45.5417 | 0.94115 | 0.60144 | 0.52112 | 0.7435 | 45.5417 | 0.94116 | 0.60147 | 0.52113 | 0.74352 | 45.5417 | 1.0152 | 0.64731 | 0.51874 | 0.79655
| 45.5833 | 0.9412 | 0.6018 | 0.5212 | 0.74369 | 45.5833 | 0.9412 | 0.60183 | 0.52121 | 0.74371 | 45.5833 | 1.0152 | 0.6471 | 0.51896 | 0.79648
| 45.625 | 0.94125 | 0.60217 | 0.52129 | 0.74389 | 45.625 | 0.94126 | 0.6022 | 0.5213 | 0.7439 | 45.625 | 1.0152 | 0.6469 | 0.51922 | 0.79642
| 45.6667 | 0.9413 | 0.60252 | 0.52139 | 0.74408 | 45.6667 | 0.94131 | 0.60255 | 0.5214 | 0.74409 | 45.6667 | 1.0152 | 0.6467 | 0.51949 | 0.79636
| 45.7083 | 0.94135 | 0.60288 | 0.52149 | 0.74427 | 45.7083 | 0.94136 | 0.60291 | 0.52151 | 0.74429 | 45.7083 | 1.0152 | 0.6465 | 0.51977 | 0.7963
| 45.75 | 0.94141 | 0.60325 | 0.52159 | 0.74447 | 45.75 | 0.94141 | 0.60327 | 0.52161 | 0.74448 | 45.75 | 1.0152 | 0.6463 | 0.52005 | 0.79624
| 45.7917 | 0.94145 | 0.60362 | 0.5217 | 0.74467 | 45.7917 | 0.94146 | 0.60364 | 0.52172 | 0.74468 | 45.7917 | 1.0152 | 0.6461 | 0.52034 | 0.79619
| 45.8333 | 0.9415 | 0.60399 | 0.52182 | 0.74487 | 45.8333 | 0.94151 | 0.60401 | 0.52184 | 0.74488 | 45.8333 | 1.0152 | 0.6459 | 0.52063 | 0.79613
| 45.875 | 0.94155 | 0.60434 | 0.52194 | 0.74506 | 45.875 | 0.94155 | 0.60438 | 0.52196 | 0.74508 | 45.875 | 1.0152 | 0.64571 | 0.52092 | 0.79608
| 45.9167 | 0.94159 | 0.60472 | 0.52205 | 0.74526 | 45.9167 | 0.9416 | 0.60475 | 0.52208 | 0.74528 | 45.9167 | 1.0152 | 0.64552 | 0.52121 | 0.79603
| 45.9583 | 0.94164 | 0.60509 | 0.52217 | 0.74545 | 45.9583 | 0.94164 | 0.60513 | 0.5222 | 0.74548 | 45.9583 | 1.0152 | 0.64532 | 0.52151 | 0.79597
| 46 | 0.94168 | 0.60546 | 0.52229 | 0.74565 | 46 | 0.94169 | 0.6055 | 0.52232 | 0.74567 | 46 | 1.0152 | 0.64514 | 0.52181 | 0.79592
| 46.0417 | 0.94173 | 0.60582 | 0.52241 | 0.74584 | 46.0417 | 0.94173 | 0.60587 | 0.52244 | 0.74587 | 46.0417 | 1.0152 | 0.64495 | 0.52212 | 0.79587
| 46.0833 | 0.94177 | 0.60619 | 0.57404 | 0.75177 | 46.0833 | 0.94178 | 0.60623 | 0.57407 | 0.75179 | 46.0833 | 1.0152 | 0.64476 | 0.57385 | 0.80154
| 46.125 | 0.94181 | 0.60655 | 0.57402 | 0.75194 | 46.125 | 0.94182 | 0.6066 | 0.57405 | 0.75197 | 46.125 | 1.0152 | 0.64457 | 0.57379 | 0.80145
| 46.1667 | 0.94186 | 0.60692 | 0.57399 | 0.75212 | 46.1667 | 0.94186 | 0.60697 | 0.57399 | 0.75215 | 46.1667 | 1.0152 | 0.64439 | 0.5738 | 0.80137
| 46.2083 | 0.9419 | 0.60729 | 0.57401 | 0.75231 | 46.2083 | 0.94191 | 0.60734 | 0.57401 | 0.75234 | 46.2083 | 1.0152 | 0.6442 | 0.5738 | 0.80128
| 46.25 | 0.94195 | 0.60765 | 0.57404 | 0.7525 | 46.25 | 0.94196 | 0.60771 | 0.57402 | 0.75252 | 46.25 | 1.0152 | 0.64401 | 0.5738 | 0.8012
| 46.2917 | 0.942 | 0.60803 | 0.57404 | 0.75269 | 46.2917 | 0.94201 | 0.60807 | 0.57402 | 0.75271 | 46.2917 | 1.0152 | 0.64383 | 0.5738 | 0.80112
| 46.3333 | 0.94205 | 0.60839 | 0.57404 | 0.75287 | 46.3333 | 0.94206 | 0.60844 | 0.57402 | 0.75289 | 46.3333 | 1.0152 | 0.64364 | 0.5738 | 0.80104
| 46.375 | 0.94211 | 0.60876 | 0.57404 | 0.75305 | 46.375 | 0.94211 | 0.60879 | 0.57402 | 0.75307 | 46.375 | 1.0152 | 0.64345 | 0.5738 | 0.80095
| 46.4167 | 0.94216 | 0.60913 | 0.57404 | 0.75324 | 46.4167 | 0.94216 | 0.60918 | 0.57402 | 0.75326 | 46.4167 | 1.0152 | 0.64327 | 0.5738 | 0.80087
| 46.4583 | 0.94221 | 0.6095 | 0.57404 | 0.75343 | 46.4583 | 0.94222 | 0.60955 | 0.57402 | 0.75345 | 46.4583 | 1.0152 | 0.64308 | 0.5738 | 0.80079
| 46.5 | 0.94226 | 0.60985 | 0.57404 | 0.75361 | 46.5 | 0.94227 | 0.60991 | 0.57402 | 0.75364 | 46.5 | 1.0152 | 0.64289 | 0.5738 | 0.8007
| 46.5417 | 0.94231 | 0.61023 | 0.57404 | 0.7538 | 46.5417 | 0.94232 | 0.61028 | 0.57402 | 0.75382 | 46.5417 | 1.0152 | 0.64271 | 0.5738 | 0.80062
| 46.5833 | 0.94236 | 0.61059 | 0.57404 | 0.75398 | 46.5833 | 0.94237 | 0.61076 | 0.57401 | 0.75406 | 46.5833 | 1.0152 | 0.64252 | 0.5738 | 0.80054
| 46.625 | 0.94241 | 0.61095 | 0.57404 | 0.75416 | 46.625 | 0.94241 | 0.61111 | 0.57401 | 0.75423 | 46.625 | 1.0152 | 0.64233 | 0.5738 | 0.80045
| 46.6667 | 0.94246 | 0.61133 | 0.57404 | 0.75436 | 46.6667 | 0.94247 | 0.61149 | 0.57401 | 0.75443 | 46.6667 | 1.0152 | 0.64215 | 0.5738 | 0.80037
| 46.7083 | 0.94252 | 0.6117 | 0.57404 | 0.75455 | 46.7083 | 0.94252 | 0.61186 | 0.57401 | 0.75462 | 46.7083 | 1.0152 | 0.64196 | 0.5738 | 0.80029
| 46.75 | 0.94257 | 0.61206 | 0.57404 | 0.75473 | 46.75 | 0.94258 | 0.61222 | 0.57402 | 0.7548 | 46.75 | 1.0152 | 0.64177 | 0.5738 | 0.80021
| 46.7917 | 0.94262 | 0.61242 | 0.57404 | 0.75491 | 46.7917 | 0.94262 | 0.61259 | 0.57402 | 0.75498 | 46.7917 | 1.0152 | 0.64159 | 0.5738 | 0.80012
| 46.8333 | 0.94267 | 0.61278 | 0.57404 | 0.75509 | 46.8333 | 0.94267 | 0.61295 | 0.57402 | 0.75517 | 46.8333 | 1.0152 | 0.6414 | 0.5738 | 0.80004
| 46.875 | 0.94271 | 0.61317 | 0.57404 | 0.75529 | 46.875 | 0.94272 | 0.61332 | 0.57402 | 0.75535 | 46.875 | 1.0152 | 0.64121 | 0.5738 | 0.79996
| 46.9167 | 0.94276 | 0.61354 | 0.57404 | 0.75547 | 46.9167 | 0.94276 | 0.61366 | 0.57402 | 0.75552 | 46.9167 | 1.0152 | 0.64102 | 0.5738 | 0.79987
| 46.9583 | 0.9455 | 0.61558 | 0.57404 | 0.75759 | 46.9583 | 0.9455 | 0.61571 | 0.574 | 0.75765 | 46.9583 | 1.0152 | 0.64084 | 0.5738 | 0.79979
| 47 | 0.94823 | 0.6176 | 0.57404 | 0.75971 | 47 | 0.94823 | 0.61773 | 0.574 | 0.75976 | 47 | 1.0152 | 0.64065 | 0.5738 | 0.79971
| 47.0417 | 0.95096 | 0.6196 | 0.57404 | 0.76181 | 47.0417 | 0.95096 | 0.61972 | 0.574 | 0.76186 | 47.0417 | 1.0152 | 0.64046 | 0.5738 | 0.79962
| 47.0833 | 0.95369 | 0.62156 | 0.57404 | 0.7639 | 47.0833 | 0.95369 | 0.62169 | 0.57388 | 0.76393 | 47.0833 | 1.0152 | 0.64028 | 0.57386 | 0.79955
| 47.125 | 0.95642 | 0.62352 | 0.57403 | 0.76598 | 47.125 | 0.95642 | 0.62365 | 0.57391 | 0.76602 | 47.125 | 1.0152 | 0.64009 | 0.57384 | 0.79946
| 47.1667 | 0.95915 | 0.62543 | 0.57401 | 0.76803 | 47.1667 | 0.95915 | 0.62557 | 0.5739 | 0.76808 | 47.1667 | 1.0125 | 0.63822 | 0.5739 | 0.7974
| 47.2083 | 0.96199 | 0.6273 | 0.574 | 0.77013 | 47.2083 | 0.96199 | 0.62743 | 0.57387 | 0.77017 | 47.2083 | 1.0096 | 0.63644 | 0.57388 | 0.79532
| 47.25 | 0.96495 | 0.6291 | 0.57391 | 0.77223 | 47.25 | 0.96495 | 0.62923 | 0.57378 | 0.77228 | 47.25 | 1.0065 | 0.63474 | 0.57389 | 0.79323
| 47.2917 | 0.96813 | 0.63076 | 0.57391 | 0.77438 | 47.2917 | 0.96813 | 0.63091 | 0.57378 | 0.77444 | 47.2917 | 1.0033 | 0.6332 | 0.57389 | 0.79111
| 47.3333 | 0.97148 | 0.63229 | 0.57391 | 0.77655 | 47.3333 | 0.97148 | 0.63243 | 0.57378 | 0.7766 | 47.3333 | 0.99992 | 0.63184 | 0.57389 | 0.78899
| 47.375 | 0.97473 | 0.63386 | 0.57391 | 0.7787 | 47.375 | 0.97473 | 0.63401 | 0.57378 | 0.77875 | 47.375 | 0.99662 | 0.63045 | 0.57389 | 0.78691
| 47.4167 | 0.97788 | 0.63548 | 0.57391 | 0.78082 | 47.4167 | 0.97788 | 0.63563 | 0.57378 | 0.78087 | 47.4167 | 0.99343 | 0.62905 | 0.57389 | 0.78487
| 47.4583 | 0.98103 | 0.63707 | 0.57391 | 0.78292 | 47.4583 | 0.98103 | 0.63722 | 0.57378 | 0.78298 | 47.4583 | 0.99024 | 0.62769 | 0.57389 | 0.78285
| 47.5 | 0.98418 | 0.63866 | 0.57391 | 0.78503 | 47.5 | 0.98418 | 0.6388 | 0.57378 | 0.78508 | 47.5 | 0.98707 | 0.62639 | 0.57389 | 0.78086
| 47.5417 | 0.98733 | 0.64021 | 0.57391 | 0.78712 | 47.5417 | 0.98732 | 0.64036 | 0.57377 | 0.78717 | 47.5417 | 0.98389 | 0.62514 | 0.57389 | 0.77889
| 47.5833 | 0.99047 | 0.64174 | 0.57391 | 0.78919 | 47.5833 | 0.99047 | 0.64177 | 0.57378 | 0.78919 | 47.5833 | 0.98072 | 0.62394 | 0.57389 | 0.77695
| 47.625 | 0.99371 | 0.64318 | 0.57391 | 0.79128 | 47.625 | 0.99371 | 0.64323 | 0.57378 | 0.79128 | 47.625 | 0.97746 | 0.62285 | 0.57389 | 0.77502
| 47.6667 | 0.99705 | 0.64453 | 0.5739 | 0.79336 | 47.6667 | 0.99705 | 0.64458 | 0.57378 | 0.79337 | 47.6667 | 0.97411 | 0.62189 | 0.57389 | 0.7731
| 47.7083 | 1.0005 | 0.64577 | 0.5739 | 0.79543 | 47.7083 | 1.0005 | 0.64583 | 0.57378 | 0.79544 | 47.7083 | 0.97067 | 0.62106 | 0.57389 | 0.7712
| 47.75 | 1.0037 | 0.64714 | 0.5739 | 0.79749 | 47.75 | 1.0037 | 0.6472 | 0.57378 | 0.7975 | 47.75 | 0.9674 | 0.62014 | 0.57389 | 0.76934
| 47.7917 | 1.0068 | 0.64862 | 0.5739 | 0.7995 | 47.7917 | 1.0068 | 0.64868 | 0.57378 | 0.79951 | 47.7917 | 0.96434 | 0.61914 | 0.57389 | 0.76754
| 47.8333 | 1.0097 | 0.65012 | 0.5739 | 0.80147 | 47.8333 | 1.0097 | 0.65018 | 0.57378 | 0.80149 | 47.8333 | 0.96141 | 0.61814 | 0.57389 | 0.76578
| 47.875 | 1.0125 | 0.65163 | 0.57389 | 0.8034 | 47.875 | 1.0125 | 0.6517 | 0.57377 | 0.80342 | 47.875 | 0.95859 | 0.61715 | 0.57389 | 0.76409
| 47.9167 | 1.0152 | 0.65315 | 0.57389 | 0.80527 | 47.9167 | 1.0152 | 0.65324 | 0.57377 | 0.8053 | 47.9167 | 0.95859 | 0.61783 | 0.57389 | 0.7644
| 47.9583 | 1.0152 | 0.65296 | 0.57389 | 0.80519 | 47.9583 | 1.0152 | 0.65306 | 0.57379 | 0.80522 | 47.9583 | 0.95859 | 0.61852 | 0.57389 | 0.7647
| 48 | 1.0152 | 0.65278 | 0.57389 | 0.80511 | 48 | 1.0152 | 0.65287 | 0.57379 | 0.80513 | 48 | 0.95859 | 0.61921 | 0.57389 | 0.76501
| 48.0417 | 1.0152 | 0.65259 | 0.57389 | 0.80502 | 48.0417 | 1.0152 | 0.65268 | 0.57379 | 0.80505 | 48.0417 | 0.95859 | 0.61989 | 0.57389 | 0.76531
| 48.0833 | 1.0152 | 0.6524 | 0.57386 | 0.80494 | 48.0833 | 1.0152 | 0.65249 | 0.57386 | 0.80498 | 48.0833 | 0.95859 | 0.62058 | 0.57394 | 0.76562
| 48.125 | 1.0152 | 0.65222 | 0.57387 | 0.80485 | 48.125 | 1.0152 | 0.65231 | 0.57384 | 0.80489 | 48.125 | 0.95859 | 0.62126 | 0.57392 | 0.76592
| 48.1667 | 1.0152 | 0.65203 | 0.57387 | 0.80477 | 48.1667 | 1.0152 | 0.65212 | 0.57384 | 0.80481 | 48.1667 | 0.96137 | 0.62363 | 0.57387 | 0.76821
| 48.2083 | 1.0152 | 0.65184 | 0.57387 | 0.80469 | 48.2083 | 1.0152 | 0.65193 | 0.57384 | 0.80473 | 48.2083 | 0.96427 | 0.62591 | 0.57389 | 0.77051
| 48.25 | 1.0152 | 0.65165 | 0.57387 | 0.8046 | 48.25 | 1.0152 | 0.65175 | 0.57384 | 0.80464 | 48.25 | 0.96728 | 0.62811 | 0.57388 | 0.77283
| 48.2917 | 1.0152 | 0.65147 | 0.57387 | 0.80452 | 48.2917 | 1.0152 | 0.65156 | 0.57384 | 0.80456 | 48.2917 | 0.97051 | 0.63015 | 0.57388 | 0.77517
| 48.3333 | 1.0152 | 0.65128 | 0.57387 | 0.80444 | 48.3333 | 1.0152 | 0.65137 | 0.57384 | 0.80448 | 48.3333 | 0.97391 | 0.63201 | 0.57388 | 0.77751
| 48.375 | 1.0152 | 0.65109 | 0.57387 | 0.80436 | 48.375 | 1.0152 | 0.65119 | 0.57384 | 0.80439 | 48.375 | 0.97721 | 0.6339 | 0.57388 | 0.77981
| 48.4167 | 1.0152 | 0.65091 | 0.57387 | 0.80427 | 48.4167 | 1.0152 | 0.651 | 0.57384 | 0.80431 | 48.4167 | 0.9804 | 0.6358 | 0.57388 | 0.78207
| 48.4583 | 1.0152 | 0.65072 | 0.57387 | 0.80419 | 48.4583 | 1.0152 | 0.65081 | 0.57384 | 0.80423 | 48.4583 | 0.98358 | 0.63765 | 0.57388 | 0.78431
| 48.5 | 1.0152 | 0.65053 | 0.57387 | 0.80411 | 48.5 | 1.0152 | 0.65063 | 0.57384 | 0.80415 | 48.5 | 0.98676 | 0.63945 | 0.57388 | 0.78652
| 48.5417 | 1.0152 | 0.65035 | 0.57387 | 0.80402 | 48.5417 | 1.0152 | 0.65044 | 0.57384 | 0.80406 | 48.5417 | 0.98993 | 0.6412 | 0.57388 | 0.78871
| 48.5833 | 1.0152 | 0.65016 | 0.57387 | 0.80394 | 48.5833 | 1.0152 | 0.65025 | 0.57384 | 0.80398 | 48.5833 | 0.9931 | 0.6429 | 0.57388 | 0.79088
| 48.625 | 1.0152 | 0.64997 | 0.57387 | 0.80386 | 48.625 | 1.0152 | 0.65007 | 0.57384 | 0.8039 | 48.625 | 0.99637 | 0.64449 | 0.57388 | 0.79303
| 48.6667 | 1.0152 | 0.64979 | 0.57387 | 0.80378 | 48.6667 | 1.0152 | 0.64988 | 0.57384 | 0.80381 | 48.6667 | 0.99972 | 0.64595 | 0.57388 | 0.79517
| 48.7083 | 1.0152 | 0.6496 | 0.57387 | 0.80369 | 48.7083 | 1.0152 | 0.64969 | 0.57384 | 0.80373 | 48.7083 | 1.0032 | 0.64727 | 0.57388 | 0.79729
| 48.75 | 1.0152 | 0.64941 | 0.57387 | 0.80361 | 48.75 | 1.0152 | 0.64951 | 0.57384 | 0.80365 | 48.75 | 1.0064 | 0.64869 | 0.57388 | 0.79937
| 48.7917 | 1.0152 | 0.64923 | 0.57387 | 0.80353 | 48.7917 | 1.0152 | 0.64932 | 0.57384 | 0.80356 | 48.7917 | 1.0095 | 0.65019 | 0.57388 | 0.8014
| 48.8333 | 1.0152 | 0.64904 | 0.57387 | 0.80344 | 48.8333 | 1.0152 | 0.64913 | 0.57384 | 0.80348 | 48.8333 | 1.0124 | 0.65169 | 0.57388 | 0.80337
| 48.875 | 1.0152 | 0.64885 | 0.57387 | 0.80336 | 48.875 | 1.0152 | 0.64895 | 0.57384 | 0.8034 | 48.875 | 1.0152 | 0.65318 | 0.57388 | 0.80528
| 48.9167 | 1.0152 | 0.64867 | 0.57387 | 0.80328 | 48.9167 | 1.0152 | 0.64876 | 0.57384 | 0.80332 | 48.9167 | 1.0152 | 0.65299 | 0.57388 | 0.8052
| 48.9583 | 1.0152 | 0.64848 | 0.57387 | 0.80319 | 48.9583 | 1.0152 | 0.64857 | 0.57384 | 0.80323 | 48.9583 | 1.0152 | 0.65281 | 0.57388 | 0.80512
| 49 | 1.0152 | 0.64829 | 0.57387 | 0.80311 | 49 | 1.0152 | 0.64839 | 0.57384 | 0.80315 | 49 | 1.0152 | 0.65262 | 0.57389 | 0.80504
| 49.0417 | 1.0152 | 0.64811 | 0.57387 | 0.80303 | 49.0417 | 1.0152 | 0.6482 | 0.57384 | 0.80307 | 49.0417 | 1.0152 | 0.65243 | 0.57389 | 0.80495
| 49.0833 | 1.0152 | 0.64792 | 0.57386 | 0.80294 | 49.0833 | 1.0152 | 0.64801 | 0.57386 | 0.80299 | 49.0833 | 1.0152 | 0.65225 | 0.57386 | 0.80487
| 49.125 | 1.0152 | 0.64773 | 0.57386 | 0.80286 | 49.125 | 1.0152 | 0.64783 | 0.57386 | 0.8029 | 49.125 | 1.0152 | 0.65206 | 0.57387 | 0.80479
| 49.1667 | 1.0152 | 0.64755 | 0.57386 | 0.80278 | 49.1667 | 1.0152 | 0.64764 | 0.57386 | 0.80282 | 49.1667 | 1.0152 | 0.65187 | 0.57387 | 0.8047
| 49.2083 | 1.0152 | 0.64736 | 0.57386 | 0.8027 | 49.2083 | 1.0152 | 0.64745 | 0.57386 | 0.80274 | 49.2083 | 1.0152 | 0.65169 | 0.57387 | 0.80462
| 49.25 | 1.0152 | 0.64717 | 0.57386 | 0.80261 | 49.25 | 1.0152 | 0.64727 | 0.57386 | 0.80265 | 49.25 | 1.0152 | 0.6515 | 0.57387 | 0.80454
| 49.2917 | 1.0152 | 0.64699 | 0.57386 | 0.80253 | 49.2917 | 1.0152 | 0.64708 | 0.57386 | 0.80257 | 49.2917 | 1.0152 | 0.65131 | 0.57387 | 0.80445
| 49.3333 | 1.0152 | 0.6468 | 0.57386 | 0.80245 | 49.3333 | 1.0152 | 0.64689 | 0.57386 | 0.80249 | 49.3333 | 1.0152 | 0.65113 | 0.57387 | 0.80437
| 49.375 | 1.0152 | 0.64661 | 0.57386 | 0.80236 | 49.375 | 1.0152 | 0.64671 | 0.57386 | 0.8024 | 49.375 | 1.0152 | 0.65094 | 0.57387 | 0.80429
| 49.4167 | 1.0152 | 0.64643 | 0.57386 | 0.80228 | 49.4167 | 1.0152 | 0.64652 | 0.57386 | 0.80232 | 49.4167 | 1.0152 | 0.65075 | 0.57387 | 0.8042
| 49.4583 | 1.0152 | 0.64624 | 0.57386 | 0.8022 | 49.4583 | 1.0152 | 0.64633 | 0.57386 | 0.80224 | 49.4583 | 1.0152 | 0.65057 | 0.57387 | 0.80412
| 49.5 | 1.0152 | 0.64605 | 0.57386 | 0.80211 | 49.5 | 1.0152 | 0.64615 | 0.57386 | 0.80216 | 49.5 | 1.0152 | 0.65038 | 0.57387 | 0.80404
| 49.5417 | 1.0152 | 0.64587 | 0.57386 | 0.80203 | 49.5417 | 1.0152 | 0.64596 | 0.57386 | 0.80207 | 49.5417 | 1.0152 | 0.65019 | 0.57387 | 0.80396
| 49.5833 | 1.0152 | 0.64568 | 0.57386 | 0.80195 | 49.5833 | 1.0152 | 0.64577 | 0.57386 | 0.80199 | 49.5833 | 1.0152 | 0.65001 | 0.57387 | 0.80387
| 49.625 | 1.0152 | 0.64549 | 0.57386 | 0.80187 | 49.625 | 1.0152 | 0.64558 | 0.57386 | 0.80191 | 49.625 | 1.0152 | 0.64982 | 0.57387 | 0.80379
| 49.6667 | 1.0152 | 0.64531 | 0.57386 | 0.80178 | 49.6667 | 1.0152 | 0.6454 | 0.57386 | 0.80182 | 49.6667 | 1.0152 | 0.64963 | 0.57387 | 0.80371
| 49.7083 | 1.0152 | 0.64512 | 0.57386 | 0.8017 | 49.7083 | 1.0152 | 0.64521 | 0.57386 | 0.80174 | 49.7083 | 1.0152 | 0.64945 | 0.57387 | 0.80362
| 49.75 | 1.0152 | 0.64493 | 0.57386 | 0.80162 | 49.75 | 1.0152 | 0.64502 | 0.57386 | 0.80166 | 49.75 | 1.0152 | 0.64926 | 0.57387 | 0.80354
| 49.7917 | 1.0152 | 0.64475 | 0.57386 | 0.80153 | 49.7917 | 1.0152 | 0.64484 | 0.57386 | 0.80157 | 49.7917 | 1.0152 | 0.64907 | 0.57387 | 0.80346
| 49.8333 | 1.0152 | 0.64456 | 0.57386 | 0.80145 | 49.8333 | 1.0152 | 0.64465 | 0.57386 | 0.80149 | 49.8333 | 1.0152 | 0.64889 | 0.57387 | 0.80337
| 49.875 | 1.0152 | 0.64437 | 0.57386 | 0.80137 | 49.875 | 1.0152 | 0.64446 | 0.57386 | 0.80141 | 49.875 | 1.0152 | 0.6487 | 0.57387 | 0.80329
| 49.9167 | 1.0152 | 0.64419 | 0.57386 | 0.80128 | 49.9167 | 1.0152 | 0.64428 | 0.57386 | 0.80133 | 49.9167 | 1.0152 | 0.64851 | 0.57387 | 0.80321
| 49.9583 | 1.0152 | 0.644 | 0.57386 | 0.8012 | 49.9583 | 1.0152 | 0.64409 | 0.57386 | 0.80124 | 49.9583 | 1.0152 | 0.64833 | 0.57387 | 0.80313
| 50 | 1.0152 | 0.64381 | 0.57386 | 0.80112 | 50 | 1.0152 | 0.6439 | 0.57386 | 0.80116 | 50 | 1.0152 | 0.64814 | 0.57387 | 0.80304
| 50.0417 | 1.0152 | 0.64362 | 0.57386 | 0.80104 | 50.0417 | 1.0152 | 0.64372 | 0.57386 | 0.80108 | 50.0417 | 1.0152 | 0.64795 | 0.57387 | 0.80296
| 50.0833 | 1.0152 | 0.64344 | 0.57386 | 0.80095 | 50.0833 | 1.0152 | 0.64353 | 0.57387 | 0.80099 | 50.0833 | 1.0152 | 0.64776 | 0.57386 | 0.80288
| 50.125 | 1.0152 | 0.64325 | 0.57386 | 0.80087 | 50.125 | 1.0152 | 0.64334 | 0.57386 | 0.80091 | 50.125 | 1.0152 | 0.64758 | 0.57386 | 0.80279
| 50.1667 | 1.0152 | 0.64306 | 0.57386 | 0.80079 | 50.1667 | 1.0152 | 0.64316 | 0.57386 | 0.80083 | 50.1667 | 1.0152 | 0.64739 | 0.57386 | 0.80271
| 50.2083 | 1.0152 | 0.64288 | 0.57386 | 0.8007 | 50.2083 | 1.0152 | 0.64297 | 0.57386 | 0.80074 | 50.2083 | 1.0152 | 0.6472 | 0.57386 | 0.80263
| 50.25 | 1.0152 | 0.64269 | 0.57386 | 0.80062 | 50.25 | 1.0152 | 0.64278 | 0.57386 | 0.80066 | 50.25 | 1.0152 | 0.64702 | 0.57386 | 0.80254
| 50.2917 | 1.0152 | 0.6425 | 0.57386 | 0.80054 | 50.2917 | 1.0152 | 0.6426 | 0.57386 | 0.80058 | 50.2917 | 1.0152 | 0.64683 | 0.57386 | 0.80246
| 50.3333 | 1.0152 | 0.64232 | 0.57386 | 0.80045 | 50.3333 | 1.0152 | 0.64241 | 0.57386 | 0.8005 | 50.3333 | 1.0152 | 0.64664 | 0.57386 | 0.80238
| 50.375 | 1.0152 | 0.64213 | 0.57386 | 0.80037 | 50.375 | 1.0152 | 0.64222 | 0.57386 | 0.80041 | 50.375 | 1.0152 | 0.64646 | 0.57386 | 0.80229
| 50.4167 | 1.0152 | 0.64194 | 0.57386 | 0.80029 | 50.4167 | 1.0152 | 0.64204 | 0.57386 | 0.80033 | 50.4167 | 1.0152 | 0.64627 | 0.57386 | 0.80221
| 50.4583 | 1.0152 | 0.64176 | 0.57386 | 0.80021 | 50.4583 | 1.0152 | 0.64185 | 0.57386 | 0.80025 | 50.4583 | 1.0152 | 0.64608 | 0.57386 | 0.80213
| 50.5 | 1.0152 | 0.64157 | 0.57386 | 0.80012 | 50.5 | 1.0152 | 0.64166 | 0.57386 | 0.80016 | 50.5 | 1.0152 | 0.6459 | 0.57386 | 0.80205
| 50.5417 | 1.0152 | 0.64138 | 0.57386 | 0.80004 | 50.5417 | 1.0152 | 0.64148 | 0.57386 | 0.80008 | 50.5417 | 1.0152 | 0.64571 | 0.57386 | 0.80196
| 50.5833 | 1.0152 | 0.6412 | 0.57386 | 0.79996 | 50.5833 | 1.0152 | 0.64129 | 0.57386 | 0.8 | 50.5833 | 1.0152 | 0.64552 | 0.57386 | 0.80188
| 50.625 | 1.0152 | 0.64101 | 0.57386 | 0.79987 | 50.625 | 1.0152 | 0.6411 | 0.57386 | 0.79991 | 50.625 | 1.0152 | 0.64534 | 0.57386 | 0.8018
| 50.6667 | 1.0152 | 0.64082 | 0.57386 | 0.79979 | 50.6667 | 1.0152 | 0.64092 | 0.57386 | 0.79983 | 50.6667 | 1.0152 | 0.64515 | 0.57386 | 0.80171
| 50.7083 | 1.0152 | 0.64064 | 0.57386 | 0.79971 | 50.7083 | 1.0152 | 0.64073 | 0.57386 | 0.79975 | 50.7083 | 1.0152 | 0.64496 | 0.57386 | 0.80163
| 50.75 | 1.0152 | 0.64045 | 0.57386 | 0.79962 | 50.75 | 1.0152 | 0.64054 | 0.57386 | 0.79967 | 50.75 | 1.0152 | 0.64478 | 0.57386 | 0.80155
| 50.7917 | 1.0121 | 0.63872 | 0.57386 | 0.79746 | 50.7917 | 1.0121 | 0.6388 | 0.57386 | 0.7975 | 50.7917 | 1.0152 | 0.64459 | 0.57386 | 0.80146
| 50.8333 | 1.0091 | 0.63699 | 0.57386 | 0.79535 | 50.8333 | 1.0091 | 0.63706 | 0.57386 | 0.79538 | 50.8333 | 1.0152 | 0.6444 | 0.57386 | 0.80138
| 50.875 | 1.0062 | 0.63527 | 0.57386 | 0.7933 | 50.875 | 1.0062 | 0.63533 | 0.57386 | 0.79333 | 50.875 | 1.0152 | 0.64422 | 0.57386 | 0.8013
| 50.9167 | 1.0034 | 0.63358 | 0.57386 | 0.79132 | 50.9167 | 1.0034 | 0.63362 | 0.57386 | 0.79134 | 50.9167 | 1.0152 | 0.64403 | 0.57386 | 0.80122
| 50.9583 | 1.0007 | 0.63193 | 0.57386 | 0.78937 | 50.9583 | 1.0007 | 0.63196 | 0.57386 | 0.78938 | 50.9583 | 1.0152 | 0.64384 | 0.57386 | 0.80113
| 51 | 0.99792 | 0.63034 | 0.57386 | 0.78743 | 51 | 0.99792 | 0.63035 | 0.57386 | 0.78744 | 51 | 1.0152 | 0.64366 | 0.57386 | 0.80105
| 51.0417 | 0.99518 | 0.62879 | 0.57386 | 0.78553 | 51.0417 | 0.99517 | 0.62879 | 0.57386 | 0.78552 | 51.0417 | 1.0152 | 0.64347 | 0.57386 | 0.80097
| 51.0833 | 0.99244 | 0.6273 | 0.57386 | 0.78364 | 51.0833 | 0.99243 | 0.62729 | 0.57386 | 0.78364 | 51.0833 | 1.0152 | 0.64328 | 0.57386 | 0.80088
| 51.125 | 0.9897 | 0.62585 | 0.57386 | 0.78179 | 51.125 | 0.98969 | 0.62583 | 0.57386 | 0.78177 | 51.125 | 1.0152 | 0.6431 | 0.57388 | 0.8008
| 51.1667 | 0.98697 | 0.62446 | 0.57386 | 0.77995 | 51.1667 | 0.98696 | 0.62442 | 0.57386 | 0.77993 | 51.1667 | 1.0152 | 0.64291 | 0.57388 | 0.80072
| 51.2083 | 0.98413 | 0.62314 | 0.57386 | 0.7781 | 51.2083 | 0.98411 | 0.62309 | 0.57386 | 0.77808 | 51.2083 | 1.0152 | 0.64272 | 0.57388 | 0.80064
| 51.25 | 0.98117 | 0.62192 | 0.57386 | 0.77624 | 51.25 | 0.98115 | 0.62185 | 0.57386 | 0.77621 | 51.25 | 1.0152 | 0.64254 | 0.57388 | 0.80055
| 51.2917 | 0.97799 | 0.62085 | 0.57386 | 0.77436 | 51.2917 | 0.97798 | 0.62077 | 0.57386 | 0.77432 | 51.2917 | 1.0152 | 0.64235 | 0.57388 | 0.80047
| 51.3333 | 0.97465 | 0.61995 | 0.57386 | 0.77248 | 51.3333 | 0.97464 | 0.61987 | 0.57386 | 0.77243 | 51.3333 | 1.0152 | 0.64216 | 0.57388 | 0.80039
| 51.375 | 0.97141 | 0.61904 | 0.57386 | 0.77063 | 51.375 | 0.9714 | 0.61893 | 0.57386 | 0.77058 | 51.375 | 1.0152 | 0.64198 | 0.57388 | 0.8003
| 51.4167 | 0.96828 | 0.6181 | 0.57386 | 0.76882 | 51.4167 | 0.96826 | 0.61799 | 0.57386 | 0.76876 | 51.4167 | 1.0152 | 0.64179 | 0.57388 | 0.80022
| 51.4583 | 0.96828 | 0.61874 | 0.57385 | 0.7691 | 51.4583 | 0.96513 | 0.61709 | 0.57386 | 0.76697 | 51.4583 | 1.0152 | 0.6416 | 0.57388 | 0.80014
| 51.5 | 0.96828 | 0.61938 | 0.57384 | 0.76939 | 51.5 | 0.96513 | 0.61773 | 0.57386 | 0.76726 | 51.5 | 1.0152 | 0.64142 | 0.57388 | 0.80006
| 51.5417 | 0.96828 | 0.62002 | 0.57382 | 0.76967 | 51.5417 | 0.96513 | 0.61837 | 0.57386 | 0.76754 | 51.5417 | 1.0152 | 0.64123 | 0.57388 | 0.79997
| 51.5833 | 0.96828 | 0.62066 | 0.57381 | 0.76995 | 51.5833 | 0.96513 | 0.619 | 0.57386 | 0.76782 | 51.5833 | 1.0152 | 0.64104 | 0.57388 | 0.79989
| 51.625 | 0.96828 | 0.6213 | 0.57379 | 0.77024 | 51.625 | 0.96513 | 0.61964 | 0.57386 | 0.76811 | 51.625 | 1.0152 | 0.64086 | 0.57388 | 0.79981
| 51.6667 | 0.96828 | 0.62195 | 0.57378 | 0.77052 | 51.6667 | 0.96513 | 0.62028 | 0.57386 | 0.76839 | 51.6667 | 1.0152 | 0.64067 | 0.57388 | 0.79972
| 51.7083 | 0.96828 | 0.62259 | 0.57376 | 0.7708 | 51.7083 | 0.96513 | 0.62092 | 0.57386 | 0.76867 | 51.7083 | 1.0152 | 0.64048 | 0.57388 | 0.79964
| 51.75 | 0.96828 | 0.62323 | 0.57375 | 0.77109 | 51.75 | 0.96513 | 0.62155 | 0.57386 | 0.76896 | 51.75 | 1.0119 | 0.63886 | 0.57388 | 0.79743
| 51.7917 | 0.97142 | 0.62541 | 0.57373 | 0.77345 | 51.7917 | 0.96827 | 0.62375 | 0.57386 | 0.77133 | 51.7917 | 1.0088 | 0.63716 | 0.57388 | 0.79528
| 51.8333 | 0.97443 | 0.6276 | 0.57371 | 0.77576 | 51.8333 | 0.97129 | 0.62594 | 0.57387 | 0.77364 | 51.8333 | 1.0057 | 0.63546 | 0.57388 | 0.79319
| 51.875 | 0.97733 | 0.62977 | 0.5737 | 0.77801 | 51.875 | 0.97418 | 0.62812 | 0.57387 | 0.7759 | 51.875 | 1.0029 | 0.63377 | 0.57388 | 0.79115
| 51.9167 | 0.98009 | 0.63192 | 0.57368 | 0.78019 | 51.9167 | 0.97694 | 0.63028 | 0.57387 | 0.77809 | 51.9167 | 1.0001 | 0.63211 | 0.57388 | 0.78919
| 51.9583 | 0.98284 | 0.63402 | 0.57366 | 0.78234 | 51.9583 | 0.9797 | 0.63239 | 0.57387 | 0.78025 | 51.9583 | 0.99734 | 0.63049 | 0.57388 | 0.78725
| 52 | 0.9856 | 0.63607 | 0.57364 | 0.78448 | 52 | 0.98246 | 0.63445 | 0.57387 | 0.78239 | 52 | 0.99458 | 0.62893 | 0.57386 | 0.78532
| 52.0417 | 0.98834 | 0.63806 | 0.57362 | 0.78658 | 52.0417 | 0.9852 | 0.63646 | 0.57387 | 0.7845 | 52.0417 | 0.99184 | 0.62741 | 0.57386 | 0.78343
| 52.0833 | 0.99108 | 0.64001 | 0.57349 | 0.78865 | 52.0833 | 0.98794 | 0.63842 | 0.57387 | 0.78659 | 52.0833 | 0.9891 | 0.62595 | 0.57389 | 0.78157
| 52.125 | 0.99382 | 0.64191 | 0.57353 | 0.79072 | 52.125 | 0.99068 | 0.64033 | 0.57387 | 0.78865 | 52.125 | 0.98637 | 0.62454 | 0.57386 | 0.77972
| 52.1667 | 0.99655 | 0.64376 | 0.57352 | 0.79275 | 52.1667 | 0.99341 | 0.64219 | 0.57387 | 0.79069 | 52.1667 | 0.98365 | 0.62317 | 0.57387 | 0.7779
| 52.2083 | 0.99939 | 0.64553 | 0.57352 | 0.7948 | 52.2083 | 0.99626 | 0.64397 | 0.57387 | 0.79275 | 52.2083 | 0.9808 | 0.62189 | 0.57387 | 0.77607
| 52.25 | 1.0024 | 0.64721 | 0.57352 | 0.79686 | 52.25 | 0.99922 | 0.64566 | 0.57387 | 0.79482 | 52.25 | 0.97785 | 0.62069 | 0.57387 | 0.77422
| 52.2917 | 1.0055 | 0.64873 | 0.57352 | 0.79895 | 52.2917 | 1.0024 | 0.64719 | 0.57387 | 0.79691 | 52.2917 | 0.97467 | 0.61965 | 0.57387 | 0.77235
| 52.3333 | 1.0089 | 0.65008 | 0.57352 | 0.80103 | 52.3333 | 1.0057 | 0.64855 | 0.57387 | 0.799 | 52.3333 | 0.97134 | 0.61879 | 0.57387 | 0.77049
| 52.375 | 1.0121 | 0.65145 | 0.57352 | 0.80308 | 52.375 | 1.009 | 0.64993 | 0.57387 | 0.80105 | 52.375 | 0.9681 | 0.6179 | 0.57387 | 0.76865
| 52.4167 | 1.0152 | 0.65284 | 0.57352 | 0.80509 | 52.4167 | 1.0121 | 0.65133 | 0.57387 | 0.80307 | 52.4167 | 0.96497 | 0.61699 | 0.57387 | 0.76686
| 52.4583 | 1.0152 | 0.65265 | 0.57353 | 0.80501 | 52.4583 | 1.0152 | 0.65268 | 0.57387 | 0.80506 | 52.4583 | 0.96497 | 0.61763 | 0.57387 | 0.76714
| 52.5 | 1.0152 | 0.65247 | 0.57354 | 0.80493 | 52.5 | 1.0152 | 0.65249 | 0.57387 | 0.80498 | 52.5 | 0.96497 | 0.61828 | 0.57387 | 0.76743
| 52.5417 | 1.0152 | 0.65228 | 0.57356 | 0.80485 | 52.5417 | 1.0152 | 0.6523 | 0.57387 | 0.80489 | 52.5417 | 0.96497 | 0.61892 | 0.57387 | 0.76771
| 52.5833 | 1.0152 | 0.65209 | 0.57357 | 0.80477 | 52.5833 | 1.0152 | 0.65212 | 0.57387 | 0.80481 | 52.5833 | 0.96497 | 0.61956 | 0.57387 | 0.768
| 52.625 | 1.0152 | 0.65191 | 0.57359 | 0.80469 | 52.625 | 1.0152 | 0.65193 | 0.57387 | 0.80473 | 52.625 | 0.96497 | 0.6202 | 0.57387 | 0.76828
| 52.6667 | 1.0152 | 0.65172 | 0.5736 | 0.8046 | 52.6667 | 1.0152 | 0.65174 | 0.57387 | 0.80464 | 52.6667 | 0.96497 | 0.62084 | 0.57387 | 0.76857
| 52.7083 | 1.0152 | 0.65153 | 0.57362 | 0.80452 | 52.7083 | 1.0152 | 0.65156 | 0.57387 | 0.80456 | 52.7083 | 0.96497 | 0.62148 | 0.57387 | 0.76885
| 52.75 | 1.0152 | 0.65135 | 0.57363 | 0.80444 | 52.75 | 1.0152 | 0.65137 | 0.57387 | 0.80448 | 52.75 | 0.96832 | 0.62356 | 0.57387 | 0.77127
| 52.7917 | 1.0152 | 0.65116 | 0.57365 | 0.80436 | 52.7917 | 1.0152 | 0.65118 | 0.57387 | 0.80439 | 52.7917 | 0.97146 | 0.62571 | 0.57387 | 0.77362
| 52.8333 | 1.0152 | 0.65097 | 0.57367 | 0.80428 | 52.8333 | 1.0152 | 0.65099 | 0.57387 | 0.80431 | 52.8333 | 0.97447 | 0.62786 | 0.57387 | 0.77591
| 52.875 | 1.0152 | 0.65079 | 0.57368 | 0.8042 | 52.875 | 1.0152 | 0.65081 | 0.57387 | 0.80423 | 52.875 | 0.97736 | 0.63001 | 0.57387 | 0.77815
| 52.9167 | 1.0152 | 0.6506 | 0.5737 | 0.80412 | 52.9167 | 1.0152 | 0.65062 | 0.57387 | 0.80415 | 52.9167 | 0.98012 | 0.63213 | 0.57387 | 0.78032
| 52.9583 | 1.0152 | 0.65041 | 0.57372 | 0.80404 | 52.9583 | 1.0152 | 0.65043 | 0.57387 | 0.80406 | 52.9583 | 0.98287 | 0.63419 | 0.57387 | 0.78246
| 53 | 1.0152 | 0.65022 | 0.57374 | 0.80395 | 53 | 1.0152 | 0.65025 | 0.57387 | 0.80398 | 53 | 0.98563 | 0.63621 | 0.57388 | 0.78458
| 53.0417 | 1.0152 | 0.65004 | 0.57376 | 0.80387 | 53.0417 | 1.0152 | 0.65006 | 0.57387 | 0.8039 | 53.0417 | 0.98837 | 0.63818 | 0.57389 | 0.78668
| 53.0833 | 1.0152 | 0.64985 | 0.57385 | 0.8038 | 53.0833 | 1.0152 | 0.64987 | 0.57387 | 0.80381 | 53.0833 | 0.99111 | 0.6401 | 0.57386 | 0.78874
| 53.125 | 1.0152 | 0.64966 | 0.57382 | 0.80372 | 53.125 | 1.0152 | 0.64969 | 0.57387 | 0.80373 | 53.125 | 0.99384 | 0.64197 | 0.57387 | 0.79079
| 53.1667 | 1.0152 | 0.64948 | 0.57383 | 0.80363 | 53.1667 | 1.0152 | 0.6495 | 0.57387 | 0.80365 | 53.1667 | 0.99657 | 0.64379 | 0.57387 | 0.79281
| 53.2083 | 1.0152 | 0.64929 | 0.57383 | 0.80355 | 53.2083 | 1.0152 | 0.64931 | 0.57387 | 0.80356 | 53.2083 | 0.99941 | 0.64553 | 0.57387 | 0.79485
| 53.25 | 1.0152 | 0.6491 | 0.57383 | 0.80347 | 53.25 | 1.0152 | 0.64913 | 0.57387 | 0.80348 | 53.25 | 1.0024 | 0.64718 | 0.57387 | 0.79689
| 53.2917 | 1.0152 | 0.64892 | 0.57383 | 0.80338 | 53.2917 | 1.0152 | 0.64894 | 0.57387 | 0.8034 | 53.2917 | 1.0055 | 0.64867 | 0.57387 | 0.79897
| 53.3333 | 1.0152 | 0.64873 | 0.57383 | 0.8033 | 53.3333 | 1.0152 | 0.64875 | 0.57387 | 0.80332 | 53.3333 | 1.0089 | 0.64999 | 0.57387 | 0.80103
| 53.375 | 1.0152 | 0.64854 | 0.57383 | 0.80322 | 53.375 | 1.0152 | 0.64857 | 0.57387 | 0.80323 | 53.375 | 1.0121 | 0.65133 | 0.57387 | 0.80307
| 53.4167 | 1.0152 | 0.64836 | 0.57383 | 0.80314 | 53.4167 | 1.0152 | 0.64838 | 0.57387 | 0.80315 | 53.4167 | 1.0152 | 0.65269 | 0.57387 | 0.80506
| 53.4583 | 1.0152 | 0.64817 | 0.57383 | 0.80305 | 53.4583 | 1.0152 | 0.64819 | 0.57387 | 0.80307 | 53.4583 | 1.0152 | 0.6525 | 0.57387 | 0.80498
| 53.5 | 1.0152 | 0.64798 | 0.57383 | 0.80297 | 53.5 | 1.0152 | 0.64801 | 0.57387 | 0.80298 | 53.5 | 1.0152 | 0.65232 | 0.57387 | 0.8049
| 53.5417 | 1.0152 | 0.6478 | 0.57383 | 0.80289 | 53.5417 | 1.0152 | 0.64782 | 0.57387 | 0.8029 | 53.5417 | 1.0152 | 0.65213 | 0.57387 | 0.80482
| 53.5833 | 1.0152 | 0.64761 | 0.57383 | 0.8028 | 53.5833 | 1.0152 | 0.64763 | 0.57387 | 0.80282 | 53.5833 | 1.0152 | 0.65194 | 0.57387 | 0.80473
| 53.625 | 1.0152 | 0.64742 | 0.57383 | 0.80272 | 53.625 | 1.0152 | 0.64745 | 0.57387 | 0.80273 | 53.625 | 1.0152 | 0.65176 | 0.57387 | 0.80465
| 53.6667 | 1.0152 | 0.64724 | 0.57383 | 0.80264 | 53.6667 | 1.0152 | 0.64726 | 0.57387 | 0.80265 | 53.6667 | 1.0152 | 0.65157 | 0.57387 | 0.80457
| 53.7083 | 1.0152 | 0.64705 | 0.57383 | 0.80255 | 53.7083 | 1.0152 | 0.64707 | 0.57387 | 0.80257 | 53.7083 | 1.0152 | 0.65138 | 0.57387 | 0.80448
| 53.75 | 1.0152 | 0.64686 | 0.57383 | 0.80247 | 53.75 | 1.0152 | 0.64689 | 0.57387 | 0.80249 | 53.75 | 1.0152 | 0.6512 | 0.57387 | 0.8044
| 53.7917 | 1.0152 | 0.64668 | 0.57383 | 0.80239 | 53.7917 | 1.0152 | 0.6467 | 0.57387 | 0.8024 | 53.7917 | 1.0152 | 0.65101 | 0.57387 | 0.80432
| 53.8333 | 1.0152 | 0.64649 | 0.57383 | 0.80231 | 53.8333 | 1.0152 | 0.64651 | 0.57387 | 0.80232 | 53.8333 | 1.0152 | 0.65082 | 0.57387 | 0.80423
| 53.875 | 1.0152 | 0.6463 | 0.57383 | 0.80222 | 53.875 | 1.0152 | 0.64633 | 0.57387 | 0.80224 | 53.875 | 1.0152 | 0.65064 | 0.57387 | 0.80415
| 53.9167 | 1.0152 | 0.64612 | 0.57383 | 0.80214 | 53.9167 | 1.0152 | 0.64614 | 0.57387 | 0.80215 | 53.9167 | 1.0152 | 0.65045 | 0.57387 | 0.80407
| 53.9583 | 1.0152 | 0.64593 | 0.57383 | 0.80206 | 53.9583 | 1.0152 | 0.64595 | 0.57387 | 0.80207 | 53.9583 | 1.0152 | 0.65026 | 0.57387 | 0.80399
| 54 | 1.0152 | 0.64574 | 0.57383 | 0.80197 | 54 | 1.0152 | 0.64577 | 0.57387 | 0.80199 | 54 | 1.0152 | 0.65008 | 0.57387 | 0.8039
| 54.0417 | 1.0152 | 0.64556 | 0.57383 | 0.80189 | 54.0417 | 1.0152 | 0.64558 | 0.57387 | 0.8019 | 54.0417 | 1.0152 | 0.64989 | 0.57387 | 0.80382
| 54.0833 | 1.0152 | 0.64537 | 0.57386 | 0.80181 | 54.0833 | 1.0152 | 0.64539 | 0.57387 | 0.80182 | 54.0833 | 1.0152 | 0.6497 | 0.57386 | 0.80374
| 54.125 | 1.0152 | 0.64518 | 0.57385 | 0.80173 | 54.125 | 1.0152 | 0.64521 | 0.57387 | 0.80174 | 54.125 | 1.0152 | 0.64951 | 0.57386 | 0.80365
| 54.1667 | 1.0152 | 0.64499 | 0.57385 | 0.80164 | 54.1667 | 1.0152 | 0.64502 | 0.57387 | 0.80166 | 54.1667 | 1.0152 | 0.64933 | 0.57386 | 0.80357
| 54.2083 | 1.0152 | 0.64481 | 0.57385 | 0.80156 | 54.2083 | 1.0152 | 0.64483 | 0.57387 | 0.80157 | 54.2083 | 1.0152 | 0.64914 | 0.57386 | 0.80349
| 54.25 | 1.0152 | 0.64462 | 0.57385 | 0.80148 | 54.25 | 1.0152 | 0.64465 | 0.57387 | 0.80149 | 54.25 | 1.0152 | 0.64895 | 0.57386 | 0.8034
| 54.2917 | 1.0152 | 0.64443 | 0.57385 | 0.80139 | 54.2917 | 1.0152 | 0.64446 | 0.57387 | 0.80141 | 54.2917 | 1.0152 | 0.64877 | 0.57386 | 0.80332
| 54.3333 | 1.0152 | 0.64425 | 0.57385 | 0.80131 | 54.3333 | 1.0152 | 0.64427 | 0.57387 | 0.80132 | 54.3333 | 1.0152 | 0.64858 | 0.57386 | 0.80324
| 54.375 | 1.0152 | 0.64406 | 0.57385 | 0.80123 | 54.375 | 1.0152 | 0.64409 | 0.57387 | 0.80124 | 54.375 | 1.0152 | 0.64839 | 0.57386 | 0.80316
| 54.4167 | 1.0152 | 0.64387 | 0.57385 | 0.80115 | 54.4167 | 1.0152 | 0.6439 | 0.57387 | 0.80116 | 54.4167 | 1.0152 | 0.64821 | 0.57386 | 0.80307
| 54.4583 | 1.0152 | 0.64369 | 0.57385 | 0.80106 | 54.4583 | 1.0152 | 0.64371 | 0.57387 | 0.80107 | 54.4583 | 1.0152 | 0.64802 | 0.57386 | 0.80299
| 54.5 | 1.0152 | 0.6435 | 0.57385 | 0.80098 | 54.5 | 1.0152 | 0.64353 | 0.57387 | 0.80099 | 54.5 | 1.0152 | 0.64783 | 0.57386 | 0.80291
| 54.5417 | 1.0152 | 0.64331 | 0.57385 | 0.8009 | 54.5417 | 1.0152 | 0.64334 | 0.57387 | 0.80091 | 54.5417 | 1.0152 | 0.64765 | 0.57386 | 0.80282
| 54.5833 | 1.0152 | 0.64313 | 0.57385 | 0.80081 | 54.5833 | 1.0152 | 0.64315 | 0.57387 | 0.80083 | 54.5833 | 1.0152 | 0.64746 | 0.57386 | 0.80274
| 54.625 | 1.0152 | 0.64294 | 0.57385 | 0.80073 | 54.625 | 1.0152 | 0.64296 | 0.57387 | 0.80074 | 54.625 | 1.0152 | 0.64727 | 0.57386 | 0.80266
| 54.6667 | 1.0152 | 0.64275 | 0.57385 | 0.80065 | 54.6667 | 1.0152 | 0.64278 | 0.57387 | 0.80066 | 54.6667 | 1.0152 | 0.64709 | 0.57386 | 0.80257
| 54.7083 | 1.0152 | 0.64257 | 0.57385 | 0.80056 | 54.7083 | 1.0152 | 0.64259 | 0.57387 | 0.80058 | 54.7083 | 1.0152 | 0.6469 | 0.57386 | 0.80249
| 54.75 | 1.0152 | 0.64238 | 0.57385 | 0.80048 | 54.75 | 1.0152 | 0.6424 | 0.57387 | 0.80049 | 54.75 | 1.0152 | 0.64671 | 0.57386 | 0.80241
| 54.7917 | 1.0152 | 0.64219 | 0.57385 | 0.8004 | 54.7917 | 1.0152 | 0.64222 | 0.57387 | 0.80041 | 54.7917 | 1.0152 | 0.64653 | 0.57386 | 0.80233
| 54.8333 | 1.0152 | 0.64201 | 0.57385 | 0.80032 | 54.8333 | 1.0152 | 0.64203 | 0.57387 | 0.80033 | 54.8333 | 1.0152 | 0.64634 | 0.57386 | 0.80224
| 54.875 | 1.0152 | 0.64182 | 0.57385 | 0.80023 | 54.875 | 1.0152 | 0.64184 | 0.57387 | 0.80024 | 54.875 | 1.0152 | 0.64615 | 0.57386 | 0.80216
| 54.9167 | 1.0152 | 0.64163 | 0.57385 | 0.80015 | 54.9167 | 1.0152 | 0.64166 | 0.57387 | 0.80016 | 54.9167 | 1.0152 | 0.64597 | 0.57386 | 0.80208
| 54.9583 | 1.0152 | 0.64145 | 0.57385 | 0.80007 | 54.9583 | 1.0152 | 0.64147 | 0.57387 | 0.80008 | 54.9583 | 1.0152 | 0.64578 | 0.57386 | 0.80199
| 55 | 1.0152 | 0.64126 | 0.57385 | 0.79998 | 55 | 1.0152 | 0.64128 | 0.57387 | 0.8 | 55 | 1.0152 | 0.64559 | 0.57386 | 0.80191
| 55.0417 | 1.0152 | 0.64107 | 0.57385 | 0.7999 | 55.0417 | 1.0152 | 0.6411 | 0.57387 | 0.79991 | 55.0417 | 1.0152 | 0.64541 | 0.57386 | 0.80183
| 55.0833 | 1.0152 | 0.64089 | 0.57386 | 0.79982 | 55.0833 | 1.0152 | 0.64091 | 0.57387 | 0.79983 | 55.0833 | 1.0152 | 0.64522 | 0.57386 | 0.80174
| 55.125 | 1.0152 | 0.6407 | 0.57386 | 0.79974 | 55.125 | 1.0152 | 0.64072 | 0.57387 | 0.79975 | 55.125 | 1.0152 | 0.64503 | 0.57386 | 0.80166
| 55.1667 | 1.0152 | 0.64051 | 0.57386 | 0.79965 | 55.1667 | 1.0152 | 0.64054 | 0.57387 | 0.79966 | 55.1667 | 1.0152 | 0.64485 | 0.57386 | 0.80158
| 55.2083 | 1.0152 | 0.64033 | 0.57386 | 0.79957 | 55.2083 | 1.0152 | 0.64035 | 0.57387 | 0.79958 | 55.2083 | 1.0152 | 0.64466 | 0.57386 | 0.8015
| 55.25 | 1.0152 | 0.64014 | 0.57386 | 0.79949 | 55.25 | 1.0152 | 0.64016 | 0.57387 | 0.7995 | 55.25 | 1.0152 | 0.64447 | 0.57386 | 0.80141
| 55.2917 | 1.0152 | 0.63995 | 0.57386 | 0.7994 | 55.2917 | 1.0152 | 0.63998 | 0.57387 | 0.79941 | 55.2917 | 1.0152 | 0.64429 | 0.57386 | 0.80133
| 55.3333 | 1.0118 | 0.63837 | 0.57386 | 0.79718 | 55.3333 | 1.0152 | 0.63979 | 0.57387 | 0.79933 | 55.3333 | 1.0152 | 0.6441 | 0.57386 | 0.80125
| 55.375 | 1.0085 | 0.63677 | 0.57386 | 0.79499 | 55.375 | 1.0119 | 0.63818 | 0.57387 | 0.79714 | 55.375 | 1.0152 | 0.64391 | 0.57386 | 0.80116
| 55.4167 | 1.0053 | 0.63515 | 0.57386 | 0.79284 | 55.4167 | 1.0087 | 0.63656 | 0.57387 | 0.79499 | 55.4167 | 1.0152 | 0.64373 | 0.57386 | 0.80108
| 55.4583 | 1.0021 | 0.63358 | 0.57386 | 0.79072 | 55.4583 | 1.0055 | 0.63498 | 0.57387 | 0.79286 | 55.4583 | 1.0152 | 0.64354 | 0.57386 | 0.801
| 55.5 | 0.99886 | 0.63207 | 0.57386 | 0.78862 | 55.5 | 1.0023 | 0.63346 | 0.57387 | 0.79076 | 55.5 | 1.0152 | 0.64335 | 0.57386 | 0.80091
| 55.5417 | 0.99566 | 0.6306 | 0.57386 | 0.78654 | 55.5417 | 0.99908 | 0.63199 | 0.57387 | 0.78868 | 55.5417 | 1.0152 | 0.64317 | 0.57386 | 0.80083
| 55.5833 | 0.99246 | 0.62918 | 0.57386 | 0.78449 | 55.5833 | 0.99589 | 0.63057 | 0.57387 | 0.78663 | 55.5833 | 1.0152 | 0.64298 | 0.57386 | 0.80075
| 55.625 | 0.98917 | 0.62788 | 0.57386 | 0.78245 | 55.625 | 0.9926 | 0.62926 | 0.57387 | 0.78459 | 55.625 | 1.0152 | 0.64279 | 0.57386 | 0.80066
| 55.6667 | 0.98579 | 0.6267 | 0.57386 | 0.78043 | 55.6667 | 0.98921 | 0.62808 | 0.57387 | 0.78256 | 55.6667 | 1.0152 | 0.64261 | 0.57386 | 0.80058
| 55.7083 | 0.98233 | 0.62566 | 0.57386 | 0.77842 | 55.7083 | 0.98575 | 0.62703 | 0.57387 | 0.78055 | 55.7083 | 1.0152 | 0.64242 | 0.57386 | 0.8005
| 55.75 | 0.97903 | 0.62453 | 0.57386 | 0.77645 | 55.75 | 0.98245 | 0.62589 | 0.57387 | 0.77858 | 55.75 | 1.0152 | 0.64223 | 0.57385 | 0.80042
| 55.7917 | 0.97595 | 0.62331 | 0.57386 | 0.77454 | 55.7917 | 0.97937 | 0.62467 | 0.57387 | 0.77667 | 55.7917 | 1.0152 | 0.64205 | 0.57385 | 0.80033
| 55.8333 | 0.97298 | 0.6221 | 0.57386 | 0.77269 | 55.8333 | 0.97641 | 0.62345 | 0.57387 | 0.77481 | 55.8333 | 1.0152 | 0.64186 | 0.57385 | 0.80025
| 55.875 | 0.97014 | 0.6209 | 0.57386 | 0.77089 | 55.875 | 0.97356 | 0.62225 | 0.57387 | 0.77301 | 55.875 | 1.0152 | 0.64167 | 0.57385 | 0.80017
| 55.9167 | 0.96743 | 0.61972 | 0.57386 | 0.76916 | 55.9167 | 0.97085 | 0.62106 | 0.57387 | 0.77128 | 55.9167 | 1.0152 | 0.64148 | 0.57385 | 0.80008
| 55.9583 | 0.96472 | 0.61859 | 0.57386 | 0.76745 | 55.9583 | 0.96814 | 0.61993 | 0.57387 | 0.76957 | 55.9583 | 1.0152 | 0.6413 | 0.57385 | 0.8
| 56 | 0.96202 | 0.6175 | 0.57386 | 0.76577 | 56 | 0.96544 | 0.61884 | 0.57387 | 0.76789 | 56 | 1.0152 | 0.64111 | 0.57385 | 0.79992
| 56.0417 | 0.95932 | 0.61647 | 0.57386 | 0.76412 | 56.0417 | 0.96274 | 0.6178 | 0.57387 | 0.76623 | 56.0417 | 1.0152 | 0.64092 | 0.57385 | 0.79983
| 56.0833 | 0.95932 | 0.61715 | 0.57386 | 0.76442 | 56.0833 | 0.96274 | 0.61848 | 0.57387 | 0.76653 | 56.0833 | 1.0152 | 0.64074 | 0.57384 | 0.79975
| 56.125 | 0.95932 | 0.61783 | 0.57386 | 0.76472 | 56.125 | 0.96274 | 0.61917 | 0.57387 | 0.76683 | 56.125 | 1.0152 | 0.64055 | 0.57385 | 0.79967
| 56.1667 | 0.95932 | 0.61851 | 0.57386 | 0.76502 | 56.1667 | 0.96274 | 0.61985 | 0.57387 | 0.76714 | 56.1667 | 1.0152 | 0.64036 | 0.57384 | 0.79958
| 56.2083 | 0.95932 | 0.6192 | 0.57386 | 0.76533 | 56.2083 | 0.96274 | 0.62053 | 0.57387 | 0.76744 | 56.2083 | 1.0152 | 0.64018 | 0.57385 | 0.7995
| 56.25 | 0.95932 | 0.61988 | 0.57386 | 0.76563 | 56.25 | 0.96274 | 0.62121 | 0.57387 | 0.76774 | 56.25 | 1.0152 | 0.63999 | 0.57385 | 0.79942
| 56.2917 | 0.95932 | 0.62056 | 0.57386 | 0.76593 | 56.2917 | 0.96274 | 0.62189 | 0.57387 | 0.76804 | 56.2917 | 1.0152 | 0.6398 | 0.57385 | 0.79934
| 56.3333 | 0.96275 | 0.62263 | 0.57386 | 0.76838 | 56.3333 | 0.96274 | 0.62257 | 0.57387 | 0.76835 | 56.3333 | 1.0118 | 0.63826 | 0.57385 | 0.79713
| 56.375 | 0.96608 | 0.62473 | 0.57386 | 0.77079 | 56.375 | 0.96607 | 0.62467 | 0.57387 | 0.77076 | 56.375 | 1.0085 | 0.63669 | 0.57385 | 0.79496
| 56.4167 | 0.96929 | 0.62684 | 0.57386 | 0.77315 | 56.4167 | 0.96928 | 0.62679 | 0.57387 | 0.77313 | 56.4167 | 1.0053 | 0.63511 | 0.57385 | 0.79282
| 56.4583 | 0.9725 | 0.6289 | 0.57386 | 0.7755 | 56.4583 | 0.9725 | 0.62886 | 0.57387 | 0.77547 | 56.4583 | 1.0021 | 0.63357 | 0.57385 | 0.79072
| 56.5 | 0.97571 | 0.63092 | 0.57386 | 0.77782 | 56.5 | 0.9757 | 0.63087 | 0.57387 | 0.7778 | 56.5 | 0.99888 | 0.63209 | 0.57385 | 0.78863
| 56.5417 | 0.97891 | 0.63288 | 0.57386 | 0.78011 | 56.5417 | 0.9789 | 0.63284 | 0.57387 | 0.78009 | 56.5417 | 0.99568 | 0.63066 | 0.57385 | 0.78658
| 56.5833 | 0.9821 | 0.63479 | 0.57386 | 0.78238 | 56.5833 | 0.9821 | 0.63476 | 0.57387 | 0.78236 | 56.5833 | 0.99249 | 0.62927 | 0.57385 | 0.78455
| 56.625 | 0.98539 | 0.63659 | 0.57386 | 0.78464 | 56.625 | 0.98539 | 0.63656 | 0.57387 | 0.78463 | 56.625 | 0.9892 | 0.62801 | 0.57385 | 0.78252
| 56.6667 | 0.98877 | 0.63826 | 0.57386 | 0.78689 | 56.6667 | 0.98877 | 0.63823 | 0.57387 | 0.78687 | 56.6667 | 0.98583 | 0.62687 | 0.57385 | 0.78051
| 56.7083 | 0.99224 | 0.63979 | 0.57386 | 0.78911 | 56.7083 | 0.99223 | 0.63977 | 0.57386 | 0.7891 | 56.7083 | 0.98237 | 0.62586 | 0.57385 | 0.77853
| 56.75 | 0.99553 | 0.64142 | 0.57386 | 0.7913 | 56.75 | 0.99553 | 0.64141 | 0.57386 | 0.79129 | 56.75 | 0.97907 | 0.62476 | 0.57385 | 0.77658
| 56.7917 | 0.99861 | 0.64313 | 0.57386 | 0.79343 | 56.7917 | 0.99861 | 0.64312 | 0.57386 | 0.79342 | 56.7917 | 0.976 | 0.62358 | 0.57385 | 0.77468
| 56.8333 | 1.0016 | 0.64484 | 0.57386 | 0.7955 | 56.8333 | 1.0016 | 0.64483 | 0.57386 | 0.7955 | 56.8333 | 0.97304 | 0.6224 | 0.57386 | 0.77285
| 56.875 | 1.0044 | 0.64653 | 0.57386 | 0.79752 | 56.875 | 1.0044 | 0.64653 | 0.57386 | 0.79752 | 56.875 | 0.9702 | 0.62123 | 0.57386 | 0.77107
| 56.9167 | 1.0071 | 0.64821 | 0.57386 | 0.79947 | 56.9167 | 1.0071 | 0.64821 | 0.57386 | 0.79947 | 56.9167 | 0.96749 | 0.62009 | 0.57386 | 0.76935
| 56.9583 | 1.0098 | 0.64983 | 0.57386 | 0.80139 | 56.9583 | 1.0098 | 0.64984 | 0.57386 | 0.8014 | 56.9583 | 0.96479 | 0.61899 | 0.57386 | 0.76766
| 57 | 1.0125 | 0.65141 | 0.57386 | 0.8033 | 57 | 1.0125 | 0.65142 | 0.57386 | 0.8033 | 57 | 0.96209 | 0.61795 | 0.57386 | 0.766
| 57.0417 | 1.0152 | 0.65293 | 0.57386 | 0.80517 | 57.0417 | 1.0152 | 0.65295 | 0.57386 | 0.80518 | 57.0417 | 0.96209 | 0.61863 | 0.57385 | 0.7663
| 57.0833 | 1.0152 | 0.65275 | 0.57386 | 0.80509 | 57.0833 | 1.0152 | 0.65277 | 0.57386 | 0.8051 | 57.0833 | 0.96209 | 0.61932 | 0.57376 | 0.7666
| 57.125 | 1.0152 | 0.65256 | 0.57386 | 0.80501 | 57.125 | 1.0152 | 0.65258 | 0.57386 | 0.80502 | 57.125 | 0.96209 | 0.62 | 0.57378 | 0.7669
| 57.1667 | 1.0152 | 0.65237 | 0.57386 | 0.80492 | 57.1667 | 1.0152 | 0.65239 | 0.57386 | 0.80493 | 57.1667 | 0.96209 | 0.62069 | 0.57378 | 0.76721
| 57.2083 | 1.0152 | 0.65219 | 0.57386 | 0.80484 | 57.2083 | 1.0152 | 0.65221 | 0.57386 | 0.80485 | 57.2083 | 0.96209 | 0.62137 | 0.57378 | 0.76751
| 57.25 | 1.0152 | 0.652 | 0.57386 | 0.80476 | 57.25 | 1.0152 | 0.65202 | 0.57386 | 0.80477 | 57.25 | 0.96209 | 0.62206 | 0.57378 | 0.76782
| 57.2917 | 1.0152 | 0.65181 | 0.57386 | 0.80467 | 57.2917 | 1.0152 | 0.65183 | 0.57386 | 0.80468 | 57.2917 | 0.96209 | 0.62275 | 0.57378 | 0.76812
| 57.3333 | 1.0152 | 0.65163 | 0.57386 | 0.80459 | 57.3333 | 1.0152 | 0.65165 | 0.57386 | 0.8046 | 57.3333 | 0.96551 | 0.62479 | 0.57378 | 0.77055
| 57.375 | 1.0152 | 0.65144 | 0.57386 | 0.80451 | 57.375 | 1.0152 | 0.65146 | 0.57386 | 0.80452 | 57.375 | 0.96883 | 0.62685 | 0.57378 | 0.77295
| 57.4167 | 1.0152 | 0.65125 | 0.57386 | 0.80443 | 57.4167 | 1.0152 | 0.65127 | 0.57386 | 0.80443 | 57.4167 | 0.97204 | 0.62894 | 0.57378 | 0.7753
| 57.4583 | 1.0152 | 0.65107 | 0.57386 | 0.80434 | 57.4583 | 1.0152 | 0.65109 | 0.57386 | 0.80435 | 57.4583 | 0.97525 | 0.63097 | 0.57378 | 0.77763
| 57.5 | 1.0152 | 0.65088 | 0.57386 | 0.80426 | 57.5 | 1.0152 | 0.6509 | 0.57386 | 0.80427 | 57.5 | 0.97845 | 0.63295 | 0.57378 | 0.77993
| 57.5417 | 1.0152 | 0.65069 | 0.57386 | 0.80418 | 57.5417 | 1.0152 | 0.65071 | 0.57386 | 0.80419 | 57.5417 | 0.98165 | 0.63489 | 0.57378 | 0.78221
| 57.5833 | 1.0152 | 0.65051 | 0.57386 | 0.80409 | 57.5833 | 1.0152 | 0.65053 | 0.57386 | 0.8041 | 57.5833 | 0.98484 | 0.63677 | 0.57378 | 0.78447
| 57.625 | 1.0152 | 0.65032 | 0.57386 | 0.80401 | 57.625 | 1.0152 | 0.65034 | 0.57386 | 0.80402 | 57.625 | 0.98812 | 0.63853 | 0.57378 | 0.78671
| 57.6667 | 1.0152 | 0.65013 | 0.57386 | 0.80393 | 57.6667 | 1.0152 | 0.65015 | 0.57386 | 0.80394 | 57.6667 | 0.9915 | 0.64017 | 0.57378 | 0.78894
| 57.7083 | 1.0152 | 0.64994 | 0.57386 | 0.80384 | 57.7083 | 1.0152 | 0.64997 | 0.57386 | 0.80385 | 57.7083 | 0.99496 | 0.64168 | 0.57378 | 0.79115
| 57.75 | 1.0152 | 0.64976 | 0.57386 | 0.80376 | 57.75 | 1.0152 | 0.64978 | 0.57386 | 0.80377 | 57.75 | 0.99825 | 0.64328 | 0.57378 | 0.79332
| 57.7917 | 1.0152 | 0.64957 | 0.57386 | 0.80368 | 57.7917 | 1.0152 | 0.64959 | 0.57386 | 0.80369 | 57.7917 | 1.0013 | 0.64496 | 0.57377 | 0.79543
| 57.8333 | 1.0152 | 0.64938 | 0.57386 | 0.8036 | 57.8333 | 1.0152 | 0.64941 | 0.57386 | 0.80361 | 57.8333 | 1.0043 | 0.64663 | 0.57377 | 0.7975
| 57.875 | 1.0152 | 0.6492 | 0.57386 | 0.80351 | 57.875 | 1.0152 | 0.64922 | 0.57386 | 0.80352 | 57.875 | 1.0071 | 0.6483 | 0.57377 | 0.7995
| 57.9167 | 1.0152 | 0.64901 | 0.57386 | 0.80343 | 57.9167 | 1.0152 | 0.64903 | 0.57386 | 0.80344 | 57.9167 | 1.0098 | 0.64994 | 0.57377 | 0.80143
| 57.9583 | 1.0152 | 0.64882 | 0.57386 | 0.80335 | 57.9583 | 1.0152 | 0.64885 | 0.57386 | 0.80336 | 57.9583 | 1.0125 | 0.65154 | 0.57377 | 0.80334
| 58 | 1.0152 | 0.64864 | 0.57386 | 0.80326 | 58 | 1.0152 | 0.64866 | 0.57386 | 0.80327 | 58 | 1.0152 | 0.65308 | 0.57377 | 0.80523
| 58.0417 | 1.0152 | 0.64845 | 0.57386 | 0.80318 | 58.0417 | 1.0152 | 0.64847 | 0.57386 | 0.80319 | 58.0417 | 1.0152 | 0.6529 | 0.57379 | 0.80515
| 58.0833 | 1.0152 | 0.64826 | 0.57386 | 0.8031 | 58.0833 | 1.0152 | 0.64829 | 0.57387 | 0.80311 | 58.0833 | 1.0152 | 0.65271 | 0.57386 | 0.80507
| 58.125 | 1.0152 | 0.64808 | 0.57386 | 0.80301 | 58.125 | 1.0152 | 0.6481 | 0.57387 | 0.80302 | 58.125 | 1.0152 | 0.65252 | 0.57384 | 0.80499
| 58.1667 | 1.0152 | 0.64789 | 0.57386 | 0.80293 | 58.1667 | 1.0152 | 0.64791 | 0.57387 | 0.80294 | 58.1667 | 1.0152 | 0.65234 | 0.57384 | 0.80491
| 58.2083 | 1.0152 | 0.6477 | 0.57386 | 0.80285 | 58.2083 | 1.0152 | 0.64773 | 0.57387 | 0.80286 | 58.2083 | 1.0152 | 0.65215 | 0.57384 | 0.80482
| 58.25 | 1.0152 | 0.64752 | 0.57386 | 0.80277 | 58.25 | 1.0152 | 0.64754 | 0.57387 | 0.80278 | 58.25 | 1.0152 | 0.65196 | 0.57384 | 0.80474
| 58.2917 | 1.0152 | 0.64733 | 0.57386 | 0.80268 | 58.2917 | 1.0152 | 0.64735 | 0.57387 | 0.80269 | 58.2917 | 1.0152 | 0.65178 | 0.57384 | 0.80466
| 58.3333 | 1.0152 | 0.64714 | 0.57386 | 0.8026 | 58.3333 | 1.0152 | 0.64716 | 0.57387 | 0.80261 | 58.3333 | 1.0152 | 0.65159 | 0.57384 | 0.80457
| 58.375 | 1.0152 | 0.64696 | 0.57386 | 0.80252 | 58.375 | 1.0152 | 0.64698 | 0.57387 | 0.80253 | 58.375 | 1.0152 | 0.6514 | 0.57384 | 0.80449
| 58.4167 | 1.0152 | 0.64677 | 0.57386 | 0.80243 | 58.4167 | 1.0152 | 0.64679 | 0.57387 | 0.80244 | 58.4167 | 1.0152 | 0.65122 | 0.57384 | 0.80441
| 58.4583 | 1.0152 | 0.64658 | 0.57386 | 0.80235 | 58.4583 | 1.0152 | 0.6466 | 0.57387 | 0.80236 | 58.4583 | 1.0152 | 0.65103 | 0.57384 | 0.80432
| 58.5 | 1.0152 | 0.6464 | 0.57386 | 0.80227 | 58.5 | 1.0152 | 0.64642 | 0.57387 | 0.80228 | 58.5 | 1.0152 | 0.65084 | 0.57384 | 0.80424
| 58.5417 | 1.0152 | 0.64621 | 0.57386 | 0.80218 | 58.5417 | 1.0152 | 0.64623 | 0.57387 | 0.80219 | 58.5417 | 1.0152 | 0.65066 | 0.57384 | 0.80416
| 58.5833 | 1.0152 | 0.64602 | 0.57386 | 0.8021 | 58.5833 | 1.0152 | 0.64604 | 0.57387 | 0.80211 | 58.5833 | 1.0152 | 0.65047 | 0.57384 | 0.80408
| 58.625 | 1.0152 | 0.64584 | 0.57386 | 0.80202 | 58.625 | 1.0152 | 0.64586 | 0.57387 | 0.80203 | 58.625 | 1.0152 | 0.65028 | 0.57384 | 0.80399
| 58.6667 | 1.0152 | 0.64565 | 0.57386 | 0.80194 | 58.6667 | 1.0152 | 0.64567 | 0.57387 | 0.80195 | 58.6667 | 1.0152 | 0.6501 | 0.57384 | 0.80391
| 58.7083 | 1.0152 | 0.64546 | 0.57386 | 0.80185 | 58.7083 | 1.0152 | 0.64548 | 0.57387 | 0.80186 | 58.7083 | 1.0152 | 0.64991 | 0.57384 | 0.80383
| 58.75 | 1.0152 | 0.64528 | 0.57386 | 0.80177 | 58.75 | 1.0152 | 0.6453 | 0.57387 | 0.80178 | 58.75 | 1.0152 | 0.64972 | 0.57384 | 0.80374
| 58.7917 | 1.0152 | 0.64509 | 0.57386 | 0.80169 | 58.7917 | 1.0152 | 0.64511 | 0.57387 | 0.8017 | 58.7917 | 1.0152 | 0.64954 | 0.57384 | 0.80366
| 58.8333 | 1.0152 | 0.6449 | 0.57386 | 0.8016 | 58.8333 | 1.0152 | 0.64492 | 0.57387 | 0.80161 | 58.8333 | 1.0152 | 0.64935 | 0.57384 | 0.80358
| 58.875 | 1.0152 | 0.64472 | 0.57386 | 0.80152 | 58.875 | 1.0152 | 0.64474 | 0.57387 | 0.80153 | 58.875 | 1.0152 | 0.64916 | 0.57384 | 0.80349
| 58.9167 | 1.0152 | 0.64453 | 0.57386 | 0.80144 | 58.9167 | 1.0152 | 0.64455 | 0.57387 | 0.80145 | 58.9167 | 1.0152 | 0.64898 | 0.57384 | 0.80341
| 58.9583 | 1.0152 | 0.64434 | 0.57386 | 0.80135 | 58.9583 | 1.0152 | 0.64436 | 0.57387 | 0.80136 | 58.9583 | 1.0152 | 0.64879 | 0.57384 | 0.80333
| 59 | 1.0152 | 0.64416 | 0.57386 | 0.80127 | 59 | 1.0152 | 0.64418 | 0.57387 | 0.80128 | 59 | 1.0152 | 0.6486 | 0.57384 | 0.80325
| 59.0417 | 1.0152 | 0.64397 | 0.57386 | 0.80119 | 59.0417 | 1.0152 | 0.64399 | 0.57387 | 0.8012 | 59.0417 | 1.0152 | 0.64842 | 0.57384 | 0.80316
| 59.0833 | 1.0152 | 0.64378 | 0.57386 | 0.80111 | 59.0833 | 1.0152 | 0.6438 | 0.57387 | 0.80112 | 59.0833 | 1.0152 | 0.64823 | 0.57386 | 0.80308
| 59.125 | 1.0152 | 0.6436 | 0.57386 | 0.80102 | 59.125 | 1.0152 | 0.64362 | 0.57387 | 0.80103 | 59.125 | 1.0152 | 0.64804 | 0.57385 | 0.803
| 59.1667 | 1.0152 | 0.64341 | 0.57387 | 0.80094 | 59.1667 | 1.0152 | 0.64343 | 0.57387 | 0.80095 | 59.1667 | 1.0152 | 0.64786 | 0.57386 | 0.80292
| 59.2083 | 1.0152 | 0.64322 | 0.57394 | 0.80086 | 59.2083 | 1.0152 | 0.64324 | 0.57392 | 0.80087 | 59.2083 | 1.0152 | 0.64767 | 0.57386 | 0.80283
| 59.25 | 1.0152 | 0.64303 | 0.57392 | 0.80078 | 59.25 | 1.0152 | 0.64306 | 0.57397 | 0.80079 | 59.25 | 1.0152 | 0.64748 | 0.57386 | 0.80275
| 59.2917 | 1.0152 | 0.64285 | 0.57392 | 0.8007 | 59.2917 | 1.0152 | 0.64287 | 0.57397 | 0.80071 | 59.2917 | 1.0152 | 0.6473 | 0.57386 | 0.80267
| 59.3333 | 1.0152 | 0.64266 | 0.57392 | 0.80061 | 59.3333 | 1.0152 | 0.64268 | 0.57397 | 0.80063 | 59.3333 | 1.0152 | 0.64711 | 0.57386 | 0.80258
| 59.375 | 1.0152 | 0.64247 | 0.57392 | 0.80053 | 59.375 | 1.0152 | 0.64249 | 0.57397 | 0.80054 | 59.375 | 1.0152 | 0.64692 | 0.57386 | 0.8025
| 59.4167 | 1.0152 | 0.64229 | 0.57392 | 0.80045 | 59.4167 | 1.0152 | 0.64231 | 0.57397 | 0.80046 | 59.4167 | 1.0152 | 0.64674 | 0.57386 | 0.80242
| 59.4583 | 1.0152 | 0.6421 | 0.57392 | 0.80036 | 59.4583 | 1.0152 | 0.64212 | 0.57397 | 0.80038 | 59.4583 | 1.0152 | 0.64655 | 0.57386 | 0.80233
| 59.5 | 1.0152 | 0.64191 | 0.57392 | 0.80028 | 59.5 | 1.0152 | 0.64193 | 0.57397 | 0.8003 | 59.5 | 1.0152 | 0.64636 | 0.57386 | 0.80225
| 59.5417 | 1.0152 | 0.64172 | 0.57393 | 0.8002 | 59.5417 | 1.0152 | 0.64175 | 0.57397 | 0.80021 | 59.5417 | 1.0152 | 0.64618 | 0.57386 | 0.80217
| 59.5833 | 1.0152 | 0.64154 | 0.57393 | 0.80011 | 59.5833 | 1.0152 | 0.64156 | 0.57397 | 0.80013 | 59.5833 | 1.0152 | 0.64599 | 0.57386 | 0.80209
| 59.625 | 1.0152 | 0.64135 | 0.57393 | 0.80003 | 59.625 | 1.0152 | 0.64137 | 0.57397 | 0.80005 | 59.625 | 1.0152 | 0.6458 | 0.57386 | 0.802
| 59.6667 | 1.0152 | 0.64116 | 0.57393 | 0.79995 | 59.6667 | 1.0152 | 0.64119 | 0.57397 | 0.79996 | 59.6667 | 1.0152 | 0.64561 | 0.57386 | 0.80192
| 59.7083 | 1.0152 | 0.64098 | 0.57393 | 0.79987 | 59.7083 | 1.0152 | 0.641 | 0.57397 | 0.79988 | 59.7083 | 1.0152 | 0.64543 | 0.57386 | 0.80184
| 59.75 | 1.0152 | 0.64079 | 0.57393 | 0.79978 | 59.75 | 1.0152 | 0.64081 | 0.57397 | 0.7998 | 59.75 | 1.0152 | 0.64524 | 0.57386 | 0.80175
| 59.7917 | 1.0152 | 0.6406 | 0.57394 | 0.7997 | 59.7917 | 1.0152 | 0.64063 | 0.57397 | 0.79971 | 59.7917 | 1.0152 | 0.64505 | 0.57386 | 0.80167
| 59.8333 | 1.0122 | 0.6388 | 0.57394 | 0.79755 | 59.8333 | 1.0122 | 0.63882 | 0.57396 | 0.79756 | 59.8333 | 1.0152 | 0.64487 | 0.57386 | 0.80159
| 59.875 | 1.0093 | 0.637 | 0.57394 | 0.79547 | 59.875 | 1.0093 | 0.63702 | 0.57396 | 0.79548 | 59.875 | 1.0152 | 0.64468 | 0.57386 | 0.8015
| 59.9167 | 1.0065 | 0.63523 | 0.57394 | 0.79345 | 59.9167 | 1.0065 | 0.63524 | 0.57396 | 0.79346 | 59.9167 | 1.0152 | 0.64449 | 0.57386 | 0.80142
| 59.9583 | 1.0038 | 0.63351 | 0.57394 | 0.79146 | 59.9583 | 1.0038 | 0.63352 | 0.57396 | 0.79146 | 59.9583 | 1.0152 | 0.64431 | 0.57386 | 0.80134
| 60 | 1.001 | 0.63184 | 0.57394 | 0.78949 | 60 | 1.001 | 0.63184 | 0.57396 | 0.78949 | 60 | 1.0152 | 0.64412 | 0.57386 | 0.80126
| 60.0417 | 0.99827 | 0.63022 | 0.57395 | 0.78755 | 60.0417 | 0.99826 | 0.63022 | 0.57396 | 0.78754 | 60.0417 | 1.0152 | 0.64393 | 0.57386 | 0.80117
| 60.0833 | 0.99552 | 0.62865 | 0.57389 | 0.78562 | 60.0833 | 0.99552 | 0.62864 | 0.57388 | 0.78561 | 60.0833 | 1.0152 | 0.64375 | 0.57386 | 0.80109
| 60.125 | 0.99278 | 0.62713 | 0.57391 | 0.78373 | 60.125 | 0.99277 | 0.62712 | 0.57391 | 0.78372 | 60.125 | 1.0152 | 0.64356 | 0.57386 | 0.80101
| 60.1667 | 0.99004 | 0.62566 | 0.5739 | 0.78186 | 60.1667 | 0.99004 | 0.62564 | 0.57389 | 0.78185 | 60.1667 | 1.0152 | 0.64337 | 0.57386 | 0.80092
| 60.2083 | 0.98719 | 0.62427 | 0.57383 | 0.77996 | 60.2083 | 0.98718 | 0.62425 | 0.57385 | 0.77995 | 60.2083 | 1.0152 | 0.64319 | 0.57386 | 0.80084
| 60.25 | 0.98422 | 0.62297 | 0.57385 | 0.77807 | 60.25 | 0.98421 | 0.62294 | 0.5738 | 0.77805 | 60.25 | 1.0152 | 0.643 | 0.57386 | 0.80076
| 60.2917 | 0.98104 | 0.62183 | 0.57385 | 0.77615 | 60.2917 | 0.98103 | 0.62179 | 0.5738 | 0.77612 | 60.2917 | 1.0152 | 0.64281 | 0.57386 | 0.80067
| 60.3333 | 0.97769 | 0.62086 | 0.57385 | 0.77423 | 60.3333 | 0.97768 | 0.62082 | 0.5738 | 0.7742 | 60.3333 | 1.0152 | 0.64263 | 0.57386 | 0.80059
| 60.375 | 0.97444 | 0.61987 | 0.57385 | 0.77234 | 60.375 | 0.97443 | 0.61982 | 0.5738 | 0.77231 | 60.375 | 1.0152 | 0.64244 | 0.57386 | 0.80051
| 60.4167 | 0.9713 | 0.61886 | 0.57385 | 0.7705 | 60.4167 | 0.97129 | 0.61881 | 0.5738 | 0.77047 | 60.4167 | 1.0152 | 0.64225 | 0.57386 | 0.80043
| 60.4583 | 0.96816 | 0.6179 | 0.57385 | 0.76868 | 60.4583 | 0.96815 | 0.61785 | 0.5738 | 0.76865 | 60.4583 | 1.0152 | 0.64207 | 0.57386 | 0.80034
| 60.5 | 0.96503 | 0.61699 | 0.57384 | 0.76688 | 60.5 | 0.96502 | 0.61693 | 0.5738 | 0.76685 | 60.5 | 1.0152 | 0.64188 | 0.57386 | 0.80026
| 60.5417 | 0.96503 | 0.61763 | 0.57384 | 0.76717 | 60.5417 | 0.96502 | 0.61757 | 0.5738 | 0.76713 | 60.5417 | 1.0152 | 0.64169 | 0.57386 | 0.80018
| 60.5833 | 0.96503 | 0.61828 | 0.57384 | 0.76745 | 60.5833 | 0.96502 | 0.61821 | 0.5738 | 0.76742 | 60.5833 | 1.0152 | 0.64151 | 0.57386 | 0.80009
| 60.625 | 0.96503 | 0.61892 | 0.57384 | 0.76774 | 60.625 | 0.96502 | 0.61885 | 0.5738 | 0.7677 | 60.625 | 1.0152 | 0.64132 | 0.57386 | 0.80001
| 60.6667 | 0.96503 | 0.61956 | 0.57384 | 0.76802 | 60.6667 | 0.96502 | 0.6195 | 0.5738 | 0.76799 | 60.6667 | 1.0152 | 0.64113 | 0.57386 | 0.79993
| 60.7083 | 0.96503 | 0.6202 | 0.57384 | 0.76831 | 60.7083 | 0.96502 | 0.62014 | 0.5738 | 0.76827 | 60.7083 | 1.0152 | 0.64095 | 0.57386 | 0.79984
| 60.75 | 0.96503 | 0.62084 | 0.57384 | 0.76859 | 60.75 | 0.96502 | 0.62078 | 0.5738 | 0.76856 | 60.75 | 1.0152 | 0.64076 | 0.57386 | 0.79976
| 60.7917 | 0.96503 | 0.62148 | 0.57383 | 0.76888 | 60.7917 | 0.96502 | 0.62142 | 0.5738 | 0.76884 | 60.7917 | 1.0152 | 0.64057 | 0.57386 | 0.79968
| 60.8333 | 0.96806 | 0.62374 | 0.57383 | 0.77122 | 60.8333 | 0.96805 | 0.62368 | 0.5738 | 0.77119 | 60.8333 | 1.0122 | 0.63878 | 0.57386 | 0.79754
| 60.875 | 0.97096 | 0.62599 | 0.57383 | 0.77351 | 60.875 | 0.97095 | 0.62593 | 0.5738 | 0.77348 | 60.875 | 1.0093 | 0.637 | 0.57386 | 0.79546
| 60.9167 | 0.97373 | 0.62821 | 0.57383 | 0.77573 | 60.9167 | 0.97372 | 0.62816 | 0.57381 | 0.7757 | 60.9167 | 1.0065 | 0.63524 | 0.57386 | 0.79345
| 60.9583 | 0.97649 | 0.63039 | 0.57383 | 0.77793 | 60.9583 | 0.97649 | 0.63034 | 0.57381 | 0.7779 | 60.9583 | 1.0038 | 0.63354 | 0.57386 | 0.79146
| 61 | 0.97925 | 0.63251 | 0.57383 | 0.7801 | 61 | 0.97924 | 0.63247 | 0.57381 | 0.78007 | 61 | 1.001 | 0.63188 | 0.57386 | 0.7895
| 61.0417 | 0.982 | 0.63458 | 0.57382 | 0.78224 | 61.0417 | 0.982 | 0.63455 | 0.57381 | 0.78222 | 61.0417 | 0.99828 | 0.63027 | 0.57386 | 0.78756
| 61.0833 | 0.98475 | 0.63661 | 0.57386 | 0.78437 | 61.0833 | 0.98475 | 0.63658 | 0.57386 | 0.78435 | 61.0833 | 0.99553 | 0.62872 | 0.57386 | 0.78565
| 61.125 | 0.98749 | 0.63858 | 0.57385 | 0.78646 | 61.125 | 0.98749 | 0.63856 | 0.57384 | 0.78645 | 61.125 | 0.99279 | 0.62721 | 0.57388 | 0.78377
| 61.1667 | 0.99023 | 0.6405 | 0.57385 | 0.78853 | 61.1667 | 0.99023 | 0.64048 | 0.57385 | 0.78852 | 61.1667 | 0.99005 | 0.62576 | 0.57388 | 0.7819
| 61.2083 | 0.99309 | 0.64235 | 0.57385 | 0.79062 | 61.2083 | 0.99308 | 0.64234 | 0.57385 | 0.79061 | 61.2083 | 0.9872 | 0.62438 | 0.57388 | 0.78002
| 61.25 | 0.99605 | 0.6441 | 0.57385 | 0.79272 | 61.25 | 0.99605 | 0.6441 | 0.57385 | 0.79271 | 61.25 | 0.98424 | 0.62309 | 0.57388 | 0.77813
| 61.2917 | 0.99923 | 0.6457 | 0.57385 | 0.79484 | 61.2917 | 0.99923 | 0.6457 | 0.57385 | 0.79484 | 61.2917 | 0.98105 | 0.62196 | 0.57388 | 0.77621
| 61.3333 | 1.0026 | 0.64712 | 0.57385 | 0.79696 | 61.3333 | 1.0026 | 0.64712 | 0.57385 | 0.79696 | 61.3333 | 0.97771 | 0.62101 | 0.57388 | 0.7743
| 61.375 | 1.0058 | 0.64857 | 0.57385 | 0.79905 | 61.375 | 1.0058 | 0.64858 | 0.57385 | 0.79905 | 61.375 | 0.97446 | 0.62003 | 0.57388 | 0.77243
| 61.4167 | 1.009 | 0.65003 | 0.57385 | 0.8011 | 61.4167 | 1.009 | 0.65004 | 0.57385 | 0.8011 | 61.4167 | 0.97132 | 0.61903 | 0.57388 | 0.77059
| 61.4583 | 1.0121 | 0.65144 | 0.57385 | 0.80312 | 61.4583 | 1.0121 | 0.65146 | 0.57385 | 0.80312 | 61.4583 | 0.96819 | 0.61808 | 0.57388 | 0.76877
| 61.5 | 1.0152 | 0.65281 | 0.57385 | 0.80512 | 61.5 | 1.0152 | 0.65283 | 0.57385 | 0.80512 | 61.5 | 0.96506 | 0.61719 | 0.57388 | 0.76698
| 61.5417 | 1.0152 | 0.65262 | 0.57385 | 0.80503 | 61.5417 | 1.0152 | 0.65264 | 0.57385 | 0.80504 | 61.5417 | 0.96506 | 0.61783 | 0.57388 | 0.76727
| 61.5833 | 1.0152 | 0.65243 | 0.57385 | 0.80495 | 61.5833 | 1.0152 | 0.65246 | 0.57385 | 0.80496 | 61.5833 | 0.96506 | 0.61847 | 0.57388 | 0.76755
| 61.625 | 1.0152 | 0.65225 | 0.57385 | 0.80487 | 61.625 | 1.0152 | 0.65227 | 0.57385 | 0.80488 | 61.625 | 0.96506 | 0.6191 | 0.57388 | 0.76784
| 61.6667 | 1.0152 | 0.65206 | 0.57385 | 0.80478 | 61.6667 | 1.0152 | 0.65208 | 0.57385 | 0.80479 | 61.6667 | 0.96506 | 0.61974 | 0.57388 | 0.76812
| 61.7083 | 1.0152 | 0.65187 | 0.57385 | 0.8047 | 61.7083 | 1.0152 | 0.6519 | 0.57385 | 0.80471 | 61.7083 | 0.96506 | 0.62038 | 0.57388 | 0.7684
| 61.75 | 1.0152 | 0.65169 | 0.57385 | 0.80462 | 61.75 | 1.0152 | 0.65171 | 0.57385 | 0.80463 | 61.75 | 0.96506 | 0.62102 | 0.57388 | 0.76869
| 61.7917 | 1.0152 | 0.6515 | 0.57385 | 0.80453 | 61.7917 | 1.0152 | 0.65152 | 0.57385 | 0.80454 | 61.7917 | 0.96506 | 0.62166 | 0.57388 | 0.76897
| 61.8333 | 1.0152 | 0.65131 | 0.57385 | 0.80445 | 61.8333 | 1.0152 | 0.65134 | 0.57385 | 0.80446 | 61.8333 | 0.96808 | 0.6239 | 0.57388 | 0.77131
| 61.875 | 1.0152 | 0.65113 | 0.57385 | 0.80437 | 61.875 | 1.0152 | 0.65115 | 0.57385 | 0.80438 | 61.875 | 0.97098 | 0.62614 | 0.57388 | 0.77359
| 61.9167 | 1.0152 | 0.65094 | 0.57386 | 0.80429 | 61.9167 | 1.0152 | 0.65096 | 0.57385 | 0.8043 | 61.9167 | 0.97375 | 0.62835 | 0.57388 | 0.77581
| 61.9583 | 1.0152 | 0.65075 | 0.57386 | 0.8042 | 61.9583 | 1.0152 | 0.65078 | 0.57385 | 0.80421 | 61.9583 | 0.97651 | 0.6305 | 0.57388 | 0.77799
| 62 | 1.0152 | 0.65057 | 0.57385 | 0.80412 | 62 | 1.0152 | 0.65059 | 0.57385 | 0.80413 | 62 | 0.97927 | 0.63261 | 0.57388 | 0.78016
| 62.0417 | 1.0152 | 0.65038 | 0.57386 | 0.80404 | 62.0417 | 1.0152 | 0.6504 | 0.57385 | 0.80405 | 62.0417 | 0.98202 | 0.63467 | 0.57388 | 0.78229
| 62.0833 | 1.0152 | 0.65019 | 0.5739 | 0.80396 | 62.0833 | 1.0152 | 0.65021 | 0.57391 | 0.80397 | 62.0833 | 0.98477 | 0.63668 | 0.57386 | 0.78441
| 62.125 | 1.0152 | 0.65001 | 0.57389 | 0.80387 | 62.125 | 1.0152 | 0.65003 | 0.57389 | 0.80388 | 62.125 | 0.98751 | 0.63864 | 0.57384 | 0.78649
| 62.1667 | 1.0152 | 0.64982 | 0.57389 | 0.80379 | 62.1667 | 1.0152 | 0.64984 | 0.57389 | 0.8038 | 62.1667 | 0.99024 | 0.64055 | 0.57385 | 0.78856
| 62.2083 | 1.0152 | 0.64963 | 0.57393 | 0.80371 | 62.2083 | 1.0152 | 0.64965 | 0.57392 | 0.80372 | 62.2083 | 0.9931 | 0.64238 | 0.57384 | 0.79064
| 62.25 | 1.0152 | 0.64945 | 0.57391 | 0.80363 | 62.25 | 1.0152 | 0.64947 | 0.57391 | 0.80364 | 62.25 | 0.99606 | 0.64412 | 0.57385 | 0.79273
| 62.2917 | 1.0152 | 0.64926 | 0.57391 | 0.80354 | 62.2917 | 1.0152 | 0.64928 | 0.57391 | 0.80355 | 62.2917 | 0.99924 | 0.6457 | 0.57385 | 0.79485
| 62.3333 | 1.0152 | 0.64907 | 0.57391 | 0.80346 | 62.3333 | 1.0152 | 0.64909 | 0.57391 | 0.80347 | 62.3333 | 1.0026 | 0.64711 | 0.57385 | 0.79696
| 62.375 | 1.0152 | 0.64889 | 0.57391 | 0.80338 | 62.375 | 1.0152 | 0.64891 | 0.57391 | 0.80339 | 62.375 | 1.0058 | 0.64854 | 0.57385 | 0.79904
| 62.4167 | 1.0152 | 0.6487 | 0.57391 | 0.8033 | 62.4167 | 1.0152 | 0.64872 | 0.57391 | 0.80331 | 62.4167 | 1.009 | 0.64999 | 0.57385 | 0.80108
| 62.4583 | 1.0152 | 0.64851 | 0.57391 | 0.80321 | 62.4583 | 1.0152 | 0.64853 | 0.57391 | 0.80322 | 62.4583 | 1.0121 | 0.65138 | 0.57385 | 0.80309
| 62.5 | 1.0152 | 0.64833 | 0.57391 | 0.80313 | 62.5 | 1.0152 | 0.64835 | 0.57391 | 0.80314 | 62.5 | 1.0152 | 0.65273 | 0.57385 | 0.80508
| 62.5417 | 1.0152 | 0.64814 | 0.57391 | 0.80305 | 62.5417 | 1.0152 | 0.64816 | 0.5739 | 0.80306 | 62.5417 | 1.0152 | 0.65255 | 0.57384 | 0.805
| 62.5833 | 1.0152 | 0.64795 | 0.57391 | 0.80296 | 62.5833 | 1.0152 | 0.64797 | 0.5739 | 0.80297 | 62.5833 | 1.0152 | 0.65236 | 0.57384 | 0.80492
| 62.625 | 1.0152 | 0.64776 | 0.57391 | 0.80288 | 62.625 | 1.0152 | 0.64779 | 0.5739 | 0.80289 | 62.625 | 1.0152 | 0.65217 | 0.57384 | 0.80483
| 62.6667 | 1.0152 | 0.64758 | 0.57391 | 0.8028 | 62.6667 | 1.0152 | 0.6476 | 0.5739 | 0.80281 | 62.6667 | 1.0152 | 0.65199 | 0.57384 | 0.80475
| 62.7083 | 1.0152 | 0.64739 | 0.57391 | 0.80271 | 62.7083 | 1.0152 | 0.64741 | 0.5739 | 0.80272 | 62.7083 | 1.0152 | 0.6518 | 0.57384 | 0.80467
| 62.75 | 1.0152 | 0.64721 | 0.57391 | 0.80263 | 62.75 | 1.0152 | 0.64723 | 0.5739 | 0.80264 | 62.75 | 1.0152 | 0.65161 | 0.57384 | 0.80458
| 62.7917 | 1.0152 | 0.64702 | 0.5739 | 0.80255 | 62.7917 | 1.0152 | 0.64704 | 0.5739 | 0.80256 | 62.7917 | 1.0152 | 0.65143 | 0.57384 | 0.8045
| 62.8333 | 1.0152 | 0.64683 | 0.5739 | 0.80247 | 62.8333 | 1.0152 | 0.64685 | 0.5739 | 0.80247 | 62.8333 | 1.0152 | 0.65124 | 0.57384 | 0.80442
| 62.875 | 1.0152 | 0.64665 | 0.5739 | 0.80238 | 62.875 | 1.0152 | 0.64667 | 0.5739 | 0.80239 | 62.875 | 1.0152 | 0.65105 | 0.57384 | 0.80434
| 62.9167 | 1.0152 | 0.64646 | 0.57389 | 0.8023 | 62.9167 | 1.0152 | 0.64648 | 0.57389 | 0.80231 | 62.9167 | 1.0152 | 0.65087 | 0.57384 | 0.80425
| 62.9583 | 1.0152 | 0.64627 | 0.57389 | 0.80221 | 62.9583 | 1.0152 | 0.64629 | 0.57389 | 0.80222 | 62.9583 | 1.0152 | 0.65068 | 0.57384 | 0.80417
| 63 | 1.0152 | 0.64609 | 0.57389 | 0.80213 | 63 | 1.0152 | 0.64611 | 0.57389 | 0.80214 | 63 | 1.0152 | 0.65049 | 0.57384 | 0.80409
| 63.0417 | 1.0152 | 0.6459 | 0.57388 | 0.80205 | 63.0417 | 1.0152 | 0.64592 | 0.57388 | 0.80206 | 63.0417 | 1.0152 | 0.65031 | 0.57384 | 0.804
| 63.0833 | 1.0152 | 0.64571 | 0.57376 | 0.80195 | 63.0833 | 1.0152 | 0.64573 | 0.57375 | 0.80196 | 63.0833 | 1.0152 | 0.65012 | 0.57386 | 0.80392
| 63.125 | 1.0152 | 0.64553 | 0.57379 | 0.80187 | 63.125 | 1.0152 | 0.64555 | 0.57379 | 0.80188 | 63.125 | 1.0152 | 0.64993 | 0.57386 | 0.80384
| 63.1667 | 1.0152 | 0.64534 | 0.57378 | 0.80179 | 63.1667 | 1.0152 | 0.64536 | 0.57378 | 0.8018 | 63.1667 | 1.0152 | 0.64975 | 0.57386 | 0.80376
| 63.2083 | 1.0152 | 0.64515 | 0.57375 | 0.8017 | 63.2083 | 1.0152 | 0.64517 | 0.57376 | 0.80171 | 63.2083 | 1.0152 | 0.64956 | 0.57386 | 0.80367
| 63.25 | 1.0152 | 0.64497 | 0.57377 | 0.80162 | 63.25 | 1.0152 | 0.64499 | 0.57377 | 0.80163 | 63.25 | 1.0152 | 0.64937 | 0.57386 | 0.80359
| 63.2917 | 1.0152 | 0.64478 | 0.57377 | 0.80154 | 63.2917 | 1.0152 | 0.6448 | 0.57377 | 0.80155 | 63.2917 | 1.0152 | 0.64919 | 0.57386 | 0.80351
| 63.3333 | 1.0152 | 0.64459 | 0.57377 | 0.80145 | 63.3333 | 1.0152 | 0.64461 | 0.57377 | 0.80146 | 63.3333 | 1.0152 | 0.649 | 0.57386 | 0.80342
| 63.375 | 1.0152 | 0.64441 | 0.57377 | 0.80137 | 63.375 | 1.0152 | 0.64443 | 0.57377 | 0.80138 | 63.375 | 1.0152 | 0.64881 | 0.57386 | 0.80334
| 63.4167 | 1.0152 | 0.64422 | 0.57377 | 0.80129 | 63.4167 | 1.0152 | 0.64424 | 0.57377 | 0.8013 | 63.4167 | 1.0152 | 0.64863 | 0.57386 | 0.80326
| 63.4583 | 1.0152 | 0.64403 | 0.57377 | 0.80121 | 63.4583 | 1.0152 | 0.64405 | 0.57377 | 0.80122 | 63.4583 | 1.0152 | 0.64844 | 0.57386 | 0.80317
| 63.5 | 1.0152 | 0.64385 | 0.57377 | 0.80112 | 63.5 | 1.0152 | 0.64387 | 0.57377 | 0.80113 | 63.5 | 1.0152 | 0.64825 | 0.57386 | 0.80309
| 63.5417 | 1.0152 | 0.64366 | 0.57377 | 0.80104 | 63.5417 | 1.0152 | 0.64368 | 0.57377 | 0.80105 | 63.5417 | 1.0152 | 0.64807 | 0.57386 | 0.80301
| 63.5833 | 1.0152 | 0.64347 | 0.57377 | 0.80096 | 63.5833 | 1.0152 | 0.64349 | 0.57377 | 0.80097 | 63.5833 | 1.0152 | 0.64788 | 0.57386 | 0.80293
| 63.625 | 1.0152 | 0.64329 | 0.57377 | 0.80087 | 63.625 | 1.0152 | 0.64331 | 0.57377 | 0.80088 | 63.625 | 1.0152 | 0.64769 | 0.57386 | 0.80284
| 63.6667 | 1.0152 | 0.6431 | 0.57377 | 0.80079 | 63.6667 | 1.0152 | 0.64312 | 0.57377 | 0.8008 | 63.6667 | 1.0152 | 0.6475 | 0.57386 | 0.80276
| 63.7083 | 1.0152 | 0.64291 | 0.57377 | 0.80071 | 63.7083 | 1.0152 | 0.64293 | 0.57377 | 0.80072 | 63.7083 | 1.0152 | 0.64732 | 0.57386 | 0.80268
| 63.75 | 1.0152 | 0.64272 | 0.57377 | 0.80063 | 63.75 | 1.0152 | 0.64275 | 0.57377 | 0.80063 | 63.75 | 1.0152 | 0.64713 | 0.57386 | 0.80259
| 63.7917 | 1.0152 | 0.64254 | 0.57377 | 0.80054 | 63.7917 | 1.0152 | 0.64256 | 0.57377 | 0.80055 | 63.7917 | 1.0152 | 0.64694 | 0.57386 | 0.80251
| 63.8333 | 1.0152 | 0.64235 | 0.57377 | 0.80046 | 63.8333 | 1.0152 | 0.64237 | 0.57377 | 0.80047 | 63.8333 | 1.0152 | 0.64676 | 0.57386 | 0.80243
| 63.875 | 1.0152 | 0.64216 | 0.57378 | 0.80038 | 63.875 | 1.0152 | 0.64219 | 0.57377 | 0.80039 | 63.875 | 1.0152 | 0.64657 | 0.57386 | 0.80234
| 63.9167 | 1.0152 | 0.64198 | 0.57378 | 0.80029 | 63.9167 | 1.0152 | 0.642 | 0.57377 | 0.8003 | 63.9167 | 1.0152 | 0.64638 | 0.57386 | 0.80226
| 63.9583 | 1.0152 | 0.64179 | 0.57378 | 0.80021 | 63.9583 | 1.0152 | 0.64181 | 0.57378 | 0.80022 | 63.9583 | 1.0152 | 0.6462 | 0.57386 | 0.80218
| 64 | 1.0152 | 0.6416 | 0.57379 | 0.80013 | 64 | 1.0152 | 0.64163 | 0.57378 | 0.80014 | 64 | 1.0152 | 0.64601 | 0.57386 | 0.8021
| 64.0417 | 1.0152 | 0.64142 | 0.57379 | 0.80005 | 64.0417 | 1.0152 | 0.64144 | 0.57378 | 0.80005 | 64.0417 | 1.0152 | 0.64582 | 0.57386 | 0.80201
| 64.0833 | 1.0152 | 0.64123 | 0.57386 | 0.79997 | 64.0833 | 1.0152 | 0.64125 | 0.57386 | 0.79998 | 64.0833 | 1.0152 | 0.64564 | 0.57386 | 0.80193
| 64.125 | 1.0152 | 0.64104 | 0.57384 | 0.79988 | 64.125 | 1.0152 | 0.64106 | 0.57383 | 0.79989 | 64.125 | 1.0152 | 0.64545 | 0.57386 | 0.80185
| 64.1667 | 1.0152 | 0.64086 | 0.57384 | 0.7998 | 64.1667 | 1.0152 | 0.64088 | 0.57384 | 0.79981 | 64.1667 | 1.0152 | 0.64526 | 0.57386 | 0.80176
| 64.2083 | 1.0152 | 0.64067 | 0.57384 | 0.79972 | 64.2083 | 1.0152 | 0.64069 | 0.57384 | 0.79973 | 64.2083 | 1.0152 | 0.64508 | 0.57386 | 0.80168
| 64.25 | 1.0152 | 0.64048 | 0.57384 | 0.79964 | 64.25 | 1.0152 | 0.6405 | 0.57384 | 0.79965 | 64.25 | 1.0152 | 0.64489 | 0.57386 | 0.8016
| 64.2917 | 1.0152 | 0.64029 | 0.57384 | 0.79955 | 64.2917 | 1.0152 | 0.64032 | 0.57384 | 0.79956 | 64.2917 | 1.0152 | 0.6447 | 0.57386 | 0.80151
| 64.3333 | 1.0152 | 0.64011 | 0.57384 | 0.79947 | 64.3333 | 1.0152 | 0.64013 | 0.57384 | 0.79948 | 64.3333 | 1.0152 | 0.64452 | 0.57386 | 0.80143
| 64.375 | 1.0152 | 0.63992 | 0.57384 | 0.79939 | 64.375 | 1.0152 | 0.63994 | 0.57384 | 0.7994 | 64.375 | 1.0152 | 0.64433 | 0.57386 | 0.80135
| 64.4167 | 1.012 | 0.63824 | 0.57384 | 0.79721 | 64.4167 | 1.012 | 0.63826 | 0.57384 | 0.79722 | 64.4167 | 1.0152 | 0.64414 | 0.57386 | 0.80127
| 64.4583 | 1.0088 | 0.63661 | 0.57384 | 0.79505 | 64.4583 | 1.0088 | 0.63662 | 0.57384 | 0.79506 | 64.4583 | 1.0152 | 0.64396 | 0.57386 | 0.80118
| 64.5 | 1.0056 | 0.63503 | 0.57384 | 0.79293 | 64.5 | 1.0056 | 0.63504 | 0.57384 | 0.79293 | 64.5 | 1.0152 | 0.64377 | 0.57386 | 0.8011
| 64.5417 | 1.0024 | 0.63351 | 0.57384 | 0.79082 | 64.5417 | 1.0024 | 0.63351 | 0.57384 | 0.79082 | 64.5417 | 1.0152 | 0.64358 | 0.57386 | 0.80102
| 64.5833 | 0.99918 | 0.63203 | 0.57384 | 0.78874 | 64.5833 | 0.99918 | 0.63202 | 0.57384 | 0.78874 | 64.5833 | 1.0152 | 0.6434 | 0.57386 | 0.80093
| 64.625 | 0.99589 | 0.63067 | 0.57384 | 0.78667 | 64.625 | 0.99588 | 0.63066 | 0.57384 | 0.78667 | 64.625 | 1.0152 | 0.64321 | 0.57386 | 0.80085
| 64.6667 | 0.9925 | 0.62943 | 0.57384 | 0.78462 | 64.6667 | 0.99249 | 0.62942 | 0.57384 | 0.78461 | 64.6667 | 1.0152 | 0.64302 | 0.57386 | 0.80077
| 64.7083 | 0.98903 | 0.62833 | 0.57384 | 0.78258 | 64.7083 | 0.98902 | 0.62831 | 0.57384 | 0.78257 | 64.7083 | 1.0152 | 0.64284 | 0.57386 | 0.80068
| 64.75 | 0.98572 | 0.62713 | 0.57384 | 0.78058 | 64.75 | 0.98572 | 0.62711 | 0.57384 | 0.78057 | 64.75 | 1.0152 | 0.64265 | 0.57386 | 0.8006
| 64.7917 | 0.98264 | 0.62586 | 0.57384 | 0.77865 | 64.7917 | 0.98263 | 0.62583 | 0.57384 | 0.77863 | 64.7917 | 1.0152 | 0.64246 | 0.57385 | 0.80052
| 64.8333 | 0.97967 | 0.62458 | 0.57384 | 0.77676 | 64.8333 | 0.97966 | 0.62455 | 0.57384 | 0.77674 | 64.8333 | 1.0152 | 0.64228 | 0.57385 | 0.80043
| 64.875 | 0.97682 | 0.62332 | 0.57384 | 0.77493 | 64.875 | 0.97681 | 0.62329 | 0.57384 | 0.77491 | 64.875 | 1.0152 | 0.64209 | 0.57385 | 0.80035
| 64.9167 | 0.9741 | 0.62208 | 0.57384 | 0.77318 | 64.9167 | 0.97409 | 0.62204 | 0.57384 | 0.77315 | 64.9167 | 1.0152 | 0.6419 | 0.57385 | 0.80027
| 64.9583 | 0.97139 | 0.62089 | 0.57384 | 0.77144 | 64.9583 | 0.97138 | 0.62085 | 0.57384 | 0.77142 | 64.9583 | 1.0152 | 0.64172 | 0.57385 | 0.80019
| 65 | 0.96868 | 0.61975 | 0.57384 | 0.76973 | 65 | 0.96867 | 0.6197 | 0.57384 | 0.7697 | 65 | 1.0152 | 0.64153 | 0.57385 | 0.8001
| 65.0417 | 0.96598 | 0.61866 | 0.57384 | 0.76804 | 65.0417 | 0.96597 | 0.6186 | 0.57384 | 0.76801 | 65.0417 | 1.0152 | 0.64134 | 0.57384 | 0.80002
| 65.0833 | 0.96328 | 0.61762 | 0.57386 | 0.76638 | 65.0833 | 0.96327 | 0.61756 | 0.57387 | 0.76635 | 65.0833 | 1.0152 | 0.64116 | 0.57384 | 0.79994
| 65.125 | 0.96328 | 0.61829 | 0.57389 | 0.76669 | 65.125 | 0.96327 | 0.61823 | 0.57391 | 0.76666 | 65.125 | 1.0152 | 0.64097 | 0.57384 | 0.79985
| 65.1667 | 0.96328 | 0.61896 | 0.57388 | 0.76698 | 65.1667 | 0.96327 | 0.6189 | 0.57389 | 0.76695 | 65.1667 | 1.0152 | 0.64078 | 0.57384 | 0.79977
| 65.2083 | 0.96328 | 0.61963 | 0.57389 | 0.76728 | 65.2083 | 0.96327 | 0.61957 | 0.5739 | 0.76725 | 65.2083 | 1.0152 | 0.6406 | 0.57384 | 0.79969
| 65.25 | 0.96328 | 0.6203 | 0.57389 | 0.76758 | 65.25 | 0.96327 | 0.62024 | 0.5739 | 0.76755 | 65.25 | 1.0152 | 0.64041 | 0.57384 | 0.7996
| 65.2917 | 0.96328 | 0.62097 | 0.57389 | 0.76788 | 65.2917 | 0.96327 | 0.62091 | 0.5739 | 0.76785 | 65.2917 | 1.0152 | 0.64022 | 0.57384 | 0.79952
| 65.3333 | 0.96328 | 0.62164 | 0.57389 | 0.76818 | 65.3333 | 0.96327 | 0.62158 | 0.5739 | 0.76815 | 65.3333 | 1.0152 | 0.64004 | 0.57384 | 0.79944
| 65.375 | 0.96328 | 0.62231 | 0.57389 | 0.76847 | 65.375 | 0.96327 | 0.62225 | 0.5739 | 0.76844 | 65.375 | 1.0119 | 0.63838 | 0.57384 | 0.79722
| 65.4167 | 0.9665 | 0.62448 | 0.57389 | 0.77087 | 65.4167 | 0.96649 | 0.62442 | 0.5739 | 0.77084 | 65.4167 | 1.0087 | 0.63671 | 0.57384 | 0.79505
| 65.4583 | 0.96972 | 0.62659 | 0.57389 | 0.77324 | 65.4583 | 0.96971 | 0.62654 | 0.5739 | 0.77321 | 65.4583 | 1.0055 | 0.63509 | 0.57384 | 0.7929
| 65.5 | 0.97293 | 0.62865 | 0.57388 | 0.77558 | 65.5 | 0.97292 | 0.62861 | 0.5739 | 0.77556 | 65.5 | 1.0023 | 0.63352 | 0.57384 | 0.79078
| 65.5417 | 0.97614 | 0.63067 | 0.57388 | 0.7779 | 65.5417 | 0.97613 | 0.63062 | 0.5739 | 0.77788 | 65.5417 | 0.99906 | 0.63201 | 0.57384 | 0.78868
| 65.5833 | 0.97934 | 0.63263 | 0.57388 | 0.78019 | 65.5833 | 0.97933 | 0.63259 | 0.57389 | 0.78018 | 65.5833 | 0.99586 | 0.63054 | 0.57384 | 0.7866
| 65.625 | 0.98263 | 0.63447 | 0.57388 | 0.78248 | 65.625 | 0.98263 | 0.63444 | 0.57389 | 0.78246 | 65.625 | 0.99256 | 0.62919 | 0.57384 | 0.78454
| 65.6667 | 0.98602 | 0.6362 | 0.57388 | 0.78475 | 65.6667 | 0.98602 | 0.63617 | 0.57389 | 0.78474 | 65.6667 | 0.98918 | 0.62796 | 0.57384 | 0.78249
| 65.7083 | 0.98949 | 0.63778 | 0.57388 | 0.787 | 65.7083 | 0.98949 | 0.63776 | 0.57389 | 0.78699 | 65.7083 | 0.9857 | 0.62687 | 0.57385 | 0.78046
| 65.75 | 0.9928 | 0.63946 | 0.57388 | 0.78921 | 65.75 | 0.99279 | 0.63944 | 0.57389 | 0.7892 | 65.75 | 0.9824 | 0.62568 | 0.57385 | 0.77847
| 65.7917 | 0.99588 | 0.64122 | 0.57388 | 0.79137 | 65.7917 | 0.99588 | 0.64121 | 0.57389 | 0.79136 | 65.7917 | 0.97932 | 0.62442 | 0.57385 | 0.77653
| 65.8333 | 0.99885 | 0.64298 | 0.57388 | 0.79347 | 65.8333 | 0.99885 | 0.64297 | 0.57389 | 0.79346 | 65.8333 | 0.97635 | 0.62316 | 0.57385 | 0.77465
| 65.875 | 1.0017 | 0.64472 | 0.57388 | 0.79551 | 65.875 | 1.0017 | 0.64472 | 0.57389 | 0.79551 | 65.875 | 0.9735 | 0.6219 | 0.57385 | 0.77283
| 65.9167 | 1.0044 | 0.64645 | 0.57388 | 0.79748 | 65.9167 | 1.0044 | 0.64645 | 0.57389 | 0.79748 | 65.9167 | 0.97078 | 0.62067 | 0.57386 | 0.77108
| 65.9583 | 1.0071 | 0.64812 | 0.57388 | 0.79943 | 65.9583 | 1.0071 | 0.64813 | 0.57389 | 0.79944 | 65.9583 | 0.96807 | 0.61949 | 0.57386 | 0.76935
| 66 | 1.0098 | 0.64975 | 0.57388 | 0.80136 | 66 | 1.0098 | 0.64976 | 0.57389 | 0.80136 | 66 | 0.96536 | 0.61836 | 0.57386 | 0.76764
| 66.0417 | 1.0125 | 0.65132 | 0.57388 | 0.80326 | 66.0417 | 1.0125 | 0.65134 | 0.57389 | 0.80327 | 66.0417 | 0.96266 | 0.61728 | 0.57386 | 0.76596
| 66.0833 | 1.0152 | 0.65285 | 0.57385 | 0.80513 | 66.0833 | 1.0152 | 0.65287 | 0.57385 | 0.80514 | 66.0833 | 0.95997 | 0.61625 | 0.57386 | 0.7643
| 66.125 | 1.0152 | 0.65266 | 0.57383 | 0.80505 | 66.125 | 1.0152 | 0.65268 | 0.57382 | 0.80506 | 66.125 | 0.95997 | 0.61693 | 0.57389 | 0.76461
| 66.1667 | 1.0152 | 0.65247 | 0.57384 | 0.80497 | 66.1667 | 1.0152 | 0.6525 | 0.57383 | 0.80497 | 66.1667 | 0.95997 | 0.6176 | 0.57388 | 0.76491
| 66.2083 | 1.0152 | 0.65229 | 0.57383 | 0.80488 | 66.2083 | 1.0152 | 0.65231 | 0.57383 | 0.80489 | 66.2083 | 0.95997 | 0.61828 | 0.57388 | 0.76521
| 66.25 | 1.0152 | 0.6521 | 0.57384 | 0.8048 | 66.25 | 1.0152 | 0.65212 | 0.57383 | 0.80481 | 66.25 | 0.95997 | 0.61895 | 0.57388 | 0.76551
| 66.2917 | 1.0152 | 0.65191 | 0.57384 | 0.80472 | 66.2917 | 1.0152 | 0.65194 | 0.57383 | 0.80473 | 66.2917 | 0.95997 | 0.61963 | 0.57388 | 0.76581
| 66.3333 | 1.0152 | 0.65173 | 0.57384 | 0.80463 | 66.3333 | 1.0152 | 0.65175 | 0.57383 | 0.80464 | 66.3333 | 0.95997 | 0.62031 | 0.57388 | 0.76611
| 66.375 | 1.0152 | 0.65154 | 0.57384 | 0.80455 | 66.375 | 1.0152 | 0.65156 | 0.57383 | 0.80456 | 66.375 | 0.9633 | 0.62245 | 0.57388 | 0.76854
| 66.4167 | 1.0152 | 0.65135 | 0.57384 | 0.80447 | 66.4167 | 1.0152 | 0.65138 | 0.57383 | 0.80448 | 66.4167 | 0.96652 | 0.62461 | 0.57388 | 0.77093
| 66.4583 | 1.0152 | 0.65117 | 0.57384 | 0.80438 | 66.4583 | 1.0152 | 0.65119 | 0.57383 | 0.80439 | 66.4583 | 0.96973 | 0.62672 | 0.57388 | 0.7733
| 66.5 | 1.0152 | 0.65098 | 0.57384 | 0.8043 | 66.5 | 1.0152 | 0.651 | 0.57383 | 0.80431 | 66.5 | 0.97294 | 0.62877 | 0.57388 | 0.77564
| 66.5417 | 1.0152 | 0.65079 | 0.57384 | 0.80422 | 66.5417 | 1.0152 | 0.65082 | 0.57383 | 0.80423 | 66.5417 | 0.97615 | 0.63078 | 0.57388 | 0.77796
| 66.5833 | 1.0152 | 0.65061 | 0.57384 | 0.80414 | 66.5833 | 1.0152 | 0.65063 | 0.57383 | 0.80414 | 66.5833 | 0.97935 | 0.63274 | 0.57388 | 0.78025
| 66.625 | 1.0152 | 0.65042 | 0.57384 | 0.80405 | 66.625 | 1.0152 | 0.65044 | 0.57383 | 0.80406 | 66.625 | 0.98264 | 0.63458 | 0.57388 | 0.78253
| 66.6667 | 1.0152 | 0.65023 | 0.57384 | 0.80397 | 66.6667 | 1.0152 | 0.65026 | 0.57383 | 0.80398 | 66.6667 | 0.98603 | 0.63629 | 0.57388 | 0.7848
| 66.7083 | 1.0152 | 0.65005 | 0.57384 | 0.80389 | 66.7083 | 1.0152 | 0.65007 | 0.57383 | 0.8039 | 66.7083 | 0.9895 | 0.63787 | 0.57388 | 0.78704
| 66.75 | 1.0152 | 0.64986 | 0.57384 | 0.8038 | 66.75 | 1.0152 | 0.64988 | 0.57383 | 0.80381 | 66.75 | 0.9928 | 0.63955 | 0.57388 | 0.78925
| 66.7917 | 1.0152 | 0.64967 | 0.57384 | 0.80372 | 66.7917 | 1.0152 | 0.64969 | 0.57383 | 0.80373 | 66.7917 | 0.99589 | 0.6413 | 0.57388 | 0.7914
| 66.8333 | 1.0152 | 0.64949 | 0.57384 | 0.80364 | 66.8333 | 1.0152 | 0.64951 | 0.57383 | 0.80365 | 66.8333 | 0.99886 | 0.64305 | 0.57388 | 0.7935
| 66.875 | 1.0152 | 0.6493 | 0.57384 | 0.80355 | 66.875 | 1.0152 | 0.64932 | 0.57383 | 0.80356 | 66.875 | 1.0017 | 0.64479 | 0.57388 | 0.79554
| 66.9167 | 1.0152 | 0.64911 | 0.57384 | 0.80347 | 66.9167 | 1.0152 | 0.64913 | 0.57383 | 0.80348 | 66.9167 | 1.0044 | 0.64651 | 0.57388 | 0.79751
| 66.9583 | 1.0152 | 0.64892 | 0.57384 | 0.80339 | 66.9583 | 1.0152 | 0.64895 | 0.57383 | 0.8034 | 66.9583 | 1.0071 | 0.64818 | 0.57388 | 0.79946
| 67 | 1.0152 | 0.64874 | 0.57384 | 0.80331 | 67 | 1.0152 | 0.64876 | 0.57383 | 0.80331 | 67 | 1.0098 | 0.6498 | 0.57388 | 0.80138
| 67.0417 | 1.0152 | 0.64855 | 0.57384 | 0.80322 | 67.0417 | 1.0152 | 0.64857 | 0.57383 | 0.80323 | 67.0417 | 1.0125 | 0.65137 | 0.57388 | 0.80328
| 67.0833 | 1.0152 | 0.64836 | 0.57386 | 0.80314 | 67.0833 | 1.0152 | 0.64839 | 0.57386 | 0.80315 | 67.0833 | 1.0152 | 0.65289 | 0.57386 | 0.80515
| 67.125 | 1.0152 | 0.64818 | 0.57385 | 0.80306 | 67.125 | 1.0152 | 0.6482 | 0.57385 | 0.80307 | 67.125 | 1.0152 | 0.65271 | 0.57384 | 0.80507
| 67.1667 | 1.0152 | 0.64799 | 0.57386 | 0.80298 | 67.1667 | 1.0152 | 0.64801 | 0.57385 | 0.80299 | 67.1667 | 1.0152 | 0.65252 | 0.57385 | 0.80499
| 67.2083 | 1.0152 | 0.6478 | 0.57385 | 0.80289 | 67.2083 | 1.0152 | 0.64783 | 0.57385 | 0.8029 | 67.2083 | 1.0152 | 0.65233 | 0.57384 | 0.8049
| 67.25 | 1.0152 | 0.64762 | 0.57386 | 0.80281 | 67.25 | 1.0152 | 0.64764 | 0.57385 | 0.80282 | 67.25 | 1.0152 | 0.65215 | 0.57384 | 0.80482
| 67.2917 | 1.0152 | 0.64743 | 0.57386 | 0.80273 | 67.2917 | 1.0152 | 0.64745 | 0.57385 | 0.80274 | 67.2917 | 1.0152 | 0.65196 | 0.57384 | 0.80474
| 67.3333 | 1.0152 | 0.64724 | 0.57386 | 0.80264 | 67.3333 | 1.0152 | 0.64727 | 0.57385 | 0.80265 | 67.3333 | 1.0152 | 0.65177 | 0.57384 | 0.80466
| 67.375 | 1.0152 | 0.64706 | 0.57386 | 0.80256 | 67.375 | 1.0152 | 0.64708 | 0.57385 | 0.80257 | 67.375 | 1.0152 | 0.65159 | 0.57384 | 0.80457
| 67.4167 | 1.0152 | 0.64687 | 0.57386 | 0.80248 | 67.4167 | 1.0152 | 0.64689 | 0.57385 | 0.80249 | 67.4167 | 1.0152 | 0.6514 | 0.57384 | 0.80449
| 67.4583 | 1.0152 | 0.64668 | 0.57386 | 0.80239 | 67.4583 | 1.0152 | 0.64671 | 0.57385 | 0.8024 | 67.4583 | 1.0152 | 0.65121 | 0.57384 | 0.80441
| 67.5 | 1.0152 | 0.6465 | 0.57386 | 0.80231 | 67.5 | 1.0152 | 0.64652 | 0.57385 | 0.80232 | 67.5 | 1.0152 | 0.65103 | 0.57384 | 0.80432
| 67.5417 | 1.0152 | 0.64631 | 0.57386 | 0.80223 | 67.5417 | 1.0152 | 0.64633 | 0.57385 | 0.80224 | 67.5417 | 1.0152 | 0.65084 | 0.57384 | 0.80424
| 67.5833 | 1.0152 | 0.64612 | 0.57386 | 0.80215 | 67.5833 | 1.0152 | 0.64615 | 0.57385 | 0.80216 | 67.5833 | 1.0152 | 0.65065 | 0.57384 | 0.80416
| 67.625 | 1.0152 | 0.64594 | 0.57386 | 0.80206 | 67.625 | 1.0152 | 0.64596 | 0.57385 | 0.80207 | 67.625 | 1.0152 | 0.65047 | 0.57384 | 0.80407
| 67.6667 | 1.0152 | 0.64575 | 0.57386 | 0.80198 | 67.6667 | 1.0152 | 0.64577 | 0.57385 | 0.80199 | 67.6667 | 1.0152 | 0.65028 | 0.57384 | 0.80399
| 67.7083 | 1.0152 | 0.64556 | 0.57386 | 0.8019 | 67.7083 | 1.0152 | 0.64559 | 0.57385 | 0.80191 | 67.7083 | 1.0152 | 0.65009 | 0.57384 | 0.80391
| 67.75 | 1.0152 | 0.64538 | 0.57386 | 0.80181 | 67.75 | 1.0152 | 0.6454 | 0.57385 | 0.80182 | 67.75 | 1.0152 | 0.64991 | 0.57384 | 0.80383
| 67.7917 | 1.0152 | 0.64519 | 0.57386 | 0.80173 | 67.7917 | 1.0152 | 0.64521 | 0.57385 | 0.80174 | 67.7917 | 1.0152 | 0.64972 | 0.57384 | 0.80374
| 67.8333 | 1.0152 | 0.645 | 0.57386 | 0.80165 | 67.8333 | 1.0152 | 0.64503 | 0.57385 | 0.80166 | 67.8333 | 1.0152 | 0.64953 | 0.57384 | 0.80366
| 67.875 | 1.0152 | 0.64482 | 0.57386 | 0.80156 | 67.875 | 1.0152 | 0.64484 | 0.57385 | 0.80157 | 67.875 | 1.0152 | 0.64935 | 0.57384 | 0.80358
| 67.9167 | 1.0152 | 0.64463 | 0.57386 | 0.80148 | 67.9167 | 1.0152 | 0.64465 | 0.57385 | 0.80149 | 67.9167 | 1.0152 | 0.64916 | 0.57384 | 0.80349
| 67.9583 | 1.0152 | 0.64444 | 0.57386 | 0.8014 | 67.9583 | 1.0152 | 0.64447 | 0.57385 | 0.80141 | 67.9583 | 1.0152 | 0.64897 | 0.57384 | 0.80341
| 68 | 1.0152 | 0.64426 | 0.57386 | 0.80132 | 68 | 1.0152 | 0.64428 | 0.57385 | 0.80133 | 68 | 1.0152 | 0.64879 | 0.57384 | 0.80333
| 68.0417 | 1.0152 | 0.64407 | 0.57386 | 0.80123 | 68.0417 | 1.0152 | 0.64409 | 0.57385 | 0.80124 | 68.0417 | 1.0152 | 0.6486 | 0.57384 | 0.80324
| 68.0833 | 1.0152 | 0.64388 | 0.57386 | 0.80115 | 68.0833 | 1.0152 | 0.64391 | 0.57386 | 0.80116 | 68.0833 | 1.0152 | 0.64841 | 0.57386 | 0.80316
| 68.125 | 1.0152 | 0.6437 | 0.57386 | 0.80107 | 68.125 | 1.0152 | 0.64372 | 0.57386 | 0.80108 | 68.125 | 1.0152 | 0.64823 | 0.57386 | 0.80308
| 68.1667 | 1.0152 | 0.64351 | 0.57386 | 0.80098 | 68.1667 | 1.0152 | 0.64353 | 0.57386 | 0.80099 | 68.1667 | 1.0152 | 0.64804 | 0.57386 | 0.803
| 68.2083 | 1.0152 | 0.64332 | 0.57386 | 0.8009 | 68.2083 | 1.0152 | 0.64335 | 0.57386 | 0.80091 | 68.2083 | 1.0152 | 0.64785 | 0.57386 | 0.80291
| 68.25 | 1.0152 | 0.64314 | 0.57386 | 0.80082 | 68.25 | 1.0152 | 0.64316 | 0.57386 | 0.80083 | 68.25 | 1.0152 | 0.64767 | 0.57386 | 0.80283
| 68.2917 | 1.0152 | 0.64295 | 0.57386 | 0.80073 | 68.2917 | 1.0152 | 0.64297 | 0.57386 | 0.80075 | 68.2917 | 1.0152 | 0.64748 | 0.57386 | 0.80275
| 68.3333 | 1.0152 | 0.64276 | 0.57386 | 0.80065 | 68.3333 | 1.0152 | 0.64279 | 0.57386 | 0.80066 | 68.3333 | 1.0152 | 0.64729 | 0.57386 | 0.80266
| 68.375 | 1.0152 | 0.64258 | 0.57386 | 0.80057 | 68.375 | 1.0152 | 0.6426 | 0.57386 | 0.80058 | 68.375 | 1.0152 | 0.64711 | 0.57386 | 0.80258
| 68.4167 | 1.0152 | 0.64239 | 0.57386 | 0.80049 | 68.4167 | 1.0152 | 0.64241 | 0.57386 | 0.8005 | 68.4167 | 1.0152 | 0.64692 | 0.57386 | 0.8025
| 68.4583 | 1.0152 | 0.6422 | 0.57386 | 0.8004 | 68.4583 | 1.0152 | 0.64223 | 0.57386 | 0.80041 | 68.4583 | 1.0152 | 0.64673 | 0.57386 | 0.80242
| 68.5 | 1.0152 | 0.64202 | 0.57386 | 0.80032 | 68.5 | 1.0152 | 0.64204 | 0.57386 | 0.80033 | 68.5 | 1.0152 | 0.64654 | 0.57386 | 0.80233
| 68.5417 | 1.0152 | 0.64183 | 0.57386 | 0.80024 | 68.5417 | 1.0152 | 0.64185 | 0.57386 | 0.80025 | 68.5417 | 1.0152 | 0.64636 | 0.57386 | 0.80225
| 68.5833 | 1.0152 | 0.64164 | 0.57386 | 0.80015 | 68.5833 | 1.0152 | 0.64166 | 0.57386 | 0.80016 | 68.5833 | 1.0152 | 0.64617 | 0.57386 | 0.80217
| 68.625 | 1.0152 | 0.64146 | 0.57386 | 0.80007 | 68.625 | 1.0152 | 0.64148 | 0.57386 | 0.80008 | 68.625 | 1.0152 | 0.64598 | 0.57386 | 0.80208
| 68.6667 | 1.0152 | 0.64127 | 0.57386 | 0.79999 | 68.6667 | 1.0152 | 0.64129 | 0.57386 | 0.8 | 68.6667 | 1.0152 | 0.6458 | 0.57386 | 0.802
| 68.7083 | 1.0152 | 0.64108 | 0.57386 | 0.7999 | 68.7083 | 1.0152 | 0.6411 | 0.57386 | 0.79992 | 68.7083 | 1.0152 | 0.64561 | 0.57386 | 0.80192
| 68.75 | 1.0152 | 0.64089 | 0.57386 | 0.79982 | 68.75 | 1.0152 | 0.64092 | 0.57386 | 0.79983 | 68.75 | 1.0152 | 0.64542 | 0.57386 | 0.80183
| 68.7917 | 1.0152 | 0.64071 | 0.57386 | 0.79974 | 68.7917 | 1.0152 | 0.64073 | 0.57386 | 0.79975 | 68.7917 | 1.0152 | 0.64524 | 0.57386 | 0.80175
| 68.8333 | 1.0152 | 0.64052 | 0.57386 | 0.79966 | 68.8333 | 1.0152 | 0.64054 | 0.57386 | 0.79967 | 68.8333 | 1.0152 | 0.64505 | 0.57386 | 0.80167
| 68.875 | 1.0123 | 0.6387 | 0.57386 | 0.79756 | 68.875 | 1.0123 | 0.63872 | 0.57386 | 0.79757 | 68.875 | 1.0152 | 0.64486 | 0.57386 | 0.80159
| 68.9167 | 1.0096 | 0.63691 | 0.57386 | 0.79553 | 68.9167 | 1.0096 | 0.63692 | 0.57386 | 0.79553 | 68.9167 | 1.0152 | 0.64468 | 0.57386 | 0.8015
| 68.9583 | 1.0068 | 0.63516 | 0.57386 | 0.79352 | 68.9583 | 1.0068 | 0.63517 | 0.57386 | 0.79352 | 68.9583 | 1.0152 | 0.64449 | 0.57386 | 0.80142
| 69 | 1.004 | 0.63347 | 0.57386 | 0.79154 | 69 | 1.004 | 0.63347 | 0.57386 | 0.79154 | 69 | 1.0152 | 0.6443 | 0.57386 | 0.80134
| 69.0417 | 1.0013 | 0.63182 | 0.57386 | 0.78959 | 69.0417 | 1.0013 | 0.63182 | 0.57386 | 0.78958 | 69.0417 | 1.0152 | 0.64412 | 0.57386 | 0.80125
| 69.0833 | 0.99853 | 0.63023 | 0.57386 | 0.78765 | 69.0833 | 0.99853 | 0.63022 | 0.57386 | 0.78765 | 69.0833 | 1.0152 | 0.64393 | 0.57386 | 0.80117
| 69.125 | 0.99578 | 0.62868 | 0.57386 | 0.78575 | 69.125 | 0.99578 | 0.62867 | 0.57386 | 0.78574 | 69.125 | 1.0152 | 0.64374 | 0.57386 | 0.80109
| 69.1667 | 0.99304 | 0.62719 | 0.57386 | 0.78387 | 69.1667 | 0.99304 | 0.62717 | 0.57386 | 0.78386 | 69.1667 | 1.0152 | 0.64356 | 0.57386 | 0.80101
| 69.2083 | 0.99019 | 0.62577 | 0.57386 | 0.78197 | 69.2083 | 0.99018 | 0.62575 | 0.57386 | 0.78195 | 69.2083 | 1.0152 | 0.64337 | 0.57386 | 0.80092
| 69.25 | 0.98722 | 0.62444 | 0.57386 | 0.78006 | 69.25 | 0.98721 | 0.62442 | 0.57386 | 0.78004 | 69.25 | 1.0152 | 0.64318 | 0.57394 | 0.80085
| 69.2917 | 0.98403 | 0.62328 | 0.57386 | 0.77812 | 69.2917 | 0.98403 | 0.62324 | 0.57386 | 0.77811 | 69.2917 | 1.0152 | 0.643 | 0.57394 | 0.80077
| 69.3333 | 0.98068 | 0.62228 | 0.57386 | 0.77619 | 69.3333 | 0.98068 | 0.62225 | 0.57386 | 0.77617 | 69.3333 | 1.0152 | 0.64281 | 0.57394 | 0.80068
| 69.375 | 0.97743 | 0.62127 | 0.57386 | 0.77429 | 69.375 | 0.97742 | 0.62122 | 0.57386 | 0.77427 | 69.375 | 1.0152 | 0.64262 | 0.57394 | 0.8006
| 69.4167 | 0.97429 | 0.62023 | 0.57386 | 0.77244 | 69.4167 | 0.97428 | 0.62019 | 0.57386 | 0.77241 | 69.4167 | 1.0152 | 0.64244 | 0.57394 | 0.80052
| 69.4583 | 0.97115 | 0.61925 | 0.57386 | 0.7706 | 69.4583 | 0.97114 | 0.6192 | 0.57386 | 0.77058 | 69.4583 | 1.0152 | 0.64225 | 0.57394 | 0.80043
| 69.5 | 0.96801 | 0.61831 | 0.57386 | 0.7688 | 69.5 | 0.96801 | 0.61826 | 0.57386 | 0.76877 | 69.5 | 1.0152 | 0.64206 | 0.57393 | 0.80035
| 69.5417 | 0.96801 | 0.61895 | 0.57385 | 0.76908 | 69.5417 | 0.96801 | 0.6189 | 0.57386 | 0.76905 | 69.5417 | 1.0152 | 0.64188 | 0.57393 | 0.80027
| 69.5833 | 0.96801 | 0.61959 | 0.57384 | 0.76936 | 69.5833 | 0.96801 | 0.61954 | 0.57386 | 0.76934 | 69.5833 | 1.0152 | 0.64169 | 0.57392 | 0.80018
| 69.625 | 0.96801 | 0.62023 | 0.57382 | 0.76965 | 69.625 | 0.96801 | 0.62018 | 0.57386 | 0.76962 | 69.625 | 1.0152 | 0.6415 | 0.57391 | 0.8001
| 69.6667 | 0.96801 | 0.62088 | 0.57381 | 0.76993 | 69.6667 | 0.96801 | 0.62082 | 0.57386 | 0.76991 | 69.6667 | 1.0152 | 0.64132 | 0.57391 | 0.80001
| 69.7083 | 0.96801 | 0.62152 | 0.57379 | 0.77021 | 69.7083 | 0.96801 | 0.62146 | 0.57386 | 0.77019 | 69.7083 | 1.0152 | 0.64113 | 0.5739 | 0.79993
| 69.75 | 0.96801 | 0.62216 | 0.57378 | 0.7705 | 69.75 | 0.96801 | 0.6221 | 0.57386 | 0.77048 | 69.75 | 1.0152 | 0.64094 | 0.57389 | 0.79985
| 69.7917 | 0.96801 | 0.6228 | 0.57376 | 0.77078 | 69.7917 | 0.96801 | 0.62274 | 0.57386 | 0.77076 | 69.7917 | 1.0152 | 0.64076 | 0.57388 | 0.79976
| 69.8333 | 0.96801 | 0.62344 | 0.57374 | 0.77106 | 69.8333 | 0.96801 | 0.62338 | 0.57386 | 0.77105 | 69.8333 | 1.0152 | 0.64057 | 0.57387 | 0.79968
| 69.875 | 0.97092 | 0.62571 | 0.57373 | 0.77336 | 69.875 | 0.97091 | 0.62566 | 0.57386 | 0.77335 | 69.875 | 1.0123 | 0.63873 | 0.57386 | 0.79757
| 69.9167 | 0.97369 | 0.62796 | 0.57371 | 0.77559 | 69.9167 | 0.97368 | 0.62791 | 0.57386 | 0.77558 | 69.9167 | 1.0096 | 0.63691 | 0.57385 | 0.79553
| 69.9583 | 0.97646 | 0.63016 | 0.57369 | 0.77779 | 69.9583 | 0.97645 | 0.63012 | 0.57386 | 0.77779 | 69.9583 | 1.0068 | 0.63515 | 0.57385 | 0.79351
| 70 | 0.97922 | 0.63231 | 0.57368 | 0.77998 | 70 | 0.97921 | 0.63227 | 0.57386 | 0.77998 | 70 | 1.004 | 0.63343 | 0.57384 | 0.79152

## Fig3 (2nd row)
Water Service Availability
| System-wide power outage |  |  |  |  | Source-wide power outage |  |  |  |  | Distribution power outage
| Time(days) | West | Central | East | System | Time(days) | West | Central | East | System | Time(days) | West | Central | East | System
| 0 | 1.0001 | 1.0007 | 0.92693 | 0.99223 | 0 | 1.0001 | 1.0007 | 0.92693 | 0.99223 | 0 | 1.0001 | 1.0007 | 0.92693 | 0.99223
| 0.041667 | 1.0001 | 1.0007 | 0.9278 | 0.99233 | 0.041667 | 1.0001 | 1.0007 | 0.9278 | 0.99233 | 0.041667 | 1.0001 | 1.0007 | 0.9278 | 0.99233
| 0.083333 | 1.0001 | 1.0007 | 0.95189 | 0.99501 | 0.083333 | 1.0001 | 1.0007 | 0.95189 | 0.99501 | 0.083333 | 1.0001 | 1.0007 | 0.95189 | 0.99501
| 0.125 | 1.0001 | 1.0007 | 0.96394 | 0.99634 | 0.125 | 1.0001 | 1.0007 | 0.96394 | 0.99634 | 0.125 | 1.0001 | 1.0007 | 0.96394 | 0.99634
| 0.16667 | 1.0001 | 1.0007 | 0.97117 | 0.99715 | 0.16667 | 1.0001 | 1.0007 | 0.97117 | 0.99715 | 0.16667 | 1.0001 | 1.0007 | 0.97117 | 0.99715
| 0.20833 | 1.0001 | 1.0006 | 0.97598 | 0.99766 | 0.20833 | 1.0001 | 1.0006 | 0.97598 | 0.99766 | 0.20833 | 1.0001 | 1.0006 | 0.97598 | 0.99766
| 0.25 | 1.0001 | 1.0006 | 0.97941 | 0.99802 | 0.25 | 1.0001 | 1.0006 | 0.97941 | 0.99802 | 0.25 | 1.0001 | 1.0006 | 0.97941 | 0.99802
| 0.29167 | 1.0001 | 1.0006 | 0.97312 | 0.9973 | 0.29167 | 1.0001 | 1.0006 | 0.97312 | 0.9973 | 0.29167 | 1.0001 | 1.0006 | 0.97312 | 0.9973
| 0.33333 | 1.0001 | 1.0005 | 0.96815 | 0.99673 | 0.33333 | 1.0001 | 1.0005 | 0.96815 | 0.99673 | 0.33333 | 1.0001 | 1.0005 | 0.96815 | 0.99673
| 0.375 | 1.0001 | 1.0005 | 0.96406 | 0.99626 | 0.375 | 1.0001 | 1.0005 | 0.96406 | 0.99626 | 0.375 | 1.0001 | 1.0005 | 0.96406 | 0.99626
| 0.41667 | 1.0001 | 1.0005 | 0.96064 | 0.99587 | 0.41667 | 1.0001 | 1.0005 | 0.96064 | 0.99587 | 0.41667 | 1.0001 | 1.0005 | 0.96064 | 0.99587
| 0.45833 | 1.0001 | 1.0004 | 0.95777 | 0.99554 | 0.45833 | 1.0001 | 1.0004 | 0.95777 | 0.99554 | 0.45833 | 1.0001 | 1.0004 | 0.95777 | 0.99554
| 0.5 | 1.0001 | 1.0004 | 0.95532 | 0.99526 | 0.5 | 1.0001 | 1.0004 | 0.95532 | 0.99526 | 0.5 | 1.0001 | 1.0004 | 0.95532 | 0.99526
| 0.54167 | 1.0001 | 1.0004 | 0.9532 | 0.99501 | 0.54167 | 1.0001 | 1.0004 | 0.9532 | 0.99501 | 0.54167 | 1.0001 | 1.0004 | 0.9532 | 0.99501
| 0.58333 | 1.0001 | 1.0004 | 0.95134 | 0.9948 | 0.58333 | 1.0001 | 1.0004 | 0.95134 | 0.9948 | 0.58333 | 1.0001 | 1.0004 | 0.95134 | 0.9948
| 0.625 | 1.0001 | 1.0004 | 0.94969 | 0.99461 | 0.625 | 1.0001 | 1.0004 | 0.94969 | 0.99461 | 0.625 | 1.0001 | 1.0004 | 0.94969 | 0.99461
| 0.66667 | 1.0001 | 1.0004 | 0.94818 | 0.99444 | 0.66667 | 1.0001 | 1.0004 | 0.94818 | 0.99444 | 0.66667 | 1.0001 | 1.0004 | 0.94818 | 0.99444
| 0.70833 | 1.0001 | 1.0004 | 0.94674 | 0.99427 | 0.70833 | 1.0001 | 1.0004 | 0.94674 | 0.99427 | 0.70833 | 1.0001 | 1.0004 | 0.94674 | 0.99427
| 0.75 | 1.0001 | 1.0004 | 0.94537 | 0.99412 | 0.75 | 1.0001 | 1.0004 | 0.94537 | 0.99412 | 0.75 | 1.0001 | 1.0004 | 0.94537 | 0.99412
| 0.79167 | 1.0001 | 1.0004 | 0.94411 | 0.99397 | 0.79167 | 1.0001 | 1.0004 | 0.94411 | 0.99397 | 0.79167 | 1.0001 | 1.0004 | 0.94411 | 0.99397
| 0.83333 | 1.0001 | 1.0004 | 0.94298 | 0.99385 | 0.83333 | 1.0001 | 1.0004 | 0.94298 | 0.99385 | 0.83333 | 1.0001 | 1.0004 | 0.94298 | 0.99385
| 0.875 | 1.0001 | 1.0004 | 0.94201 | 0.99374 | 0.875 | 1.0001 | 1.0004 | 0.94201 | 0.99374 | 0.875 | 1.0001 | 1.0004 | 0.94201 | 0.99374
| 0.91667 | 1.0001 | 1.0004 | 0.9412 | 0.99366 | 0.91667 | 1.0001 | 1.0004 | 0.9412 | 0.99366 | 0.91667 | 1.0001 | 1.0004 | 0.9412 | 0.99366
| 0.95833 | 1.0001 | 1.0004 | 0.94053 | 0.99359 | 0.95833 | 1.0001 | 1.0004 | 0.94053 | 0.99359 | 0.95833 | 1.0001 | 1.0004 | 0.94053 | 0.99359
| 1 | 1.0001 | 1.0004 | 0.94052 | 0.99359 | 1 | 1.0001 | 1.0004 | 0.94052 | 0.99359 | 1 | 1.0001 | 1.0004 | 0.94052 | 0.99359
| 1.0417 | 1.0001 | 1.0004 | 0.94052 | 0.99359 | 1.0417 | 1.0001 | 1.0004 | 0.94052 | 0.99359 | 1.0417 | 1.0001 | 1.0004 | 0.94052 | 0.99359
| 1.0833 | 1.0001 | 1.0004 | 0.94052 | 0.99359 | 1.0833 | 1.0001 | 1.0004 | 0.94052 | 0.99359 | 1.0833 | 1.0001 | 1.0004 | 0.94052 | 0.99359
| 1.125 | 1.0001 | 1.0004 | 0.94052 | 0.99359 | 1.125 | 1.0001 | 1.0004 | 0.94052 | 0.99359 | 1.125 | 1.0001 | 1.0004 | 0.94052 | 0.99359
| 1.1667 | 1.0001 | 1.0004 | 0.94052 | 0.99359 | 1.1667 | 1.0001 | 1.0004 | 0.94052 | 0.99359 | 1.1667 | 1.0001 | 1.0004 | 0.94052 | 0.99359
| 1.2083 | 1.0001 | 1.0004 | 0.94052 | 0.99359 | 1.2083 | 1.0001 | 1.0004 | 0.94052 | 0.99359 | 1.2083 | 1.0001 | 1.0004 | 0.94052 | 0.99359
| 1.25 | 1.0001 | 1.0004 | 0.94052 | 0.99359 | 1.25 | 1.0001 | 1.0004 | 0.94052 | 0.99359 | 1.25 | 1.0001 | 1.0004 | 0.94052 | 0.99359
| 1.2917 | 1.0001 | 1.0004 | 0.94052 | 0.99359 | 1.2917 | 1.0001 | 1.0004 | 0.94052 | 0.99359 | 1.2917 | 1.0001 | 1.0004 | 0.94052 | 0.99359
| 1.3333 | 1.0001 | 1.0004 | 0.94052 | 0.99359 | 1.3333 | 1.0001 | 1.0004 | 0.94052 | 0.99359 | 1.3333 | 1.0001 | 1.0004 | 0.94052 | 0.99359
| 1.375 | 1.0001 | 1.0004 | 0.94052 | 0.99359 | 1.375 | 1.0001 | 1.0004 | 0.94052 | 0.99359 | 1.375 | 1.0001 | 1.0004 | 0.94052 | 0.99359
| 1.4167 | 1.0001 | 1.0004 | 0.94052 | 0.99359 | 1.4167 | 1.0001 | 1.0004 | 0.94052 | 0.99359 | 1.4167 | 1.0001 | 1.0004 | 0.94052 | 0.99359
| 1.4583 | 1.0001 | 1.0004 | 0.94052 | 0.99359 | 1.4583 | 1.0001 | 1.0004 | 0.94052 | 0.99359 | 1.4583 | 1.0001 | 1.0004 | 0.94052 | 0.99359
| 1.5 | 1.0001 | 1.0004 | 0.94052 | 0.99359 | 1.5 | 1.0001 | 1.0004 | 0.94052 | 0.99359 | 1.5 | 1.0001 | 1.0004 | 0.94052 | 0.99359
| 1.5417 | 1.0001 | 1.0004 | 0.94052 | 0.99359 | 1.5417 | 1.0001 | 1.0004 | 0.94052 | 0.99359 | 1.5417 | 1.0001 | 1.0004 | 0.94052 | 0.99359
| 1.5833 | 1.0001 | 1.0004 | 0.94052 | 0.99359 | 1.5833 | 1.0001 | 1.0004 | 0.94052 | 0.99359 | 1.5833 | 1.0001 | 1.0004 | 0.94052 | 0.99359
| 1.625 | 1.0001 | 1.0004 | 0.94052 | 0.99359 | 1.625 | 1.0001 | 1.0004 | 0.94052 | 0.99359 | 1.625 | 1.0001 | 1.0004 | 0.94052 | 0.99359
| 1.6667 | 1.0001 | 1.0004 | 0.94052 | 0.99359 | 1.6667 | 1.0001 | 1.0004 | 0.94052 | 0.99359 | 1.6667 | 1.0001 | 1.0004 | 0.94052 | 0.99359
| 1.7083 | 1.0001 | 1.0004 | 0.94052 | 0.99359 | 1.7083 | 1.0001 | 1.0004 | 0.94052 | 0.99359 | 1.7083 | 1.0001 | 1.0004 | 0.94052 | 0.99359
| 1.75 | 1.0001 | 1.0004 | 0.94052 | 0.99359 | 1.75 | 1.0001 | 1.0004 | 0.94052 | 0.99359 | 1.75 | 1.0001 | 1.0004 | 0.94052 | 0.99359
| 1.7917 | 1.0001 | 1.0004 | 0.94052 | 0.99359 | 1.7917 | 1.0001 | 1.0004 | 0.94052 | 0.99359 | 1.7917 | 1.0001 | 1.0004 | 0.94052 | 0.99359
| 1.8333 | 1.0001 | 1.0004 | 0.94052 | 0.99359 | 1.8333 | 1.0001 | 1.0004 | 0.94052 | 0.99359 | 1.8333 | 1.0001 | 1.0004 | 0.94052 | 0.99359
| 1.875 | 1.0001 | 1.0004 | 0.94052 | 0.99359 | 1.875 | 1.0001 | 1.0004 | 0.94052 | 0.99359 | 1.875 | 1.0001 | 1.0004 | 0.94052 | 0.99359
| 1.9167 | 1.0001 | 1.0004 | 0.94052 | 0.99359 | 1.9167 | 1.0001 | 1.0004 | 0.94052 | 0.99359 | 1.9167 | 1.0001 | 1.0004 | 0.94052 | 0.99359
| 1.9583 | 1.0001 | 1.0004 | 0.94052 | 0.99359 | 1.9583 | 1.0001 | 1.0004 | 0.94052 | 0.99359 | 1.9583 | 1.0001 | 1.0004 | 0.94052 | 0.99359
| 2 | 1.0001 | 1.0004 | 0.94052 | 0.99359 | 2 | 1.0001 | 1.0004 | 0.94052 | 0.99359 | 2 | 1.0001 | 1.0004 | 0.94052 | 0.99359
| 2.0417 | 1.0001 | 1.0004 | 0.94052 | 0.99359 | 2.0417 | 1.0001 | 1.0004 | 0.94052 | 0.99359 | 2.0417 | 1.0001 | 1.0004 | 0.94052 | 0.99359
| 2.0833 | 1.0001 | 1.0004 | 0.94052 | 0.99359 | 2.0833 | 1.0001 | 1.0004 | 0.94052 | 0.99359 | 2.0833 | 1.0001 | 1.0004 | 0.94052 | 0.99359
| 2.125 | 1.0001 | 1.0004 | 0.94052 | 0.99359 | 2.125 | 1.0001 | 1.0004 | 0.94052 | 0.99359 | 2.125 | 1.0001 | 1.0004 | 0.94052 | 0.99359
| 2.1667 | 1.0001 | 1.0004 | 0.94052 | 0.99359 | 2.1667 | 1.0001 | 1.0004 | 0.94052 | 0.99359 | 2.1667 | 1.0001 | 1.0004 | 0.94052 | 0.99359
| 2.2083 | 1.0001 | 1.0004 | 0.94052 | 0.99359 | 2.2083 | 1.0001 | 1.0004 | 0.94052 | 0.99359 | 2.2083 | 1.0001 | 1.0004 | 0.94052 | 0.99359
| 2.25 | 1.0001 | 1.0004 | 0.94052 | 0.99359 | 2.25 | 1.0001 | 1.0004 | 0.94052 | 0.99359 | 2.25 | 1.0001 | 1.0004 | 0.94052 | 0.99359
| 2.2917 | 1.0001 | 1.0004 | 0.94052 | 0.99359 | 2.2917 | 1.0001 | 1.0004 | 0.94052 | 0.99359 | 2.2917 | 1.0001 | 1.0004 | 0.94052 | 0.99359
| 2.3333 | 1.0001 | 1.0004 | 0.94052 | 0.99359 | 2.3333 | 1.0001 | 1.0004 | 0.94052 | 0.99359 | 2.3333 | 1.0001 | 1.0004 | 0.94052 | 0.99359
| 2.375 | 1.0001 | 1.0004 | 0.94052 | 0.99359 | 2.375 | 1.0001 | 1.0004 | 0.94052 | 0.99359 | 2.375 | 1.0001 | 1.0004 | 0.94052 | 0.99359
| 2.4167 | 1.0001 | 1.0004 | 0.94052 | 0.99359 | 2.4167 | 1.0001 | 1.0004 | 0.94052 | 0.99359 | 2.4167 | 1.0001 | 1.0004 | 0.94052 | 0.99359
| 2.4583 | 1.0001 | 1.0004 | 0.94052 | 0.99359 | 2.4583 | 1.0001 | 1.0004 | 0.94052 | 0.99359 | 2.4583 | 1.0001 | 1.0004 | 0.94052 | 0.99359
| 2.5 | 1.0001 | 1.0004 | 0.94052 | 0.99359 | 2.5 | 1.0001 | 1.0004 | 0.94052 | 0.99359 | 2.5 | 1.0001 | 1.0004 | 0.94052 | 0.99359
| 2.5417 | 1.0001 | 1.0004 | 0.94052 | 0.99359 | 2.5417 | 1.0001 | 1.0004 | 0.94052 | 0.99359 | 2.5417 | 1.0001 | 1.0004 | 0.94052 | 0.99359
| 2.5833 | 1.0001 | 1.0004 | 0.94052 | 0.99359 | 2.5833 | 1.0001 | 1.0004 | 0.94052 | 0.99359 | 2.5833 | 1.0001 | 1.0004 | 0.94052 | 0.99359
| 2.625 | 1.0001 | 1.0004 | 0.94052 | 0.99359 | 2.625 | 1.0001 | 1.0004 | 0.94052 | 0.99359 | 2.625 | 1.0001 | 1.0004 | 0.94052 | 0.99359
| 2.6667 | 1.0001 | 1.0004 | 0.94052 | 0.99359 | 2.6667 | 1.0001 | 1.0004 | 0.94052 | 0.99359 | 2.6667 | 1.0001 | 1.0004 | 0.94052 | 0.99359
| 2.7083 | 1.0001 | 1.0004 | 0.94052 | 0.99359 | 2.7083 | 1.0001 | 1.0004 | 0.94052 | 0.99359 | 2.7083 | 1.0001 | 1.0004 | 0.94052 | 0.99359
| 2.75 | 1.0001 | 1.0004 | 0.94052 | 0.99359 | 2.75 | 1.0001 | 1.0004 | 0.94052 | 0.99359 | 2.75 | 1.0001 | 1.0004 | 0.94052 | 0.99359
| 2.7917 | 1.0001 | 1.0004 | 0.94052 | 0.99359 | 2.7917 | 1.0001 | 1.0004 | 0.94052 | 0.99359 | 2.7917 | 1.0001 | 1.0004 | 0.94052 | 0.99359
| 2.8333 | 1.0001 | 1.0004 | 0.94052 | 0.99359 | 2.8333 | 1.0001 | 1.0004 | 0.94052 | 0.99359 | 2.8333 | 1.0001 | 1.0004 | 0.94052 | 0.99359
| 2.875 | 1.0001 | 1.0004 | 0.94052 | 0.99359 | 2.875 | 1.0001 | 1.0004 | 0.94052 | 0.99359 | 2.875 | 1.0001 | 1.0004 | 0.94052 | 0.99359
| 2.9167 | 1.0001 | 1.0004 | 0.94052 | 0.99359 | 2.9167 | 1.0001 | 1.0004 | 0.94052 | 0.99359 | 2.9167 | 1.0001 | 1.0004 | 0.94052 | 0.99359
| 2.9583 | 1.0001 | 1.0004 | 0.94052 | 0.99359 | 2.9583 | 1.0001 | 1.0004 | 0.94052 | 0.99359 | 2.9583 | 1.0001 | 1.0004 | 0.94052 | 0.99359
| 3 | 1.0001 | 1.0004 | 0.94052 | 0.99359 | 3 | 1.0001 | 1.0004 | 0.94052 | 0.99359 | 3 | 1.0001 | 1.0004 | 0.94052 | 0.99359
| 3.0417 | 1.0001 | 1.0004 | 0.94052 | 0.99359 | 3.0417 | 1.0001 | 1.0004 | 0.94052 | 0.99359 | 3.0417 | 1.0001 | 1.0004 | 0.94052 | 0.99359
| 3.0833 | 1.0001 | 1.0004 | 0.94052 | 0.99359 | 3.0833 | 1.0001 | 1.0004 | 0.94052 | 0.99359 | 3.0833 | 1.0001 | 1.0004 | 0.94052 | 0.99359
| 3.125 | 1.0001 | 1.0004 | 0.94052 | 0.99359 | 3.125 | 1.0001 | 1.0004 | 0.94052 | 0.99359 | 3.125 | 1.0001 | 1.0004 | 0.94052 | 0.99359
| 3.1667 | 1.0001 | 1.0004 | 0.94052 | 0.99359 | 3.1667 | 1.0001 | 1.0004 | 0.94052 | 0.99359 | 3.1667 | 1.0001 | 1.0004 | 0.94052 | 0.99359
| 3.2083 | 1.0001 | 1.0004 | 0.94052 | 0.99359 | 3.2083 | 1.0001 | 1.0004 | 0.94052 | 0.99359 | 3.2083 | 1.0001 | 1.0004 | 0.94052 | 0.99359
| 3.25 | 1.0001 | 1.0004 | 0.94052 | 0.99359 | 3.25 | 1.0001 | 1.0004 | 0.94052 | 0.99359 | 3.25 | 1.0001 | 1.0004 | 0.94052 | 0.99359
| 3.2917 | 1.0001 | 1.0004 | 0.94052 | 0.99359 | 3.2917 | 1.0001 | 1.0004 | 0.94052 | 0.99359 | 3.2917 | 1.0001 | 1.0004 | 0.94052 | 0.99359
| 3.3333 | 1.0001 | 1.0004 | 0.94052 | 0.99359 | 3.3333 | 1.0001 | 1.0004 | 0.94052 | 0.99359 | 3.3333 | 1.0001 | 1.0004 | 0.94052 | 0.99359
| 3.375 | 1.0001 | 1.0004 | 0.94052 | 0.99359 | 3.375 | 1.0001 | 1.0004 | 0.94052 | 0.99359 | 3.375 | 1.0001 | 1.0004 | 0.94052 | 0.99359
| 3.4167 | 1.0001 | 1.0004 | 0.94052 | 0.99359 | 3.4167 | 1.0001 | 1.0004 | 0.94052 | 0.99359 | 3.4167 | 1.0001 | 1.0004 | 0.94052 | 0.99359
| 3.4583 | 1.0001 | 1.0004 | 0.94052 | 0.99359 | 3.4583 | 1.0001 | 1.0004 | 0.94052 | 0.99359 | 3.4583 | 1.0001 | 1.0004 | 0.94052 | 0.99359
| 3.5 | 1.0001 | 1.0004 | 0.94052 | 0.99359 | 3.5 | 1.0001 | 1.0004 | 0.94052 | 0.99359 | 3.5 | 1.0001 | 1.0004 | 0.94052 | 0.99359
| 3.5417 | 1.0001 | 1.0004 | 0.94052 | 0.99359 | 3.5417 | 1.0001 | 1.0004 | 0.94052 | 0.99359 | 3.5417 | 1.0001 | 1.0004 | 0.94052 | 0.99359
| 3.5833 | 1.0001 | 1.0004 | 0.94052 | 0.99359 | 3.5833 | 1.0001 | 1.0004 | 0.94052 | 0.99359 | 3.5833 | 1.0001 | 1.0004 | 0.94052 | 0.99359
| 3.625 | 1.0001 | 1.0004 | 0.94052 | 0.99359 | 3.625 | 1.0001 | 1.0004 | 0.94052 | 0.99359 | 3.625 | 1.0001 | 1.0004 | 0.94052 | 0.99359
| 3.6667 | 1.0001 | 1.0004 | 0.94052 | 0.99359 | 3.6667 | 1.0001 | 1.0004 | 0.94052 | 0.99359 | 3.6667 | 1.0001 | 1.0004 | 0.94052 | 0.99359
| 3.7083 | 1.0001 | 1.0004 | 0.94052 | 0.99359 | 3.7083 | 1.0001 | 1.0004 | 0.94052 | 0.99359 | 3.7083 | 1.0001 | 1.0004 | 0.94052 | 0.99359
| 3.75 | 1.0001 | 1.0004 | 0.94052 | 0.99359 | 3.75 | 1.0001 | 1.0004 | 0.94052 | 0.99359 | 3.75 | 1.0001 | 1.0004 | 0.94052 | 0.99359
| 3.7917 | 1.0001 | 1.0004 | 0.94052 | 0.99359 | 3.7917 | 1.0001 | 1.0004 | 0.94052 | 0.99359 | 3.7917 | 1.0001 | 1.0004 | 0.94052 | 0.99359
| 3.8333 | 1.0001 | 1.0004 | 0.94052 | 0.99359 | 3.8333 | 1.0001 | 1.0004 | 0.94052 | 0.99359 | 3.8333 | 1.0001 | 1.0004 | 0.94052 | 0.99359
| 3.875 | 1.0001 | 1.0004 | 0.94052 | 0.99359 | 3.875 | 1.0001 | 1.0004 | 0.94052 | 0.99359 | 3.875 | 1.0001 | 1.0004 | 0.94052 | 0.99359
| 3.9167 | 1.0001 | 1.0004 | 0.94052 | 0.99359 | 3.9167 | 1.0001 | 1.0004 | 0.94052 | 0.99359 | 3.9167 | 1.0001 | 1.0004 | 0.94052 | 0.99359
| 3.9583 | 1.0001 | 1.0004 | 0.94052 | 0.99359 | 3.9583 | 1.0001 | 1.0004 | 0.94052 | 0.99359 | 3.9583 | 1.0001 | 1.0004 | 0.94052 | 0.99359
| 4 | 1.0001 | 1.0004 | 0.94052 | 0.99359 | 4 | 1.0001 | 1.0004 | 0.94052 | 0.99359 | 4 | 1.0001 | 1.0004 | 0.94052 | 0.99359
| 4.0417 | 1.0001 | 1.0004 | 0.94052 | 0.99359 | 4.0417 | 1.0001 | 1.0004 | 0.94052 | 0.99359 | 4.0417 | 1.0001 | 1.0004 | 0.94052 | 0.99359
| 4.0833 | 1.0001 | 1.0004 | 0.94052 | 0.99359 | 4.0833 | 1.0001 | 1.0004 | 0.94052 | 0.99359 | 4.0833 | 1.0001 | 1.0004 | 0.94052 | 0.99359
| 4.125 | 1.0001 | 1.0004 | 0.94052 | 0.99359 | 4.125 | 1.0001 | 1.0004 | 0.94052 | 0.99359 | 4.125 | 1.0001 | 1.0004 | 0.94052 | 0.99359
| 4.1667 | 1.0001 | 1.0004 | 0.94052 | 0.99359 | 4.1667 | 1.0001 | 1.0004 | 0.94052 | 0.99359 | 4.1667 | 1.0001 | 1.0004 | 0.94052 | 0.99359
| 4.2083 | 1.0001 | 1.0004 | 0.94052 | 0.99359 | 4.2083 | 1.0001 | 1.0004 | 0.94052 | 0.99359 | 4.2083 | 1.0001 | 1.0004 | 0.94052 | 0.99359
| 4.25 | 1.0001 | 1.0004 | 0.94052 | 0.99359 | 4.25 | 1.0001 | 1.0004 | 0.94052 | 0.99359 | 4.25 | 1.0001 | 1.0004 | 0.94052 | 0.99359
| 4.2917 | 1.0001 | 1.0004 | 0.94052 | 0.99359 | 4.2917 | 1.0001 | 1.0004 | 0.94052 | 0.99359 | 4.2917 | 1.0001 | 1.0004 | 0.94052 | 0.99359
| 4.3333 | 1.0001 | 1.0004 | 0.94052 | 0.99359 | 4.3333 | 1.0001 | 1.0004 | 0.94052 | 0.99359 | 4.3333 | 1.0001 | 1.0004 | 0.94052 | 0.99359
| 4.375 | 1.0001 | 1.0004 | 0.94052 | 0.99359 | 4.375 | 1.0001 | 1.0004 | 0.94052 | 0.99359 | 4.375 | 1.0001 | 1.0004 | 0.94052 | 0.99359
| 4.4167 | 1.0001 | 1.0004 | 0.94052 | 0.99359 | 4.4167 | 1.0001 | 1.0004 | 0.94052 | 0.99359 | 4.4167 | 1.0001 | 1.0004 | 0.94052 | 0.99359
| 4.4583 | 1.0001 | 1.0004 | 0.94052 | 0.99359 | 4.4583 | 1.0001 | 1.0004 | 0.94052 | 0.99359 | 4.4583 | 1.0001 | 1.0004 | 0.94052 | 0.99359
| 4.5 | 1.0001 | 1.0004 | 0.94052 | 0.99359 | 4.5 | 1.0001 | 1.0004 | 0.94052 | 0.99359 | 4.5 | 1.0001 | 1.0004 | 0.94052 | 0.99359
| 4.5417 | 1.0001 | 1.0004 | 0.94052 | 0.99359 | 4.5417 | 1.0001 | 1.0004 | 0.94052 | 0.99359 | 4.5417 | 1.0001 | 1.0004 | 0.94052 | 0.99359
| 4.5833 | 1.0001 | 1.0004 | 0.94052 | 0.99359 | 4.5833 | 1.0001 | 1.0004 | 0.94052 | 0.99359 | 4.5833 | 1.0001 | 1.0004 | 0.94052 | 0.99359
| 4.625 | 1.0001 | 1.0004 | 0.94052 | 0.99359 | 4.625 | 1.0001 | 1.0004 | 0.94052 | 0.99359 | 4.625 | 1.0001 | 1.0004 | 0.94052 | 0.99359
| 4.6667 | 1.0001 | 1.0004 | 0.94052 | 0.99359 | 4.6667 | 1.0001 | 1.0004 | 0.94052 | 0.99359 | 4.6667 | 1.0001 | 1.0004 | 0.94052 | 0.99359
| 4.7083 | 1.0001 | 1.0004 | 0.94052 | 0.99359 | 4.7083 | 1.0001 | 1.0004 | 0.94052 | 0.99359 | 4.7083 | 1.0001 | 1.0004 | 0.94052 | 0.99359
| 4.75 | 1.0001 | 1.0004 | 0.94052 | 0.99359 | 4.75 | 1.0001 | 1.0004 | 0.94052 | 0.99359 | 4.75 | 1.0001 | 1.0004 | 0.94052 | 0.99359
| 4.7917 | 1.0001 | 1.0004 | 0.94052 | 0.99359 | 4.7917 | 1.0001 | 1.0004 | 0.94052 | 0.99359 | 4.7917 | 1.0001 | 1.0004 | 0.94052 | 0.99359
| 4.8333 | 1.0001 | 1.0004 | 0.94052 | 0.99359 | 4.8333 | 1.0001 | 1.0004 | 0.94052 | 0.99359 | 4.8333 | 1.0001 | 1.0004 | 0.94052 | 0.99359
| 4.875 | 1.0001 | 1.0004 | 0.94052 | 0.99359 | 4.875 | 1.0001 | 1.0004 | 0.94052 | 0.99359 | 4.875 | 1.0001 | 1.0004 | 0.94052 | 0.99359
| 4.9167 | 1.0001 | 1.0004 | 0.94052 | 0.99359 | 4.9167 | 1.0001 | 1.0004 | 0.94052 | 0.99359 | 4.9167 | 1.0001 | 1.0004 | 0.94052 | 0.99359
| 4.9583 | 1.0001 | 1.0004 | 0.94052 | 0.99359 | 4.9583 | 1.0001 | 1.0004 | 0.94052 | 0.99359 | 4.9583 | 1.0001 | 1.0004 | 0.94052 | 0.99359
| 5 | 1.0001 | 1.0004 | 0.94052 | 0.99359 | 5 | 1.0001 | 1.0004 | 0.94052 | 0.99359 | 5 | 1.0001 | 1.0004 | 0.94052 | 0.99359
| 5.0417 | 1.0001 | 1.0004 | 0.94052 | 0.99359 | 5.0417 | 1.0001 | 1.0004 | 0.94052 | 0.99359 | 5.0417 | 1.0001 | 1.0004 | 0.94052 | 0.99359
| 5.0833 | 1.0001 | 1.0004 | 0.94052 | 0.99359 | 5.0833 | 1.0001 | 1.0004 | 0.94052 | 0.99359 | 5.0833 | 1.0001 | 1.0004 | 0.94052 | 0.99359
| 5.125 | 1.0001 | 1.0004 | 0.94052 | 0.99359 | 5.125 | 1.0001 | 1.0004 | 0.94052 | 0.99359 | 5.125 | 1.0001 | 1.0004 | 0.94052 | 0.99359
| 5.1667 | 1.0001 | 1.0004 | 0.94052 | 0.99359 | 5.1667 | 1.0001 | 1.0004 | 0.94052 | 0.99359 | 5.1667 | 1.0001 | 1.0004 | 0.94052 | 0.99359
| 5.2083 | 1.0001 | 1.0004 | 0.94052 | 0.99359 | 5.2083 | 1.0001 | 1.0004 | 0.94052 | 0.99359 | 5.2083 | 1.0001 | 1.0004 | 0.94052 | 0.99359
| 5.25 | 1.0001 | 1.0004 | 0.94052 | 0.99359 | 5.25 | 1.0001 | 1.0004 | 0.94052 | 0.99359 | 5.25 | 1.0001 | 1.0004 | 0.94052 | 0.99359
| 5.2917 | 1.0001 | 1.0004 | 0.94052 | 0.99359 | 5.2917 | 1.0001 | 1.0004 | 0.94052 | 0.99359 | 5.2917 | 1.0001 | 1.0004 | 0.94052 | 0.99359
| 5.3333 | 1.0001 | 1.0004 | 0.94052 | 0.99359 | 5.3333 | 1.0001 | 1.0004 | 0.94052 | 0.99359 | 5.3333 | 1.0001 | 1.0004 | 0.94052 | 0.99359
| 5.375 | 1.0001 | 1.0004 | 0.94052 | 0.99359 | 5.375 | 1.0001 | 1.0004 | 0.94052 | 0.99359 | 5.375 | 1.0001 | 1.0004 | 0.94052 | 0.99359
| 5.4167 | 1.0001 | 1.0004 | 0.94052 | 0.99359 | 5.4167 | 1.0001 | 1.0004 | 0.94052 | 0.99359 | 5.4167 | 1.0001 | 1.0004 | 0.94052 | 0.99359
| 5.4583 | 1.0001 | 1.0004 | 0.94052 | 0.99359 | 5.4583 | 1.0001 | 1.0004 | 0.94052 | 0.99359 | 5.4583 | 1.0001 | 1.0004 | 0.94052 | 0.99359
| 5.5 | 1.0001 | 1.0004 | 0.94052 | 0.99359 | 5.5 | 1.0001 | 1.0004 | 0.94052 | 0.99359 | 5.5 | 1.0001 | 1.0004 | 0.94052 | 0.99359
| 5.5417 | 1.0001 | 1.0004 | 0.94052 | 0.99359 | 5.5417 | 1.0001 | 1.0004 | 0.94052 | 0.99359 | 5.5417 | 1.0001 | 1.0004 | 0.94052 | 0.99359
| 5.5833 | 1.0001 | 1.0004 | 0.94052 | 0.99359 | 5.5833 | 1.0001 | 1.0004 | 0.94052 | 0.99359 | 5.5833 | 1.0001 | 1.0004 | 0.94052 | 0.99359
| 5.625 | 1.0001 | 1.0004 | 0.94052 | 0.99359 | 5.625 | 1.0001 | 1.0004 | 0.94052 | 0.99359 | 5.625 | 1.0001 | 1.0004 | 0.94052 | 0.99359
| 5.6667 | 1.0001 | 1.0004 | 0.94052 | 0.99359 | 5.6667 | 1.0001 | 1.0004 | 0.94052 | 0.99359 | 5.6667 | 1.0001 | 1.0004 | 0.94052 | 0.99359
| 5.7083 | 1.0001 | 1.0004 | 0.94052 | 0.99359 | 5.7083 | 1.0001 | 1.0004 | 0.94052 | 0.99359 | 5.7083 | 1.0001 | 1.0004 | 0.94052 | 0.99359
| 5.75 | 1.0001 | 1.0004 | 0.94052 | 0.99359 | 5.75 | 1.0001 | 1.0004 | 0.94052 | 0.99359 | 5.75 | 1.0001 | 1.0004 | 0.94052 | 0.99359
| 5.7917 | 1.0001 | 1.0004 | 0.94052 | 0.99359 | 5.7917 | 1.0001 | 1.0004 | 0.94052 | 0.99359 | 5.7917 | 1.0001 | 1.0004 | 0.94052 | 0.99359
| 5.8333 | 1.0001 | 1.0004 | 0.94052 | 0.99359 | 5.8333 | 1.0001 | 1.0004 | 0.94052 | 0.99359 | 5.8333 | 1.0001 | 1.0004 | 0.94052 | 0.99359
| 5.875 | 1.0001 | 1.0004 | 0.94052 | 0.99359 | 5.875 | 1.0001 | 1.0004 | 0.94052 | 0.99359 | 5.875 | 1.0001 | 1.0004 | 0.94052 | 0.99359
| 5.9167 | 1.0001 | 1.0004 | 0.94052 | 0.99359 | 5.9167 | 1.0001 | 1.0004 | 0.94052 | 0.99359 | 5.9167 | 1.0001 | 1.0004 | 0.94052 | 0.99359
| 5.9583 | 1.0001 | 1.0004 | 0.94052 | 0.99359 | 5.9583 | 1.0001 | 1.0004 | 0.94052 | 0.99359 | 5.9583 | 1.0001 | 1.0004 | 0.94052 | 0.99359
| 6 | 1.0001 | 1.0004 | 0.94052 | 0.99359 | 6 | 1.0001 | 1.0004 | 0.94052 | 0.99359 | 6 | 1.0001 | 1.0004 | 0.94052 | 0.99359
| 6.0417 | 1.0001 | 1.0004 | 0.94052 | 0.99359 | 6.0417 | 1.0001 | 1.0004 | 0.94052 | 0.99359 | 6.0417 | 1.0001 | 1.0004 | 0.94052 | 0.99359
| 6.0833 | 1.0001 | 1.0004 | 0.94052 | 0.99359 | 6.0833 | 1.0001 | 1.0004 | 0.94052 | 0.99359 | 6.0833 | 1.0001 | 1.0004 | 0.94052 | 0.99359
| 6.125 | 1.0001 | 1.0004 | 0.94052 | 0.99359 | 6.125 | 1.0001 | 1.0004 | 0.94052 | 0.99359 | 6.125 | 1.0001 | 1.0004 | 0.94052 | 0.99359
| 6.1667 | 1.0001 | 1.0004 | 0.94052 | 0.99359 | 6.1667 | 1.0001 | 1.0004 | 0.94052 | 0.99359 | 6.1667 | 1.0001 | 1.0004 | 0.94052 | 0.99359
| 6.2083 | 1.0001 | 1.0004 | 0.94052 | 0.99359 | 6.2083 | 1.0001 | 1.0004 | 0.94052 | 0.99359 | 6.2083 | 1.0001 | 1.0004 | 0.94052 | 0.99359
| 6.25 | 1.0001 | 1.0004 | 0.94052 | 0.99359 | 6.25 | 1.0001 | 1.0004 | 0.94052 | 0.99359 | 6.25 | 1.0001 | 1.0004 | 0.94052 | 0.99359
| 6.2917 | 1.0001 | 1.0004 | 0.94052 | 0.99359 | 6.2917 | 1.0001 | 1.0004 | 0.94052 | 0.99359 | 6.2917 | 1.0001 | 1.0004 | 0.94052 | 0.99359
| 6.3333 | 1.0001 | 1.0004 | 0.94052 | 0.99359 | 6.3333 | 1.0001 | 1.0004 | 0.94052 | 0.99359 | 6.3333 | 1.0001 | 1.0004 | 0.94052 | 0.99359
| 6.375 | 1.0001 | 1.0004 | 0.94052 | 0.99359 | 6.375 | 1.0001 | 1.0004 | 0.94052 | 0.99359 | 6.375 | 1.0001 | 1.0004 | 0.94052 | 0.99359
| 6.4167 | 1.0001 | 1.0004 | 0.94052 | 0.99359 | 6.4167 | 1.0001 | 1.0004 | 0.94052 | 0.99359 | 6.4167 | 1.0001 | 1.0004 | 0.94052 | 0.99359
| 6.4583 | 1.0001 | 1.0004 | 0.94052 | 0.99359 | 6.4583 | 1.0001 | 1.0004 | 0.94052 | 0.99359 | 6.4583 | 1.0001 | 1.0004 | 0.94052 | 0.99359
| 6.5 | 1.0001 | 1.0004 | 0.94052 | 0.99359 | 6.5 | 1.0001 | 1.0004 | 0.94052 | 0.99359 | 6.5 | 1.0001 | 1.0004 | 0.94052 | 0.99359
| 6.5417 | 1.0001 | 1.0004 | 0.94052 | 0.99359 | 6.5417 | 1.0001 | 1.0004 | 0.94052 | 0.99359 | 6.5417 | 1.0001 | 1.0004 | 0.94052 | 0.99359
| 6.5833 | 1.0001 | 1.0004 | 0.94052 | 0.99359 | 6.5833 | 1.0001 | 1.0004 | 0.94052 | 0.99359 | 6.5833 | 1.0001 | 1.0004 | 0.94052 | 0.99359
| 6.625 | 1.0001 | 1.0004 | 0.94052 | 0.99359 | 6.625 | 1.0001 | 1.0004 | 0.94052 | 0.99359 | 6.625 | 1.0001 | 1.0004 | 0.94052 | 0.99359
| 6.6667 | 1.0001 | 1.0004 | 0.94052 | 0.99359 | 6.6667 | 1.0001 | 1.0004 | 0.94052 | 0.99359 | 6.6667 | 1.0001 | 1.0004 | 0.94052 | 0.99359
| 6.7083 | 1.0001 | 1.0004 | 0.94052 | 0.99359 | 6.7083 | 1.0001 | 1.0004 | 0.94052 | 0.99359 | 6.7083 | 1.0001 | 1.0004 | 0.94052 | 0.99359
| 6.75 | 1.0001 | 1.0004 | 0.94052 | 0.99359 | 6.75 | 1.0001 | 1.0004 | 0.94052 | 0.99359 | 6.75 | 1.0001 | 1.0004 | 0.94052 | 0.99359
| 6.7917 | 1.0001 | 1.0004 | 0.94052 | 0.99359 | 6.7917 | 1.0001 | 1.0004 | 0.94052 | 0.99359 | 6.7917 | 1.0001 | 1.0004 | 0.94052 | 0.99359
| 6.8333 | 1.0001 | 1.0004 | 0.94052 | 0.99359 | 6.8333 | 1.0001 | 1.0004 | 0.94052 | 0.99359 | 6.8333 | 1.0001 | 1.0004 | 0.94052 | 0.99359
| 6.875 | 1.0001 | 1.0004 | 0.94052 | 0.99359 | 6.875 | 1.0001 | 1.0004 | 0.94052 | 0.99359 | 6.875 | 1.0001 | 1.0004 | 0.94052 | 0.99359
| 6.9167 | 1.0001 | 1.0004 | 0.94055 | 0.99359 | 6.9167 | 1.0001 | 1.0004 | 0.94052 | 0.99359 | 6.9167 | 1.0001 | 1.0004 | 0.94055 | 0.99359
| 6.9583 | 1.0001 | 1.0004 | 0.94055 | 0.99359 | 6.9583 | 1.0001 | 1.0004 | 0.94052 | 0.99359 | 6.9583 | 1.0001 | 1.0004 | 0.94055 | 0.99359
| 7 | 1.0001 | 1.0004 | 0.94055 | 0.99359 | 7 | 1.0001 | 1.0004 | 0.94052 | 0.99359 | 7 | 1.0001 | 1.0004 | 0.94055 | 0.99359
| 7.0417 | 1.0001 | 1.0004 | 0.94055 | 0.99359 | 7.0417 | 1.0001 | 1.0004 | 0.94052 | 0.99359 | 7.0417 | 1.0001 | 1.0004 | 0.94055 | 0.99359
| 7.0833 | 1.0001 | 1.0004 | 0.94055 | 0.99359 | 7.0833 | 1.0001 | 1.0004 | 0.94052 | 0.99359 | 7.0833 | 1.0001 | 1.0004 | 0.94055 | 0.99359
| 7.125 | 1.0001 | 1.0004 | 0.94055 | 0.99359 | 7.125 | 1.0001 | 1.0004 | 0.94052 | 0.99359 | 7.125 | 1.0001 | 1.0004 | 0.94055 | 0.99359
| 7.1667 | 1.0001 | 1.0004 | 0.94055 | 0.99359 | 7.1667 | 1.0001 | 1.0004 | 0.94052 | 0.99359 | 7.1667 | 1.0001 | 1.0004 | 0.94055 | 0.99359
| 7.2083 | 1.0001 | 1.0004 | 0.94055 | 0.99359 | 7.2083 | 1.0001 | 1.0004 | 0.94052 | 0.99359 | 7.2083 | 1.0001 | 1.0004 | 0.94055 | 0.99359
| 7.25 | 1.0001 | 1.0004 | 0.94055 | 0.99359 | 7.25 | 1.0001 | 1.0004 | 0.94052 | 0.99359 | 7.25 | 1.0001 | 1.0004 | 0.94055 | 0.99359
| 7.2917 | 1.0001 | 1.0004 | 0.94055 | 0.99359 | 7.2917 | 1.0001 | 1.0004 | 0.94052 | 0.99359 | 7.2917 | 1.0001 | 1.0004 | 0.94055 | 0.99359
| 7.3333 | 1.0001 | 1.0004 | 0.94055 | 0.99359 | 7.3333 | 1.0001 | 1.0004 | 0.94052 | 0.99359 | 7.3333 | 1.0001 | 1.0004 | 0.94055 | 0.99359
| 7.375 | 1.0001 | 1.0004 | 0.94055 | 0.99359 | 7.375 | 1.0001 | 1.0004 | 0.94052 | 0.99359 | 7.375 | 1.0001 | 1.0004 | 0.94055 | 0.99359
| 7.4167 | 1.0001 | 1.0004 | 0.94055 | 0.99359 | 7.4167 | 1.0001 | 1.0004 | 0.94052 | 0.99359 | 7.4167 | 1.0001 | 1.0004 | 0.94055 | 0.99359
| 7.4583 | 1.0001 | 1.0004 | 0.94055 | 0.99359 | 7.4583 | 1.0001 | 1.0004 | 0.94052 | 0.99359 | 7.4583 | 1.0001 | 1.0004 | 0.94055 | 0.99359
| 7.5 | 1.0001 | 1.0004 | 0.94055 | 0.99359 | 7.5 | 1.0001 | 1.0004 | 0.94052 | 0.99359 | 7.5 | 1.0001 | 1.0004 | 0.94055 | 0.99359
| 7.5417 | 1.0001 | 1.0004 | 0.94055 | 0.99359 | 7.5417 | 1.0001 | 1.0004 | 0.94052 | 0.99359 | 7.5417 | 1.0001 | 1.0004 | 0.94055 | 0.99359
| 7.5833 | 1.0001 | 1.0004 | 0.94055 | 0.99359 | 7.5833 | 1.0001 | 1.0004 | 0.94052 | 0.99359 | 7.5833 | 1.0001 | 1.0004 | 0.94055 | 0.99359
| 7.625 | 1.0001 | 1.0004 | 0.94055 | 0.99359 | 7.625 | 1.0001 | 1.0004 | 0.94052 | 0.99359 | 7.625 | 1.0001 | 1.0004 | 0.94055 | 0.99359
| 7.6667 | 1.0001 | 1.0004 | 0.94055 | 0.99359 | 7.6667 | 1.0001 | 1.0004 | 0.94052 | 0.99359 | 7.6667 | 1.0001 | 1.0004 | 0.94055 | 0.99359
| 7.7083 | 1.0001 | 1.0004 | 0.94055 | 0.99359 | 7.7083 | 1.0001 | 1.0004 | 0.94055 | 0.99359 | 7.7083 | 1.0001 | 1.0004 | 0.94055 | 0.99359
| 7.75 | 1.0001 | 1.0004 | 0.94055 | 0.99359 | 7.75 | 1.0001 | 1.0004 | 0.94055 | 0.99359 | 7.75 | 1.0001 | 1.0004 | 0.94055 | 0.99359
| 7.7917 | 1.0001 | 1.0004 | 0.94055 | 0.99359 | 7.7917 | 1.0001 | 1.0004 | 0.94055 | 0.99359 | 7.7917 | 1.0001 | 1.0004 | 0.94055 | 0.99359
| 7.8333 | 1.0001 | 1.0004 | 0.94055 | 0.99359 | 7.8333 | 1.0001 | 1.0004 | 0.94055 | 0.99359 | 7.8333 | 1.0001 | 1.0004 | 0.94055 | 0.99359
| 7.875 | 1.0001 | 1.0004 | 0.94055 | 0.99359 | 7.875 | 1.0001 | 1.0004 | 0.94055 | 0.99359 | 7.875 | 1.0001 | 1.0004 | 0.94055 | 0.99359
| 7.9167 | 1.0001 | 1.0004 | 0.94052 | 0.99359 | 7.9167 | 1.0001 | 1.0004 | 0.94055 | 0.99359 | 7.9167 | 1.0001 | 1.0004 | 0.94052 | 0.99359
| 7.9583 | 1.0001 | 1.0004 | 0.94219 | 0.99378 | 7.9583 | 1.0001 | 1.0004 | 0.94221 | 0.99378 | 7.9583 | 1.0001 | 1.0004 | 0.94219 | 0.99378
| 8 | 1.0001 | 1.0004 | 0.94219 | 0.99378 | 8 | 1.0001 | 1.0004 | 0.94221 | 0.99378 | 8 | 1.0001 | 1.0004 | 0.94219 | 0.99378
| 8.0417 | 1.0001 | 1.0004 | 0.94376 | 0.99395 | 8.0417 | 1.0001 | 1.0004 | 0.94221 | 0.99378 | 8.0417 | 1.0001 | 1.0004 | 0.94376 | 0.99395
| 8.0833 | 1.0001 | 1.0004 | 0.94376 | 0.99395 | 8.0833 | 1.0001 | 1.0004 | 0.94221 | 0.99378 | 8.0833 | 1.0001 | 1.0004 | 0.94376 | 0.99395
| 8.125 | 1.0001 | 1.0004 | 0.94376 | 0.99395 | 8.125 | 1.0001 | 1.0004 | 0.94221 | 0.99378 | 8.125 | 1.0001 | 1.0004 | 0.94376 | 0.99395
| 8.1667 | 1.0001 | 1.0004 | 0.94376 | 0.99395 | 8.1667 | 1.0001 | 1.0004 | 0.94221 | 0.99378 | 8.1667 | 1.0001 | 1.0004 | 0.94376 | 0.99395
| 8.2083 | 1.0001 | 1.0004 | 0.94376 | 0.99395 | 8.2083 | 1.0001 | 1.0004 | 0.94221 | 0.99378 | 8.2083 | 1.0001 | 1.0004 | 0.94376 | 0.99395
| 8.25 | 1.0001 | 1.0004 | 0.94376 | 0.99395 | 8.25 | 1.0001 | 1.0004 | 0.94221 | 0.99378 | 8.25 | 1.0001 | 1.0004 | 0.94376 | 0.99395
| 8.2917 | 1.0001 | 1.0004 | 0.94376 | 0.99395 | 8.2917 | 1.0001 | 1.0004 | 0.94221 | 0.99378 | 8.2917 | 1.0001 | 1.0004 | 0.94376 | 0.99395
| 8.3333 | 1.0001 | 1.0004 | 0.94376 | 0.99395 | 8.3333 | 1.0001 | 1.0004 | 0.94221 | 0.99378 | 8.3333 | 1.0001 | 1.0004 | 0.94376 | 0.99395
| 8.375 | 1.0001 | 1.0004 | 0.94376 | 0.99395 | 8.375 | 1.0001 | 1.0004 | 0.94221 | 0.99378 | 8.375 | 1.0001 | 1.0004 | 0.94376 | 0.99395
| 8.4167 | 1.0001 | 1.0004 | 0.94376 | 0.99395 | 8.4167 | 1.0001 | 1.0004 | 0.94221 | 0.99378 | 8.4167 | 1.0001 | 1.0004 | 0.94376 | 0.99395
| 8.4583 | 1.0001 | 1.0004 | 0.94376 | 0.99395 | 8.4583 | 1.0001 | 1.0004 | 0.94221 | 0.99378 | 8.4583 | 1.0001 | 1.0004 | 0.94376 | 0.99395
| 8.5 | 1.0001 | 1.0004 | 0.94376 | 0.99395 | 8.5 | 1.0001 | 1.0004 | 0.94221 | 0.99378 | 8.5 | 1.0001 | 1.0004 | 0.94376 | 0.99395
| 8.5417 | 1.0001 | 1.0004 | 0.94376 | 0.99395 | 8.5417 | 1.0001 | 1.0004 | 0.94221 | 0.99378 | 8.5417 | 1.0001 | 1.0004 | 0.94376 | 0.99395
| 8.5833 | 1.0001 | 1.0004 | 0.94376 | 0.99395 | 8.5833 | 1.0001 | 1.0004 | 0.94221 | 0.99378 | 8.5833 | 1.0001 | 1.0004 | 0.94376 | 0.99395
| 8.625 | 1.0001 | 1.0004 | 0.94376 | 0.99395 | 8.625 | 1.0001 | 1.0004 | 0.94221 | 0.99378 | 8.625 | 1.0001 | 1.0004 | 0.94376 | 0.99395
| 8.6667 | 1.0001 | 1.0004 | 0.94376 | 0.99395 | 8.6667 | 1.0001 | 1.0004 | 0.94221 | 0.99378 | 8.6667 | 1.0001 | 1.0004 | 0.94376 | 0.99395
| 8.7083 | 1.0001 | 1.0004 | 0.94376 | 0.99395 | 8.7083 | 1.0001 | 1.0004 | 0.94219 | 0.99378 | 8.7083 | 1.0001 | 1.0004 | 0.94376 | 0.99395
| 8.75 | 1.0001 | 1.0004 | 0.94376 | 0.99395 | 8.75 | 1.0001 | 1.0004 | 0.94219 | 0.99378 | 8.75 | 1.0001 | 1.0004 | 0.94376 | 0.99395
| 8.7917 | 1.0001 | 1.0004 | 0.94376 | 0.99395 | 8.7917 | 1.0001 | 1.0004 | 0.94219 | 0.99378 | 8.7917 | 1.0001 | 1.0004 | 0.94376 | 0.99395
| 8.8333 | 1.0001 | 1.0004 | 0.94376 | 0.99395 | 8.8333 | 1.0001 | 1.0004 | 0.94219 | 0.99378 | 8.8333 | 1.0001 | 1.0004 | 0.94376 | 0.99395
| 8.875 | 1.0001 | 1.0004 | 0.94376 | 0.99395 | 8.875 | 1.0001 | 1.0004 | 0.94219 | 0.99378 | 8.875 | 1.0001 | 1.0004 | 0.94376 | 0.99395
| 8.9167 | 1.0001 | 1.0004 | 0.94376 | 0.99395 | 8.9167 | 1.0001 | 1.0004 | 0.94219 | 0.99378 | 8.9167 | 1.0001 | 1.0004 | 0.94376 | 0.99395
| 8.9583 | 1.0001 | 1.0004 | 0.94209 | 0.99377 | 8.9583 | 1.0001 | 1.0004 | 0.94052 | 0.99359 | 8.9583 | 1.0001 | 1.0004 | 0.94209 | 0.99377
| 9 | 1.0001 | 1.0004 | 0.9421 | 0.99377 | 9 | 1.0001 | 1.0004 | 0.94052 | 0.99359 | 9 | 1.0001 | 1.0004 | 0.9421 | 0.99377
| 9.0417 | 1.0001 | 1.0004 | 0.94052 | 0.99359 | 9.0417 | 1.0001 | 1.0004 | 0.94052 | 0.99359 | 9.0417 | 1.0001 | 1.0004 | 0.94052 | 0.99359
| 9.0833 | 1.0001 | 1.0004 | 0.94052 | 0.99359 | 9.0833 | 1.0001 | 1.0004 | 0.94052 | 0.99359 | 9.0833 | 1.0001 | 1.0004 | 0.94052 | 0.99359
| 9.125 | 1.0001 | 1.0004 | 0.94052 | 0.99359 | 9.125 | 1.0001 | 1.0004 | 0.94052 | 0.99359 | 9.125 | 1.0001 | 1.0004 | 0.94052 | 0.99359
| 9.1667 | 1.0001 | 1.0004 | 0.94052 | 0.99359 | 9.1667 | 1.0001 | 1.0004 | 0.94052 | 0.99359 | 9.1667 | 1.0001 | 1.0004 | 0.94052 | 0.99359
| 9.2083 | 1.0001 | 1.0004 | 0.94052 | 0.99359 | 9.2083 | 1.0001 | 1.0004 | 0.94052 | 0.99359 | 9.2083 | 1.0001 | 1.0004 | 0.94052 | 0.99359
| 9.25 | 1.0001 | 1.0004 | 0.94052 | 0.99359 | 9.25 | 1.0001 | 1.0004 | 0.94052 | 0.99359 | 9.25 | 1.0001 | 1.0004 | 0.94052 | 0.99359
| 9.2917 | 1.0001 | 1.0004 | 0.94052 | 0.99359 | 9.2917 | 1.0001 | 1.0004 | 0.94052 | 0.99359 | 9.2917 | 1.0001 | 1.0004 | 0.94052 | 0.99359
| 9.3333 | 1.0001 | 1.0004 | 0.94052 | 0.99359 | 9.3333 | 1.0001 | 1.0004 | 0.94052 | 0.99359 | 9.3333 | 1.0001 | 1.0004 | 0.94052 | 0.99359
| 9.375 | 1.0001 | 1.0004 | 0.94052 | 0.99359 | 9.375 | 1.0001 | 1.0004 | 0.94052 | 0.99359 | 9.375 | 1.0001 | 1.0004 | 0.94052 | 0.99359
| 9.4167 | 1.0001 | 1.0004 | 0.94052 | 0.99359 | 9.4167 | 1.0001 | 1.0004 | 0.94052 | 0.99359 | 9.4167 | 1.0001 | 1.0004 | 0.94052 | 0.99359
| 9.4583 | 1.0001 | 1.0004 | 0.94052 | 0.99359 | 9.4583 | 1.0001 | 1.0004 | 0.94052 | 0.99359 | 9.4583 | 1.0001 | 1.0004 | 0.94052 | 0.99359
| 9.5 | 1.0001 | 1.0004 | 0.94052 | 0.99359 | 9.5 | 1.0001 | 1.0004 | 0.94052 | 0.99359 | 9.5 | 1.0001 | 1.0004 | 0.94052 | 0.99359
| 9.5417 | 1.0001 | 1.0004 | 0.94052 | 0.99359 | 9.5417 | 1.0001 | 1.0004 | 0.94052 | 0.99359 | 9.5417 | 1.0001 | 1.0004 | 0.94052 | 0.99359
| 9.5833 | 1.0001 | 1.0004 | 0.94052 | 0.99359 | 9.5833 | 1.0001 | 1.0004 | 0.94052 | 0.99359 | 9.5833 | 1.0001 | 1.0004 | 0.94052 | 0.99359
| 9.625 | 1.0001 | 1.0004 | 0.94052 | 0.99359 | 9.625 | 1.0001 | 1.0004 | 0.94052 | 0.99359 | 9.625 | 1.0001 | 1.0004 | 0.94052 | 0.99359
| 9.6667 | 1.0001 | 1.0004 | 0.94052 | 0.99359 | 9.6667 | 1.0001 | 1.0004 | 0.94052 | 0.99359 | 9.6667 | 1.0001 | 1.0004 | 0.94052 | 0.99359
| 9.7083 | 1.0001 | 1.0004 | 0.94052 | 0.99359 | 9.7083 | 1.0001 | 1.0004 | 0.94052 | 0.99359 | 9.7083 | 1.0001 | 1.0004 | 0.94052 | 0.99359
| 9.75 | 1.0001 | 1.0004 | 0.94052 | 0.99359 | 9.75 | 1.0001 | 1.0004 | 0.94052 | 0.99359 | 9.75 | 1.0001 | 1.0004 | 0.94052 | 0.99359
| 9.7917 | 1.0001 | 1.0004 | 0.94052 | 0.99359 | 9.7917 | 1.0001 | 1.0004 | 0.94052 | 0.99359 | 9.7917 | 1.0001 | 1.0004 | 0.94052 | 0.99359
| 9.8333 | 1.0001 | 1.0004 | 0.94052 | 0.99359 | 9.8333 | 1.0001 | 1.0004 | 0.94052 | 0.99359 | 9.8333 | 1.0001 | 1.0004 | 0.94052 | 0.99359
| 9.875 | 1.0001 | 1.0004 | 0.94052 | 0.99359 | 9.875 | 1.0001 | 1.0004 | 0.94052 | 0.99359 | 9.875 | 1.0001 | 1.0004 | 0.94052 | 0.99359
| 9.9167 | 1.0001 | 1.0004 | 0.94052 | 0.99359 | 9.9167 | 1.0001 | 1.0004 | 0.94052 | 0.99359 | 9.9167 | 1.0001 | 1.0004 | 0.94052 | 0.99359
| 9.9583 | 1.0001 | 1.0004 | 0.94052 | 0.99359 | 9.9583 | 1.0001 | 1.0004 | 0.94052 | 0.99359 | 9.9583 | 1.0001 | 1.0004 | 0.94052 | 0.99359
| 10 | 1.0001 | 1.0004 | 0.94052 | 0.99359 | 10 | 1.0001 | 1.0004 | 0.94052 | 0.99359 | 10 | 1.0001 | 1.0004 | 0.94052 | 0.99359
| 10.0417 | 1.0001 | 1.0004 | 0.94052 | 0.99359 | 10.0417 | 1.0001 | 1.0004 | 0.94052 | 0.99359 | 10.0417 | 1.0001 | 1.0004 | 0.94052 | 0.99359
| 10.0833 | 1.0001 | 1.0004 | 0.94052 | 0.99359 | 10.0833 | 1.0001 | 1.0004 | 0.94052 | 0.99359 | 10.0833 | 1.0001 | 1.0004 | 0.94052 | 0.99359
| 10.125 | 1.0001 | 1.0004 | 0.94052 | 0.99359 | 10.125 | 1.0001 | 1.0004 | 0.94052 | 0.99359 | 10.125 | 1.0001 | 1.0004 | 0.94052 | 0.99359
| 10.1667 | 1.0001 | 1.0004 | 0.94052 | 0.99359 | 10.1667 | 1.0001 | 1.0004 | 0.94052 | 0.99359 | 10.1667 | 1.0001 | 1.0004 | 0.94052 | 0.99359
| 10.2083 | 1.0001 | 1.0004 | 0.94052 | 0.99359 | 10.2083 | 1.0001 | 1.0004 | 0.94052 | 0.99359 | 10.2083 | 1.0001 | 1.0004 | 0.94052 | 0.99359
| 10.25 | 1.0001 | 1.0004 | 0.94052 | 0.99359 | 10.25 | 1.0001 | 1.0004 | 0.94052 | 0.99359 | 10.25 | 1.0001 | 1.0004 | 0.94052 | 0.99359
| 10.2917 | 1.0001 | 1.0004 | 0.94052 | 0.99359 | 10.2917 | 1.0001 | 1.0004 | 0.94052 | 0.99359 | 10.2917 | 1.0001 | 1.0004 | 0.94052 | 0.99359
| 10.3333 | 1.0001 | 1.0004 | 0.94052 | 0.99359 | 10.3333 | 1.0001 | 1.0004 | 0.94052 | 0.99359 | 10.3333 | 1.0001 | 1.0004 | 0.94052 | 0.99359
| 10.375 | 1.0001 | 1.0004 | 0.94052 | 0.99359 | 10.375 | 1.0001 | 1.0004 | 0.94052 | 0.99359 | 10.375 | 1.0001 | 1.0004 | 0.94052 | 0.99359
| 10.4167 | 1.0001 | 1.0004 | 0.94052 | 0.99359 | 10.4167 | 1.0001 | 1.0004 | 0.94052 | 0.99359 | 10.4167 | 1.0001 | 1.0004 | 0.94052 | 0.99359
| 10.4583 | 1.0001 | 1.0004 | 0.94052 | 0.99359 | 10.4583 | 1.0001 | 1.0004 | 0.94052 | 0.99359 | 10.4583 | 1.0001 | 1.0004 | 0.94052 | 0.99359
| 10.5 | 1.0001 | 1.0004 | 0.94052 | 0.99359 | 10.5 | 1.0001 | 1.0004 | 0.94052 | 0.99359 | 10.5 | 1.0001 | 1.0004 | 0.94052 | 0.99359
| 10.5417 | 1.0001 | 1.0004 | 0.94052 | 0.99359 | 10.5417 | 1.0001 | 1.0004 | 0.94052 | 0.99359 | 10.5417 | 1.0001 | 1.0004 | 0.94052 | 0.99359
| 10.5833 | 1.0001 | 1.0004 | 0.94052 | 0.99359 | 10.5833 | 1.0001 | 1.0004 | 0.94052 | 0.99359 | 10.5833 | 1.0001 | 1.0004 | 0.94052 | 0.99359
| 10.625 | 1.0001 | 1.0004 | 0.94052 | 0.99359 | 10.625 | 1.0001 | 1.0004 | 0.94052 | 0.99359 | 10.625 | 1.0001 | 1.0004 | 0.94052 | 0.99359
| 10.6667 | 1.0001 | 1.0004 | 0.94052 | 0.99359 | 10.6667 | 1.0001 | 1.0004 | 0.94052 | 0.99359 | 10.6667 | 1.0001 | 1.0004 | 0.94052 | 0.99359
| 10.7083 | 1.0001 | 1.0004 | 0.94052 | 0.99359 | 10.7083 | 1.0001 | 1.0004 | 0.94052 | 0.99359 | 10.7083 | 1.0001 | 1.0004 | 0.94052 | 0.99359
| 10.75 | 1.0001 | 1.0004 | 0.94052 | 0.99359 | 10.75 | 1.0001 | 1.0004 | 0.94052 | 0.99359 | 10.75 | 1.0001 | 1.0004 | 0.94052 | 0.99359
| 10.7917 | 1.0001 | 1.0004 | 0.94052 | 0.99359 | 10.7917 | 1.0001 | 1.0004 | 0.94052 | 0.99359 | 10.7917 | 1.0001 | 1.0004 | 0.94052 | 0.99359
| 10.8333 | 1.0001 | 1.0004 | 0.94052 | 0.99359 | 10.8333 | 1.0001 | 1.0004 | 0.94052 | 0.99359 | 10.8333 | 1.0001 | 1.0004 | 0.94052 | 0.99359
| 10.875 | 1.0001 | 1.0004 | 0.94052 | 0.99359 | 10.875 | 1.0001 | 1.0004 | 0.94052 | 0.99359 | 10.875 | 1.0001 | 1.0004 | 0.94052 | 0.99359
| 10.9167 | 1.0001 | 1.0004 | 0.94052 | 0.99359 | 10.9167 | 1.0001 | 1.0004 | 0.94052 | 0.99359 | 10.9167 | 1.0001 | 1.0004 | 0.94052 | 0.99359
| 10.9583 | 1.0001 | 1.0004 | 0.94052 | 0.99359 | 10.9583 | 1.0001 | 1.0004 | 0.94052 | 0.99359 | 10.9583 | 1.0001 | 1.0004 | 0.94052 | 0.99359
| 11 | 1.0001 | 1.0004 | 0.94052 | 0.99359 | 11 | 1.0001 | 1.0004 | 0.94052 | 0.99359 | 11 | 1.0001 | 1.0004 | 0.94052 | 0.99359
| 11.0417 | 1.0001 | 1.0004 | 0.94052 | 0.99359 | 11.0417 | 1.0001 | 1.0004 | 0.94052 | 0.99359 | 11.0417 | 1.0001 | 1.0004 | 0.94052 | 0.99359
| 11.0833 | 1.0001 | 1.0004 | 0.94052 | 0.99359 | 11.0833 | 1.0001 | 1.0004 | 0.94052 | 0.99359 | 11.0833 | 1.0001 | 1.0004 | 0.94052 | 0.99359
| 11.125 | 1.0001 | 1.0004 | 0.94052 | 0.99359 | 11.125 | 1.0001 | 1.0004 | 0.94052 | 0.99359 | 11.125 | 1.0001 | 1.0004 | 0.94052 | 0.99359
| 11.1667 | 1.0001 | 1.0004 | 0.94052 | 0.99359 | 11.1667 | 1.0001 | 1.0004 | 0.94052 | 0.99359 | 11.1667 | 1.0001 | 1.0004 | 0.94052 | 0.99359
| 11.2083 | 1.0001 | 1.0004 | 0.94052 | 0.99359 | 11.2083 | 1.0001 | 1.0004 | 0.94052 | 0.99359 | 11.2083 | 1.0001 | 1.0004 | 0.94052 | 0.99359
| 11.25 | 1.0001 | 1.0004 | 0.94052 | 0.99359 | 11.25 | 1.0001 | 1.0004 | 0.94052 | 0.99359 | 11.25 | 1.0001 | 1.0004 | 0.94052 | 0.99359
| 11.2917 | 1.0001 | 1.0004 | 0.94052 | 0.99359 | 11.2917 | 1.0001 | 1.0004 | 0.94052 | 0.99359 | 11.2917 | 1.0001 | 1.0004 | 0.94052 | 0.99359
| 11.3333 | 1.0001 | 1.0004 | 0.94052 | 0.99359 | 11.3333 | 1.0001 | 1.0004 | 0.94052 | 0.99359 | 11.3333 | 1.0001 | 1.0004 | 0.94052 | 0.99359
| 11.375 | 1.0001 | 1.0004 | 0.94052 | 0.99359 | 11.375 | 1.0001 | 1.0004 | 0.94052 | 0.99359 | 11.375 | 1.0001 | 1.0004 | 0.94052 | 0.99359
| 11.4167 | 1.0001 | 1.0004 | 0.94052 | 0.99359 | 11.4167 | 1.0001 | 1.0004 | 0.94052 | 0.99359 | 11.4167 | 1.0001 | 1.0004 | 0.94052 | 0.99359
| 11.4583 | 1.0001 | 1.0004 | 0.94052 | 0.99359 | 11.4583 | 1.0001 | 1.0004 | 0.94052 | 0.99359 | 11.4583 | 1.0001 | 1.0004 | 0.94052 | 0.99359
| 11.5 | 1.0001 | 1.0004 | 0.94052 | 0.99359 | 11.5 | 1.0001 | 1.0004 | 0.94052 | 0.99359 | 11.5 | 1.0001 | 1.0004 | 0.94052 | 0.99359
| 11.5417 | 1.0001 | 1.0004 | 0.94052 | 0.99359 | 11.5417 | 1.0001 | 1.0004 | 0.94052 | 0.99359 | 11.5417 | 1.0001 | 1.0004 | 0.94052 | 0.99359
| 11.5833 | 1.0001 | 1.0004 | 0.94052 | 0.99359 | 11.5833 | 1.0001 | 1.0004 | 0.94052 | 0.99359 | 11.5833 | 1.0001 | 1.0004 | 0.94052 | 0.99359
| 11.625 | 1.0001 | 1.0004 | 0.94052 | 0.99359 | 11.625 | 1.0001 | 1.0004 | 0.94052 | 0.99359 | 11.625 | 1.0001 | 1.0004 | 0.94052 | 0.99359
| 11.6667 | 1.0001 | 1.0004 | 0.94052 | 0.99359 | 11.6667 | 1.0001 | 1.0004 | 0.94052 | 0.99359 | 11.6667 | 1.0001 | 1.0004 | 0.94052 | 0.99359
| 11.7083 | 1.0001 | 1.0004 | 0.94052 | 0.99359 | 11.7083 | 1.0001 | 1.0004 | 0.94052 | 0.99359 | 11.7083 | 1.0001 | 1.0004 | 0.94052 | 0.99359
| 11.75 | 1.0001 | 1.0004 | 0.94052 | 0.99359 | 11.75 | 1.0001 | 1.0004 | 0.94052 | 0.99359 | 11.75 | 1.0001 | 1.0004 | 0.94052 | 0.99359
| 11.7917 | 1.0001 | 1.0004 | 0.94052 | 0.99359 | 11.7917 | 1.0001 | 1.0004 | 0.94052 | 0.99359 | 11.7917 | 1.0001 | 1.0004 | 0.94052 | 0.99359
| 11.8333 | 1.0001 | 1.0004 | 0.94052 | 0.99359 | 11.8333 | 1.0001 | 1.0004 | 0.94052 | 0.99359 | 11.8333 | 1.0001 | 1.0004 | 0.94052 | 0.99359
| 11.875 | 1.0001 | 1.0004 | 0.94052 | 0.99359 | 11.875 | 1.0001 | 1.0004 | 0.94052 | 0.99359 | 11.875 | 1.0001 | 1.0004 | 0.94052 | 0.99359
| 11.9167 | 1.0001 | 1.0004 | 0.94052 | 0.99359 | 11.9167 | 1.0001 | 1.0004 | 0.94052 | 0.99359 | 11.9167 | 1.0001 | 1.0004 | 0.94052 | 0.99359
| 11.9583 | 1.0001 | 1.0004 | 0.94052 | 0.99359 | 11.9583 | 1.0001 | 1.0004 | 0.94052 | 0.99359 | 11.9583 | 1.0001 | 1.0004 | 0.94052 | 0.99359
| 12 | 1.0001 | 1.0004 | 0.94052 | 0.99359 | 12 | 1.0001 | 1.0004 | 0.94052 | 0.99359 | 12 | 1.0001 | 1.0004 | 0.94052 | 0.99359
| 12.0417 | 1.0001 | 1.0004 | 0.94052 | 0.99359 | 12.0417 | 1.0001 | 1.0004 | 0.94052 | 0.99359 | 12.0417 | 1.0001 | 1.0004 | 0.94052 | 0.99359
| 12.0833 | 1.0001 | 1.0004 | 0.94052 | 0.99359 | 12.0833 | 1.0001 | 1.0004 | 0.94052 | 0.99359 | 12.0833 | 1.0001 | 1.0004 | 0.94052 | 0.99359
| 12.125 | 1.0001 | 1.0004 | 0.94052 | 0.99359 | 12.125 | 1.0001 | 1.0004 | 0.94052 | 0.99359 | 12.125 | 1.0001 | 1.0004 | 0.94052 | 0.99359
| 12.1667 | 1.0001 | 1.0004 | 0.94052 | 0.99359 | 12.1667 | 1.0001 | 1.0004 | 0.94052 | 0.99359 | 12.1667 | 1.0001 | 1.0004 | 0.94052 | 0.99359
| 12.2083 | 1.0001 | 1.0004 | 0.94052 | 0.99359 | 12.2083 | 1.0001 | 1.0004 | 0.94052 | 0.99359 | 12.2083 | 1.0001 | 1.0004 | 0.94052 | 0.99359
| 12.25 | 1.0001 | 1.0004 | 0.94052 | 0.99359 | 12.25 | 1.0001 | 1.0004 | 0.94052 | 0.99359 | 12.25 | 1.0001 | 1.0004 | 0.94052 | 0.99359
| 12.2917 | 1.0001 | 1.0004 | 0.94052 | 0.99359 | 12.2917 | 1.0001 | 1.0004 | 0.94052 | 0.99359 | 12.2917 | 1.0001 | 1.0004 | 0.94052 | 0.99359
| 12.3333 | 1.0001 | 1.0004 | 0.94052 | 0.99359 | 12.3333 | 1.0001 | 1.0004 | 0.94052 | 0.99359 | 12.3333 | 1.0001 | 1.0004 | 0.94052 | 0.99359
| 12.375 | 1.0001 | 1.0004 | 0.94052 | 0.99359 | 12.375 | 1.0001 | 1.0004 | 0.94052 | 0.99359 | 12.375 | 1.0001 | 1.0004 | 0.94052 | 0.99359
| 12.4167 | 1.0001 | 1.0004 | 0.94052 | 0.99359 | 12.4167 | 1.0001 | 1.0004 | 0.94052 | 0.99359 | 12.4167 | 1.0001 | 1.0004 | 0.94052 | 0.99359
| 12.4583 | 1.0001 | 1.0004 | 0.94052 | 0.99359 | 12.4583 | 1.0001 | 1.0004 | 0.94052 | 0.99359 | 12.4583 | 1.0001 | 1.0004 | 0.94052 | 0.99359
| 12.5 | 1.0001 | 1.0004 | 0.94052 | 0.99359 | 12.5 | 1.0001 | 1.0004 | 0.94052 | 0.99359 | 12.5 | 1.0001 | 1.0004 | 0.94052 | 0.99359
| 12.5417 | 1.0001 | 1.0004 | 0.94052 | 0.99359 | 12.5417 | 1.0001 | 1.0004 | 0.94052 | 0.99359 | 12.5417 | 1.0001 | 1.0004 | 0.94052 | 0.99359
| 12.5833 | 1.0001 | 1.0004 | 0.94052 | 0.99359 | 12.5833 | 1.0001 | 1.0004 | 0.94052 | 0.99359 | 12.5833 | 1.0001 | 1.0004 | 0.94052 | 0.99359
| 12.625 | 1.0001 | 1.0004 | 0.94052 | 0.99359 | 12.625 | 1.0001 | 1.0004 | 0.94052 | 0.99359 | 12.625 | 1.0001 | 1.0004 | 0.94052 | 0.99359
| 12.6667 | 1.0001 | 1.0004 | 0.94052 | 0.99359 | 12.6667 | 1.0001 | 1.0004 | 0.94052 | 0.99359 | 12.6667 | 1.0001 | 1.0004 | 0.94052 | 0.99359
| 12.7083 | 1.0001 | 1.0004 | 0.94052 | 0.99359 | 12.7083 | 1.0001 | 1.0004 | 0.94052 | 0.99359 | 12.7083 | 1.0001 | 1.0004 | 0.94052 | 0.99359
| 12.75 | 1.0001 | 1.0004 | 0.94052 | 0.99359 | 12.75 | 1.0001 | 1.0004 | 0.94052 | 0.99359 | 12.75 | 1.0001 | 1.0004 | 0.94052 | 0.99359
| 12.7917 | 1.0001 | 1.0004 | 0.94052 | 0.99359 | 12.7917 | 1.0001 | 1.0004 | 0.94052 | 0.99359 | 12.7917 | 1.0001 | 1.0004 | 0.94052 | 0.99359
| 12.8333 | 1.0001 | 1.0004 | 0.94052 | 0.99359 | 12.8333 | 1.0001 | 1.0004 | 0.94052 | 0.99359 | 12.8333 | 1.0001 | 1.0004 | 0.94052 | 0.99359
| 12.875 | 1.0001 | 1.0004 | 0.94052 | 0.99359 | 12.875 | 1.0001 | 1.0004 | 0.94052 | 0.99359 | 12.875 | 1.0001 | 1.0004 | 0.94052 | 0.99359
| 12.9167 | 1.0001 | 1.0004 | 0.94052 | 0.99359 | 12.9167 | 1.0001 | 1.0004 | 0.94052 | 0.99359 | 12.9167 | 1.0001 | 1.0004 | 0.94052 | 0.99359
| 12.9583 | 1.0001 | 1.0004 | 0.94052 | 0.99359 | 12.9583 | 1.0001 | 1.0004 | 0.94052 | 0.99359 | 12.9583 | 1.0001 | 1.0004 | 0.94052 | 0.99359
| 13 | 1.0001 | 1.0004 | 0.94052 | 0.99359 | 13 | 1.0001 | 1.0004 | 0.94052 | 0.99359 | 13 | 1.0001 | 1.0004 | 0.94052 | 0.99359
| 13.0417 | 1.0001 | 1.0004 | 0.94052 | 0.99359 | 13.0417 | 1.0001 | 1.0004 | 0.94052 | 0.99359 | 13.0417 | 1.0001 | 1.0004 | 0.94052 | 0.99359
| 13.0833 | 1.0001 | 1.0004 | 0.94052 | 0.99359 | 13.0833 | 1.0001 | 1.0004 | 0.94052 | 0.99359 | 13.0833 | 1.0001 | 1.0004 | 0.94052 | 0.99359
| 13.125 | 1.0001 | 1.0004 | 0.94052 | 0.99359 | 13.125 | 1.0001 | 1.0004 | 0.94052 | 0.99359 | 13.125 | 1.0001 | 1.0004 | 0.94052 | 0.99359
| 13.1667 | 1.0001 | 1.0004 | 0.94052 | 0.99359 | 13.1667 | 1.0001 | 1.0004 | 0.94052 | 0.99359 | 13.1667 | 1.0001 | 1.0004 | 0.94052 | 0.99359
| 13.2083 | 1.0001 | 1.0004 | 0.94052 | 0.99359 | 13.2083 | 1.0001 | 1.0004 | 0.94052 | 0.99359 | 13.2083 | 1.0001 | 1.0004 | 0.94052 | 0.99359
| 13.25 | 1.0001 | 1.0004 | 0.94052 | 0.99359 | 13.25 | 1.0001 | 1.0004 | 0.94052 | 0.99359 | 13.25 | 1.0001 | 1.0004 | 0.94052 | 0.99359
| 13.2917 | 1.0001 | 1.0004 | 0.94052 | 0.99359 | 13.2917 | 1.0001 | 1.0004 | 0.94052 | 0.99359 | 13.2917 | 1.0001 | 1.0004 | 0.94052 | 0.99359
| 13.3333 | 1.0001 | 1.0004 | 0.94052 | 0.99359 | 13.3333 | 1.0001 | 1.0004 | 0.94052 | 0.99359 | 13.3333 | 1.0001 | 1.0004 | 0.94052 | 0.99359
| 13.375 | 1.0001 | 1.0004 | 0.94052 | 0.99359 | 13.375 | 1.0001 | 1.0004 | 0.94052 | 0.99359 | 13.375 | 1.0001 | 1.0004 | 0.94052 | 0.99359
| 13.4167 | 1.0001 | 1.0004 | 0.94052 | 0.99359 | 13.4167 | 1.0001 | 1.0004 | 0.94052 | 0.99359 | 13.4167 | 1.0001 | 1.0004 | 0.94052 | 0.99359
| 13.4583 | 1.0001 | 1.0004 | 0.94052 | 0.99359 | 13.4583 | 1.0001 | 1.0004 | 0.94052 | 0.99359 | 13.4583 | 1.0001 | 1.0004 | 0.94052 | 0.99359
| 13.5 | 1.0001 | 1.0004 | 0.94052 | 0.99359 | 13.5 | 1.0001 | 1.0004 | 0.94052 | 0.99359 | 13.5 | 1.0001 | 1.0004 | 0.94052 | 0.99359
| 13.5417 | 1.0001 | 1.0004 | 0.94052 | 0.99359 | 13.5417 | 1.0001 | 1.0004 | 0.94052 | 0.99359 | 13.5417 | 1.0001 | 1.0004 | 0.94052 | 0.99359
| 13.5833 | 1.0001 | 1.0004 | 0.94052 | 0.99359 | 13.5833 | 1.0001 | 1.0004 | 0.94052 | 0.99359 | 13.5833 | 1.0001 | 1.0004 | 0.94052 | 0.99359
| 13.625 | 1.0001 | 1.0004 | 0.94052 | 0.99359 | 13.625 | 1.0001 | 1.0004 | 0.94052 | 0.99359 | 13.625 | 1.0001 | 1.0004 | 0.94052 | 0.99359
| 13.6667 | 1.0001 | 1.0004 | 0.94052 | 0.99359 | 13.6667 | 1.0001 | 1.0004 | 0.94052 | 0.99359 | 13.6667 | 1.0001 | 1.0004 | 0.94052 | 0.99359
| 13.7083 | 1.0001 | 1.0004 | 0.94052 | 0.99359 | 13.7083 | 1.0001 | 1.0004 | 0.94052 | 0.99359 | 13.7083 | 1.0001 | 1.0004 | 0.94052 | 0.99359
| 13.75 | 1.0001 | 1.0004 | 0.94052 | 0.99359 | 13.75 | 1.0001 | 1.0004 | 0.94052 | 0.99359 | 13.75 | 1.0001 | 1.0004 | 0.94052 | 0.99359
| 13.7917 | 1.0001 | 1.0004 | 0.94052 | 0.99359 | 13.7917 | 1.0001 | 1.0004 | 0.94052 | 0.99359 | 13.7917 | 1.0001 | 1.0004 | 0.94052 | 0.99359
| 13.8333 | 1.0001 | 1.0004 | 0.94052 | 0.99359 | 13.8333 | 1.0001 | 1.0004 | 0.94052 | 0.99359 | 13.8333 | 1.0001 | 1.0004 | 0.94052 | 0.99359
| 13.875 | 1.0001 | 1.0004 | 0.94052 | 0.99359 | 13.875 | 1.0001 | 1.0004 | 0.94052 | 0.99359 | 13.875 | 1.0001 | 1.0004 | 0.94052 | 0.99359
| 13.9167 | 1.0001 | 1.0004 | 0.94052 | 0.99359 | 13.9167 | 1.0001 | 1.0004 | 0.94052 | 0.99359 | 13.9167 | 1.0001 | 1.0004 | 0.94052 | 0.99359
| 13.9583 | 1.0001 | 1.0004 | 0.94052 | 0.99359 | 13.9583 | 1.0001 | 1.0004 | 0.94052 | 0.99359 | 13.9583 | 1.0001 | 1.0004 | 0.94052 | 0.99359
| 14 | 1.0001 | 1.0004 | 0.94052 | 0.99359 | 14 | 1.0001 | 1.0004 | 0.94052 | 0.99359 | 14 | 1.0001 | 1.0004 | 0.94052 | 0.99359
| 14.0417 | 1.0001 | 1.0004 | 0.94065 | 0.9936 | 14.0417 | 1.0001 | 1.0004 | 0.94052 | 0.99359 | 14.0417 | 1.0001 | 1.0004 | 0.94203 | 0.99376
| 14.0833 | 1.0001 | 1.0004 | 0.93775 | 0.99328 | 14.0833 | 1.0001 | 1.0004 | 0.94052 | 0.99359 | 14.0833 | 1.0001 | 1.0004 | 0.94054 | 0.99359
| 14.125 | 1.0001 | 1.0004 | 0.93482 | 0.99296 | 14.125 | 1.0001 | 1.0004 | 0.94052 | 0.99359 | 14.125 | 1.0001 | 1.0004 | 0.93903 | 0.99343
| 14.1667 | 1.0001 | 1.0004 | 0.93329 | 0.99279 | 14.1667 | 1.0001 | 1.0004 | 0.94052 | 0.99359 | 14.1667 | 1.0001 | 1.0004 | 0.9375 | 0.99326
| 14.2083 | 1.0001 | 1.0004 | 0.93175 | 0.99261 | 14.2083 | 1.0001 | 1.0004 | 0.94052 | 0.99359 | 14.2083 | 1.0001 | 1.0004 | 0.93595 | 0.99308
| 14.25 | 1.0001 | 1.0004 | 0.93014 | 0.99244 | 14.25 | 1.0001 | 1.0004 | 0.94052 | 0.99359 | 14.25 | 1.0001 | 1.0004 | 0.93434 | 0.9929
| 14.2917 | 1 | 1.0004 | 0.93141 | 0.99257 | 14.2917 | 1 | 1.0004 | 0.94052 | 0.99358 | 14.2917 | 1.0001 | 1.0004 | 0.9356 | 0.99304
| 14.3333 | 0.99999 | 1.0004 | 0.93072 | 0.99247 | 14.3333 | 0.99999 | 1.0004 | 0.94052 | 0.99356 | 14.3333 | 1.0001 | 1.0004 | 0.93491 | 0.99297
| 14.375 | 0.99995 | 1.0004 | 0.92959 | 0.99232 | 14.375 | 0.99995 | 1.0004 | 0.94052 | 0.99354 | 14.375 | 1.0001 | 1.0004 | 0.93403 | 0.99287
| 14.4167 | 0.99993 | 1.0004 | 0.92828 | 0.99217 | 14.4167 | 0.99993 | 1.0004 | 0.94052 | 0.99353 | 14.4167 | 1.0001 | 1.0004 | 0.93304 | 0.99276
| 14.4583 | 0.9999 | 1.0004 | 0.92677 | 0.99199 | 14.4583 | 0.9999 | 1.0004 | 0.94052 | 0.99352 | 14.4583 | 1.0001 | 1.0004 | 0.93151 | 0.99259
| 14.5 | 0.99987 | 1.0004 | 0.92497 | 0.99178 | 14.5 | 0.99988 | 1.0004 | 0.94052 | 0.99351 | 14.5 | 1.0001 | 1.0004 | 0.93003 | 0.99242
| 14.5417 | 0.99984 | 1.0004 | 0.92285 | 0.99153 | 14.5417 | 0.99984 | 1.0004 | 0.94052 | 0.99349 | 14.5417 | 1.0001 | 1.0004 | 0.92822 | 0.99222
| 14.5833 | 0.99981 | 1.0004 | 0.92073 | 0.99128 | 14.5833 | 0.99981 | 1.0004 | 0.94052 | 0.99348 | 14.5833 | 1.0001 | 1.0004 | 0.92606 | 0.99198
| 14.625 | 0.99974 | 1.0004 | 0.91817 | 0.99096 | 14.625 | 0.99975 | 1.0004 | 0.94052 | 0.99345 | 14.625 | 1.0001 | 1.0004 | 0.92347 | 0.9917
| 14.6667 | 0.99965 | 1.0004 | 0.91501 | 0.99057 | 14.6667 | 0.99966 | 1.0004 | 0.94052 | 0.99341 | 14.6667 | 1.0001 | 1.0004 | 0.92027 | 0.99134
| 14.7083 | 0.99953 | 1.0004 | 0.91031 | 0.99 | 14.7083 | 0.99953 | 1.0004 | 0.94052 | 0.99335 | 14.7083 | 1.0001 | 1.0004 | 0.91557 | 0.99082
| 14.75 | 0.99945 | 1.0004 | 0.90471 | 0.98934 | 14.75 | 0.99945 | 1.0004 | 0.94052 | 0.99332 | 14.75 | 1.0001 | 1.0004 | 0.90997 | 0.9902
| 14.7917 | 0.99941 | 1.0004 | 0.89913 | 0.9887 | 14.7917 | 0.99941 | 1.0004 | 0.94052 | 0.9933 | 14.7917 | 1.0001 | 1.0004 | 0.90439 | 0.98958
| 14.8333 | 0.99938 | 1.0004 | 0.89355 | 0.98807 | 14.8333 | 0.99938 | 1.0004 | 0.94052 | 0.99329 | 14.8333 | 1.0001 | 1.0004 | 0.89881 | 0.98895
| 14.875 | 0.99936 | 1.0004 | 0.88791 | 0.98743 | 14.875 | 0.99936 | 1.0004 | 0.94052 | 0.99328 | 14.875 | 1.0001 | 1.0004 | 0.89317 | 0.98833
| 14.9167 | 0.99935 | 1.0004 | 0.88221 | 0.98679 | 14.9167 | 0.99935 | 1.0004 | 0.94052 | 0.99327 | 14.9167 | 1.0001 | 1.0004 | 0.88747 | 0.9877
| 14.9583 | 0.99934 | 1.0004 | 0.87644 | 0.98615 | 14.9583 | 0.99934 | 1.0004 | 0.94052 | 0.99327 | 14.9583 | 1.0001 | 1.0004 | 0.8817 | 0.98705
| 15 | 0.99932 | 1.0004 | 0.8706 | 0.98549 | 15 | 0.99933 | 1.0004 | 0.94052 | 0.99326 | 15 | 1.0001 | 1.0004 | 0.87585 | 0.9864
| 15.0417 | 0.99931 | 1.0004 | 0.86456 | 0.98481 | 15.0417 | 0.99931 | 1.0004 | 0.94052 | 0.99326 | 15.0417 | 1.0001 | 1.0004 | 0.86843 | 0.98558
| 15.0833 | 0.99929 | 1.0004 | 0.85855 | 0.98414 | 15.0833 | 0.99931 | 1.0004 | 0.94052 | 0.99325 | 15.0833 | 1.0001 | 1.0004 | 0.86103 | 0.98476
| 15.125 | 0.99928 | 1.0004 | 0.85259 | 0.98347 | 15.125 | 0.9993 | 1.0004 | 0.94052 | 0.99325 | 15.125 | 1.0001 | 1.0004 | 0.85364 | 0.98394
| 15.1667 | 0.99926 | 1.0004 | 0.84522 | 0.98264 | 15.1667 | 0.99928 | 1.0004 | 0.94052 | 0.99324 | 15.1667 | 1.0001 | 1.0004 | 0.84627 | 0.98312
| 15.2083 | 0.99923 | 1.0004 | 0.83787 | 0.98181 | 15.2083 | 0.99925 | 1.0004 | 0.94052 | 0.99323 | 15.2083 | 1.0001 | 1.0004 | 0.83893 | 0.9823
| 15.25 | 0.99919 | 1.0004 | 0.83057 | 0.98098 | 15.25 | 0.99921 | 1.0004 | 0.94052 | 0.99321 | 15.25 | 1.0001 | 1.0004 | 0.83163 | 0.98149
| 15.2917 | 0.99912 | 1.0004 | 0.82336 | 0.98015 | 15.2917 | 0.99914 | 1.0004 | 0.94052 | 0.99317 | 15.2917 | 1.0001 | 1.0004 | 0.82442 | 0.98069
| 15.3333 | 0.99904 | 1.0004 | 0.81811 | 0.97953 | 15.3333 | 0.99906 | 1.0004 | 0.94052 | 0.99314 | 15.3333 | 1.0001 | 1.0004 | 0.81919 | 0.98011
| 15.375 | 0.99897 | 1.0004 | 0.81338 | 0.97898 | 15.375 | 0.99899 | 1.0004 | 0.94052 | 0.99311 | 15.375 | 1.0001 | 1.0004 | 0.8142 | 0.97955
| 15.4167 | 0.9989 | 1.0004 | 0.80883 | 0.97844 | 15.4167 | 0.99892 | 1.0004 | 0.94052 | 0.99308 | 15.4167 | 1.0001 | 1.0004 | 0.80934 | 0.97901
| 15.4583 | 0.99883 | 1.0004 | 0.80452 | 0.97793 | 15.4583 | 0.99885 | 1.0004 | 0.94052 | 0.99305 | 15.4583 | 1.0001 | 1.0004 | 0.80505 | 0.97854
| 15.5 | 0.99876 | 1.0004 | 0.8005 | 0.97745 | 15.5 | 0.99878 | 1.0004 | 0.94052 | 0.99302 | 15.5 | 1.0001 | 1.0004 | 0.8007 | 0.97805
| 15.5417 | 0.99869 | 1.0004 | 0.79682 | 0.97701 | 15.5417 | 0.99871 | 1.0004 | 0.94052 | 0.99298 | 15.5417 | 1.0001 | 1.0004 | 0.79672 | 0.97761
| 15.5833 | 0.99862 | 1.0004 | 0.79313 | 0.97657 | 15.5833 | 0.99864 | 1.0004 | 0.94052 | 0.99295 | 15.5833 | 1.0001 | 1.0004 | 0.79306 | 0.9772
| 15.625 | 0.99855 | 1.0004 | 0.78993 | 0.97618 | 15.625 | 0.99857 | 1.0004 | 0.94052 | 0.99292 | 15.625 | 1.0001 | 1.0004 | 0.78989 | 0.97685
| 15.6667 | 0.99846 | 1.0004 | 0.78733 | 0.97585 | 15.6667 | 0.99848 | 1.0004 | 0.94052 | 0.99288 | 15.6667 | 1.0001 | 1.0004 | 0.78732 | 0.97657
| 15.7083 | 0.99835 | 1.0004 | 0.78635 | 0.97569 | 15.7083 | 0.99837 | 1.0004 | 0.94052 | 0.99283 | 15.7083 | 1.0001 | 1.0004 | 0.78635 | 0.97646
| 15.75 | 0.99826 | 1.0004 | 0.78634 | 0.97566 | 15.75 | 0.99828 | 1.0004 | 0.94052 | 0.99279 | 15.75 | 1.0001 | 1.0004 | 0.78634 | 0.97646
| 15.7917 | 0.99819 | 1.0004 | 0.78636 | 0.97563 | 15.7917 | 0.99821 | 1.0004 | 0.94052 | 0.99276 | 15.7917 | 1.0001 | 1.0004 | 0.78636 | 0.97646
| 15.8333 | 0.99812 | 1.0004 | 0.78634 | 0.97559 | 15.8333 | 0.99814 | 1.0004 | 0.94052 | 0.99273 | 15.8333 | 1.0001 | 1.0004 | 0.78635 | 0.97646
| 15.875 | 0.99805 | 1.0004 | 0.78635 | 0.97556 | 15.875 | 0.99807 | 1.0004 | 0.94052 | 0.9927 | 15.875 | 1.0001 | 1.0004 | 0.78635 | 0.97646
| 15.9167 | 0.99798 | 1.0004 | 0.78635 | 0.97553 | 15.9167 | 0.99731 | 1.0004 | 0.94052 | 0.99236 | 15.9167 | 1.0001 | 1.0004 | 0.78635 | 0.97646
| 15.9583 | 0.99791 | 1.0004 | 0.78635 | 0.9755 | 15.9583 | 0.99653 | 1.0004 | 0.94052 | 0.99201 | 15.9583 | 1.0001 | 1.0004 | 0.78635 | 0.97646
| 16 | 0.99784 | 1.0004 | 0.78635 | 0.97547 | 16 | 0.99572 | 1.0004 | 0.94054 | 0.99166 | 16 | 1.0001 | 1.0004 | 0.78635 | 0.97646
| 16.0417 | 0.99777 | 1.0004 | 0.78635 | 0.97544 | 16.0417 | 0.9949 | 1.0004 | 0.94054 | 0.99129 | 16.0417 | 1.0001 | 1.0004 | 0.78635 | 0.97646
| 16.0833 | 0.9977 | 1.0004 | 0.78635 | 0.9754 | 16.0833 | 0.99489 | 1.0004 | 0.94054 | 0.99129 | 16.0833 | 1.0001 | 1.0004 | 0.78635 | 0.97646
| 16.125 | 0.99763 | 1.0004 | 0.78635 | 0.97537 | 16.125 | 0.99402 | 1.0004 | 0.94054 | 0.9909 | 16.125 | 1.0001 | 1.0004 | 0.78635 | 0.97646
| 16.1667 | 0.99756 | 1.0004 | 0.78635 | 0.97534 | 16.1667 | 0.99313 | 1.0004 | 0.94054 | 0.99051 | 16.1667 | 1.0001 | 1.0004 | 0.78635 | 0.97646
| 16.2083 | 0.99748 | 1.0004 | 0.78635 | 0.97531 | 16.2083 | 0.9922 | 1.0004 | 0.94054 | 0.99009 | 16.2083 | 1.0001 | 1.0004 | 0.78635 | 0.97646
| 16.25 | 0.99741 | 1.0004 | 0.78635 | 0.97528 | 16.25 | 0.99122 | 1.0004 | 0.94054 | 0.98966 | 16.25 | 1.0001 | 1.0004 | 0.78635 | 0.97646
| 16.2917 | 0.99732 | 1.0004 | 0.78635 | 0.97524 | 16.2917 | 0.99012 | 1.0004 | 0.94054 | 0.98917 | 16.2917 | 1.0001 | 1.0004 | 0.78635 | 0.97646
| 16.3333 | 0.99719 | 1.0004 | 0.78635 | 0.97518 | 16.3333 | 0.98885 | 1.0003 | 0.94054 | 0.98859 | 16.3333 | 1.0001 | 1.0004 | 0.78635 | 0.97646
| 16.375 | 0.99708 | 1.0004 | 0.78635 | 0.97513 | 16.375 | 0.98766 | 1.0003 | 0.94054 | 0.98806 | 16.375 | 1.0001 | 1.0004 | 0.78635 | 0.97645
| 16.4167 | 0.99698 | 1.0004 | 0.78635 | 0.97508 | 16.4167 | 0.98654 | 1.0003 | 0.94054 | 0.98756 | 16.4167 | 1.0001 | 1.0004 | 0.78635 | 0.97645
| 16.4583 | 0.99687 | 1.0004 | 0.78635 | 0.97504 | 16.4583 | 0.98541 | 1.0003 | 0.94054 | 0.98706 | 16.4583 | 1.0001 | 1.0004 | 0.78635 | 0.97645
| 16.5 | 0.99676 | 1.0004 | 0.78635 | 0.97499 | 16.5 | 0.98426 | 1.0003 | 0.94054 | 0.98654 | 16.5 | 1.0001 | 1.0004 | 0.78635 | 0.97645
| 16.5417 | 0.99665 | 1.0004 | 0.78635 | 0.97494 | 16.5417 | 0.98309 | 1.0003 | 0.94054 | 0.98603 | 16.5417 | 1.0001 | 1.0004 | 0.78635 | 0.97645
| 16.5833 | 0.99653 | 1.0004 | 0.78635 | 0.97488 | 16.5833 | 0.98191 | 1.0003 | 0.94054 | 0.9855 | 16.5833 | 1.0001 | 1.0004 | 0.78635 | 0.97645
| 16.625 | 0.9964 | 1.0004 | 0.78635 | 0.97482 | 16.625 | 0.9815 | 1.0003 | 0.94054 | 0.98532 | 16.625 | 1.0001 | 1.0004 | 0.78635 | 0.97645
| 16.6667 | 0.99625 | 1.0004 | 0.78635 | 0.97476 | 16.6667 | 0.98107 | 1.0003 | 0.94054 | 0.98513 | 16.6667 | 1.0001 | 1.0004 | 0.78635 | 0.97645
| 16.7083 | 0.9961 | 1.0004 | 0.78635 | 0.97469 | 16.7083 | 0.98063 | 1.0003 | 0.94054 | 0.98493 | 16.7083 | 1.0001 | 1.0004 | 0.78635 | 0.97645
| 16.75 | 0.99595 | 1.0004 | 0.78635 | 0.97463 | 16.75 | 0.9802 | 1.0003 | 0.94054 | 0.98474 | 16.75 | 1.0001 | 1.0004 | 0.78635 | 0.97645
| 16.7917 | 0.99583 | 1.0004 | 0.78635 | 0.97457 | 16.7917 | 0.9798 | 1.0003 | 0.94054 | 0.98456 | 16.7917 | 1.0001 | 1.0004 | 0.78635 | 0.97645
| 16.8333 | 0.99571 | 1.0004 | 0.78635 | 0.97452 | 16.8333 | 0.97941 | 1.0003 | 0.94054 | 0.98439 | 16.8333 | 1.0001 | 1.0004 | 0.78636 | 0.97646
| 16.875 | 0.9956 | 1.0004 | 0.78635 | 0.97447 | 16.875 | 0.97902 | 1.0003 | 0.94054 | 0.98422 | 16.875 | 1.0001 | 1.0004 | 0.78635 | 0.97645
| 16.9167 | 0.99549 | 1.0004 | 0.78635 | 0.97442 | 16.9167 | 0.97934 | 1.0003 | 0.94054 | 0.98436 | 16.9167 | 1.0001 | 1.0004 | 0.78636 | 0.97645
| 16.9583 | 0.99539 | 1.0004 | 0.78635 | 0.97437 | 16.9583 | 0.97976 | 1.0003 | 0.94136 | 0.98464 | 16.9583 | 1.0001 | 1.0004 | 0.78636 | 0.97645
| 17 | 0.99528 | 1.0004 | 0.78635 | 0.97433 | 17 | 0.98011 | 1.0003 | 0.94134 | 0.98479 | 17 | 1.0001 | 1.0004 | 0.78636 | 0.97645
| 17.0417 | 0.99517 | 1.0004 | 0.78635 | 0.97428 | 17.0417 | 0.98057 | 1.0003 | 0.9421 | 0.98509 | 17.0417 | 1.0001 | 1.0004 | 0.78636 | 0.97645
| 17.0833 | 0.99506 | 1.0004 | 0.78635 | 0.97423 | 17.0833 | 0.98031 | 1.0003 | 0.9421 | 0.98497 | 17.0833 | 1.0001 | 1.0004 | 0.78636 | 0.97645
| 17.125 | 0.99495 | 1.0004 | 0.78635 | 0.97418 | 17.125 | 0.98073 | 1.0003 | 0.9421 | 0.98516 | 17.125 | 1.0001 | 1.0004 | 0.78636 | 0.97645
| 17.1667 | 0.99484 | 1.0004 | 0.78635 | 0.97413 | 17.1667 | 0.98116 | 1.0003 | 0.9421 | 0.98535 | 17.1667 | 1.0001 | 1.0004 | 0.78636 | 0.97645
| 17.2083 | 0.99471 | 1.0004 | 0.78635 | 0.97407 | 17.2083 | 0.98163 | 1.0003 | 0.9421 | 0.98556 | 17.2083 | 1.0001 | 1.0004 | 0.78636 | 0.97645
| 17.25 | 0.99458 | 1.0004 | 0.78635 | 0.97401 | 17.25 | 0.98213 | 1.0003 | 0.9421 | 0.98578 | 17.25 | 1.0001 | 1.0004 | 0.78636 | 0.97645
| 17.2917 | 0.99443 | 1.0004 | 0.78635 | 0.97395 | 17.2917 | 0.98271 | 1.0003 | 0.9421 | 0.98604 | 17.2917 | 1.0001 | 1.0004 | 0.78636 | 0.97645
| 17.3333 | 0.99428 | 1.0004 | 0.78635 | 0.97388 | 17.3333 | 0.98342 | 1.0004 | 0.9421 | 0.98637 | 17.3333 | 1.0001 | 1.0004 | 0.78636 | 0.97645
| 17.375 | 0.99413 | 1.0004 | 0.78635 | 0.97382 | 17.375 | 0.98406 | 1.0004 | 0.9421 | 0.98666 | 17.375 | 1.0001 | 1.0004 | 0.78636 | 0.97645
| 17.4167 | 0.99399 | 1.0004 | 0.78635 | 0.97375 | 17.4167 | 0.98465 | 1.0004 | 0.9421 | 0.98692 | 17.4167 | 1.0001 | 1.0004 | 0.78636 | 0.97645
| 17.4583 | 0.99384 | 1.0004 | 0.78635 | 0.97368 | 17.4583 | 0.98526 | 1.0004 | 0.9421 | 0.98719 | 17.4583 | 1.0001 | 1.0004 | 0.78636 | 0.97645
| 17.5 | 0.99369 | 1.0004 | 0.78635 | 0.97362 | 17.5 | 0.98588 | 1.0004 | 0.9421 | 0.98747 | 17.5 | 1.0001 | 1.0004 | 0.78636 | 0.97645
| 17.5417 | 0.99354 | 1.0004 | 0.78635 | 0.97355 | 17.5417 | 0.98652 | 1.0004 | 0.9421 | 0.98775 | 17.5417 | 1.0001 | 1.0004 | 0.78636 | 0.97645
| 17.5833 | 0.99339 | 1.0004 | 0.78635 | 0.97349 | 17.5833 | 0.98717 | 1.0004 | 0.9421 | 0.98804 | 17.5833 | 1.0001 | 1.0004 | 0.78636 | 0.97645
| 17.625 | 0.99323 | 1.0004 | 0.78635 | 0.97341 | 17.625 | 0.98705 | 1.0004 | 0.9421 | 0.98799 | 17.625 | 1.0001 | 1.0004 | 0.78636 | 0.97645
| 17.6667 | 0.99305 | 1.0004 | 0.78635 | 0.97333 | 17.6667 | 0.98695 | 1.0004 | 0.9421 | 0.98794 | 17.6667 | 1.0001 | 1.0004 | 0.78636 | 0.97645
| 17.7083 | 0.99284 | 1.0004 | 0.78635 | 0.97324 | 17.7083 | 0.98686 | 1.0004 | 0.9421 | 0.9879 | 17.7083 | 1.0001 | 1.0004 | 0.78636 | 0.97645
| 17.75 | 0.99266 | 1.0004 | 0.78635 | 0.97316 | 17.75 | 0.98676 | 1.0004 | 0.9421 | 0.98786 | 17.75 | 1.0001 | 1.0004 | 0.78636 | 0.97645
| 17.7917 | 0.99251 | 1.0004 | 0.78635 | 0.97309 | 17.7917 | 0.98664 | 1.0004 | 0.9421 | 0.9878 | 17.7917 | 1.0001 | 1.0004 | 0.78636 | 0.97645
| 17.8333 | 0.99236 | 1.0004 | 0.78635 | 0.97303 | 17.8333 | 0.98652 | 1.0004 | 0.9421 | 0.98775 | 17.8333 | 1.0001 | 1.0004 | 0.78635 | 0.97645
| 17.875 | 0.99221 | 1.0004 | 0.78635 | 0.97296 | 17.875 | 0.9864 | 1.0004 | 0.9421 | 0.9877 | 17.875 | 1.0001 | 1.0004 | 0.78635 | 0.97645
| 17.9167 | 0.99206 | 1.0004 | 0.78635 | 0.97289 | 17.9167 | 0.98628 | 1.0004 | 0.9421 | 0.98764 | 17.9167 | 1.0001 | 1.0004 | 0.78635 | 0.97645
| 17.9583 | 0.99191 | 1.0004 | 0.78635 | 0.97283 | 17.9583 | 0.98607 | 1.0004 | 0.94129 | 0.98746 | 17.9583 | 1.0001 | 1.0004 | 0.78635 | 0.97645
| 18 | 0.99177 | 1.0004 | 0.78635 | 0.97276 | 18 | 0.98595 | 1.0004 | 0.94129 | 0.9874 | 18 | 1.0001 | 1.0004 | 0.78635 | 0.97645
| 18.0417 | 0.99162 | 1.0004 | 0.78635 | 0.9727 | 18.0417 | 0.98574 | 1.0004 | 0.94052 | 0.98723 | 18.0417 | 1.0001 | 1.0004 | 0.78635 | 0.97645
| 18.0833 | 0.99147 | 1.0004 | 0.78635 | 0.97263 | 18.0833 | 0.98553 | 1.0004 | 0.94052 | 0.98713 | 18.0833 | 1.0001 | 1.0004 | 0.78635 | 0.97645
| 18.125 | 0.99132 | 1.0004 | 0.78635 | 0.97256 | 18.125 | 0.98541 | 1.0004 | 0.94052 | 0.98708 | 18.125 | 1.0001 | 1.0004 | 0.78635 | 0.97645
| 18.1667 | 0.99117 | 1.0004 | 0.78635 | 0.9725 | 18.1667 | 0.9853 | 1.0004 | 0.94052 | 0.98703 | 18.1667 | 1.0001 | 1.0004 | 0.78635 | 0.97645
| 18.2083 | 0.99102 | 1.0004 | 0.78635 | 0.97243 | 18.2083 | 0.98519 | 1.0004 | 0.94052 | 0.98698 | 18.2083 | 1.0001 | 1.0004 | 0.78635 | 0.97645
| 18.25 | 0.99086 | 1.0004 | 0.78635 | 0.97236 | 18.25 | 0.98508 | 1.0004 | 0.94052 | 0.98693 | 18.25 | 1.0001 | 1.0004 | 0.78635 | 0.97645
| 18.2917 | 0.99067 | 1.0004 | 0.78635 | 0.97227 | 18.2917 | 0.985 | 1.0004 | 0.94052 | 0.9869 | 18.2917 | 1.0001 | 1.0004 | 0.78635 | 0.97645
| 18.3333 | 0.99044 | 1.0004 | 0.78635 | 0.97217 | 18.3333 | 0.98493 | 1.0004 | 0.94052 | 0.98686 | 18.3333 | 1.0001 | 1.0004 | 0.78635 | 0.97645
| 18.375 | 0.99023 | 1.0004 | 0.78635 | 0.97208 | 18.375 | 0.98485 | 1.0004 | 0.94052 | 0.98683 | 18.375 | 1.0001 | 1.0004 | 0.78635 | 0.97645
| 18.4167 | 0.99003 | 1.0004 | 0.78635 | 0.97199 | 18.4167 | 0.98478 | 1.0004 | 0.94052 | 0.9868 | 18.4167 | 1.0001 | 1.0004 | 0.78635 | 0.97645
| 18.4583 | 0.98982 | 1.0004 | 0.78635 | 0.9719 | 18.4583 | 0.9847 | 1.0004 | 0.94052 | 0.98676 | 18.4583 | 1.0001 | 1.0004 | 0.78635 | 0.97645
| 18.5 | 0.98961 | 1.0004 | 0.78635 | 0.9718 | 18.5 | 0.98462 | 1.0004 | 0.94052 | 0.98673 | 18.5 | 1.0001 | 1.0004 | 0.78635 | 0.97645
| 18.5417 | 0.9894 | 1.0004 | 0.78635 | 0.97171 | 18.5417 | 0.98454 | 1.0004 | 0.94052 | 0.98669 | 18.5417 | 1.0001 | 1.0004 | 0.78635 | 0.97645
| 18.5833 | 0.98918 | 1.0004 | 0.78635 | 0.97161 | 18.5833 | 0.98445 | 1.0004 | 0.94052 | 0.98665 | 18.5833 | 1.0001 | 1.0004 | 0.78635 | 0.97645
| 18.625 | 0.98896 | 1.0004 | 0.78635 | 0.97151 | 18.625 | 0.98437 | 1.0004 | 0.94052 | 0.98662 | 18.625 | 1.0001 | 1.0004 | 0.78635 | 0.97645
| 18.6667 | 0.98877 | 1.0004 | 0.78635 | 0.97143 | 18.6667 | 0.98428 | 1.0004 | 0.94052 | 0.98658 | 18.6667 | 1.0001 | 1.0004 | 0.78635 | 0.97645
| 18.7083 | 0.9886 | 1.0004 | 0.78635 | 0.97135 | 18.7083 | 0.9842 | 1.0004 | 0.94052 | 0.98654 | 18.7083 | 1.0001 | 1.0004 | 0.78635 | 0.97645
| 18.75 | 0.98842 | 1.0004 | 0.78635 | 0.97127 | 18.75 | 0.98411 | 1.0004 | 0.94052 | 0.9865 | 18.75 | 1.0001 | 1.0004 | 0.78635 | 0.97645
| 18.7917 | 0.98821 | 1.0004 | 0.78635 | 0.97118 | 18.7917 | 0.98403 | 1.0004 | 0.94052 | 0.98646 | 18.7917 | 1.0001 | 1.0004 | 0.78635 | 0.97645
| 18.8333 | 0.988 | 1.0004 | 0.78635 | 0.97109 | 18.8333 | 0.98394 | 1.0004 | 0.94052 | 0.98643 | 18.8333 | 1.0001 | 1.0004 | 0.78635 | 0.97645
| 18.875 | 0.9878 | 1.0004 | 0.78635 | 0.971 | 18.875 | 0.98386 | 1.0004 | 0.94052 | 0.98639 | 18.875 | 1.0001 | 1.0004 | 0.78636 | 0.97645
| 18.9167 | 0.98761 | 1.0004 | 0.78635 | 0.97091 | 18.9167 | 0.98378 | 1.0004 | 0.94052 | 0.98635 | 18.9167 | 1.0001 | 1.0004 | 0.78636 | 0.97645
| 18.9583 | 0.98741 | 1.0004 | 0.78635 | 0.97082 | 18.9583 | 0.98369 | 1.0004 | 0.94052 | 0.98631 | 18.9583 | 1.0001 | 1.0004 | 0.78636 | 0.97645
| 19 | 0.98721 | 1.0004 | 0.78635 | 0.97074 | 19 | 0.98361 | 1.0004 | 0.94052 | 0.98628 | 19 | 1.0001 | 1.0004 | 0.78636 | 0.97645
| 19.0417 | 0.98702 | 1.0004 | 0.78635 | 0.97065 | 19.0417 | 0.98353 | 1.0004 | 0.94052 | 0.98624 | 19.0417 | 1.0001 | 1.0004 | 0.78636 | 0.97645
| 19.0833 | 0.98682 | 1.0004 | 0.78635 | 0.97056 | 19.0833 | 0.98346 | 1.0004 | 0.94052 | 0.98621 | 19.0833 | 1.0001 | 1.0004 | 0.78636 | 0.97645
| 19.125 | 0.98663 | 1.0004 | 0.78635 | 0.97048 | 19.125 | 0.98338 | 1.0004 | 0.94052 | 0.98617 | 19.125 | 1.0001 | 1.0004 | 0.78636 | 0.97645
| 19.1667 | 0.98644 | 1.0004 | 0.78635 | 0.97039 | 19.1667 | 0.9833 | 1.0004 | 0.94052 | 0.98614 | 19.1667 | 1.0001 | 1.0004 | 0.78636 | 0.97645
| 19.2083 | 0.98625 | 1.0004 | 0.78635 | 0.9703 | 19.2083 | 0.98321 | 1.0004 | 0.94052 | 0.9861 | 19.2083 | 1.0001 | 1.0004 | 0.78636 | 0.97645
| 19.25 | 0.98607 | 1.0004 | 0.78635 | 0.97022 | 19.25 | 0.98313 | 1.0004 | 0.94052 | 0.98606 | 19.25 | 1.0001 | 1.0004 | 0.78636 | 0.97645
| 19.2917 | 0.98591 | 1.0004 | 0.78635 | 0.97016 | 19.2917 | 0.98304 | 1.0004 | 0.94052 | 0.98602 | 19.2917 | 1.0001 | 1.0004 | 0.78636 | 0.97645
| 19.3333 | 0.98579 | 1.0004 | 0.78635 | 0.9701 | 19.3333 | 0.98296 | 1.0004 | 0.94052 | 0.98598 | 19.3333 | 1.0001 | 1.0004 | 0.78636 | 0.97645
| 19.375 | 0.98566 | 1.0004 | 0.78635 | 0.97004 | 19.375 | 0.98287 | 1.0004 | 0.94052 | 0.98595 | 19.375 | 1.0001 | 1.0004 | 0.78636 | 0.97645
| 19.4167 | 0.98552 | 1.0004 | 0.78635 | 0.96998 | 19.4167 | 0.98278 | 1.0004 | 0.94052 | 0.98591 | 19.4167 | 1.0001 | 1.0004 | 0.78636 | 0.97645
| 19.4583 | 0.98539 | 1.0004 | 0.78635 | 0.96992 | 19.4583 | 0.9827 | 1.0004 | 0.94052 | 0.98587 | 19.4583 | 1.0001 | 1.0004 | 0.78636 | 0.97645
| 19.5 | 0.98526 | 1.0004 | 0.78635 | 0.96987 | 19.5 | 0.98261 | 1.0004 | 0.94052 | 0.98583 | 19.5 | 1.0001 | 1.0004 | 0.78636 | 0.97645
| 19.5417 | 0.98514 | 1.0004 | 0.78635 | 0.96981 | 19.5417 | 0.98252 | 1.0004 | 0.94052 | 0.98579 | 19.5417 | 1.0001 | 1.0004 | 0.78636 | 0.97645
| 19.5833 | 0.98503 | 1.0004 | 0.78635 | 0.96976 | 19.5833 | 0.9824 | 1.0004 | 0.94052 | 0.98574 | 19.5833 | 1.0001 | 1.0004 | 0.78636 | 0.97645
| 19.625 | 0.98492 | 1.0004 | 0.78635 | 0.96972 | 19.625 | 0.98225 | 1.0004 | 0.94052 | 0.98567 | 19.625 | 1.0001 | 1.0004 | 0.78636 | 0.97645
| 19.6667 | 0.98481 | 1.0003 | 0.78635 | 0.96967 | 19.6667 | 0.98209 | 1.0004 | 0.94052 | 0.9856 | 19.6667 | 1.0001 | 1.0004 | 0.78636 | 0.97645
| 19.7083 | 0.9847 | 1.0003 | 0.78635 | 0.96961 | 19.7083 | 0.98187 | 1.0004 | 0.94052 | 0.9855 | 19.7083 | 1.0001 | 1.0004 | 0.78636 | 0.97645
| 19.75 | 0.98458 | 1.0003 | 0.78635 | 0.96956 | 19.75 | 0.98171 | 1.0004 | 0.94052 | 0.98543 | 19.75 | 1.0001 | 1.0004 | 0.78636 | 0.97645
| 19.7917 | 0.98447 | 1.0003 | 0.78635 | 0.96952 | 19.7917 | 0.98156 | 1.0004 | 0.94052 | 0.98536 | 19.7917 | 1.0001 | 1.0004 | 0.78636 | 0.97645
| 19.8333 | 0.98436 | 1.0003 | 0.78635 | 0.96947 | 19.8333 | 0.98142 | 1.0004 | 0.94052 | 0.9853 | 19.8333 | 1.0001 | 1.0004 | 0.78636 | 0.97645
| 19.875 | 0.98425 | 1.0003 | 0.78635 | 0.96942 | 19.875 | 0.98129 | 1.0004 | 0.94052 | 0.98524 | 19.875 | 1.0001 | 1.0004 | 0.78635 | 0.97644
| 19.9167 | 0.98413 | 1.0003 | 0.78635 | 0.96936 | 19.9167 | 0.98116 | 1.0004 | 0.94052 | 0.98518 | 19.9167 | 1.0001 | 1.0004 | 0.78635 | 0.97645
| 19.9583 | 0.98402 | 1.0003 | 0.78635 | 0.96931 | 19.9583 | 0.98102 | 1.0004 | 0.94052 | 0.98512 | 19.9583 | 1.0001 | 1.0003 | 0.78635 | 0.97644
| 20 | 0.9839 | 1.0003 | 0.78635 | 0.96926 | 20 | 0.98089 | 1.0004 | 0.94052 | 0.98506 | 20 | 1.0001 | 1.0003 | 0.78635 | 0.97644
| 20.0417 | 0.98379 | 1.0003 | 0.78635 | 0.96921 | 20.0417 | 0.98075 | 1.0004 | 0.94052 | 0.985 | 20.0417 | 1.0001 | 1.0003 | 0.78635 | 0.97644
| 20.0833 | 0.98367 | 1.0003 | 0.78635 | 0.96916 | 20.0833 | 0.98065 | 1.0004 | 0.94052 | 0.98496 | 20.0833 | 1.0001 | 1.0003 | 0.78635 | 0.97644
| 20.125 | 0.98356 | 1.0003 | 0.78635 | 0.96911 | 20.125 | 0.98051 | 1.0004 | 0.94052 | 0.9849 | 20.125 | 1.0001 | 1.0003 | 0.78635 | 0.97644
| 20.1667 | 0.98344 | 1.0003 | 0.78635 | 0.96906 | 20.1667 | 0.98037 | 1.0004 | 0.94052 | 0.98483 | 20.1667 | 1.0001 | 1.0003 | 0.78635 | 0.97644
| 20.2083 | 0.98333 | 1.0003 | 0.78635 | 0.969 | 20.2083 | 0.98022 | 1.0004 | 0.94052 | 0.98477 | 20.2083 | 1.0001 | 1.0003 | 0.78635 | 0.97644
| 20.25 | 0.98321 | 1.0003 | 0.78635 | 0.96895 | 20.25 | 0.98006 | 1.0004 | 0.94052 | 0.98469 | 20.25 | 1.0001 | 1.0003 | 0.78635 | 0.97644
| 20.2917 | 0.98309 | 1.0003 | 0.78635 | 0.9689 | 20.2917 | 0.97987 | 1.0004 | 0.94052 | 0.98461 | 20.2917 | 1.0001 | 1.0003 | 0.78635 | 0.97644
| 20.3333 | 0.98297 | 1.0003 | 0.78635 | 0.96884 | 20.3333 | 0.97961 | 1.0004 | 0.94052 | 0.98449 | 20.3333 | 1.0001 | 1.0003 | 0.78635 | 0.97644
| 20.375 | 0.98285 | 1.0003 | 0.78635 | 0.96879 | 20.375 | 0.97938 | 1.0004 | 0.94052 | 0.98439 | 20.375 | 1.0001 | 1.0003 | 0.78635 | 0.97644
| 20.4167 | 0.98273 | 1.0003 | 0.78635 | 0.96874 | 20.4167 | 0.97916 | 1.0004 | 0.94052 | 0.9843 | 20.4167 | 1.0001 | 1.0003 | 0.78635 | 0.97644
| 20.4583 | 0.98261 | 1.0003 | 0.78635 | 0.96869 | 20.4583 | 0.97894 | 1.0004 | 0.94052 | 0.9842 | 20.4583 | 1.0001 | 1.0003 | 0.78635 | 0.97644
| 20.5 | 0.98249 | 1.0003 | 0.78635 | 0.96863 | 20.5 | 0.9763 | 0.99996 | 0.94052 | 0.98284 | 20.5 | 1.0001 | 1.0003 | 0.78635 | 0.97644
| 20.5417 | 0.98237 | 1.0003 | 0.78635 | 0.96858 | 20.5417 | 0.97353 | 0.99953 | 0.94052 | 0.98142 | 20.5417 | 1.0001 | 1.0003 | 0.78635 | 0.97644
| 20.5833 | 0.98225 | 1.0003 | 0.78635 | 0.96853 | 20.5833 | 0.97066 | 0.99908 | 0.94052 | 0.97994 | 20.5833 | 1.0001 | 1.0003 | 0.78635 | 0.97644
| 20.625 | 0.98213 | 1.0003 | 0.78635 | 0.96847 | 20.625 | 0.96737 | 0.99856 | 0.94052 | 0.97825 | 20.625 | 1.0001 | 1.0003 | 0.78635 | 0.97644
| 20.6667 | 0.98201 | 1.0003 | 0.78635 | 0.96842 | 20.6667 | 0.96388 | 0.99796 | 0.94052 | 0.97643 | 20.6667 | 1.0001 | 1.0003 | 0.78635 | 0.97644
| 20.7083 | 0.98188 | 1.0003 | 0.78635 | 0.96836 | 20.7083 | 0.96012 | 0.99727 | 0.94052 | 0.97445 | 20.7083 | 1.0001 | 1.0003 | 0.78635 | 0.97644
| 20.75 | 0.98176 | 1.0003 | 0.78635 | 0.96831 | 20.75 | 0.95675 | 0.99672 | 0.94052 | 0.97271 | 20.75 | 1.0001 | 1.0003 | 0.78635 | 0.97644
| 20.7917 | 0.98164 | 1.0003 | 0.78635 | 0.96825 | 20.7917 | 0.954 | 0.99629 | 0.94052 | 0.9713 | 20.7917 | 1.0001 | 1.0003 | 0.78635 | 0.97644
| 20.8333 | 0.98152 | 1.0003 | 0.78635 | 0.9682 | 20.8333 | 0.95145 | 0.99591 | 0.94052 | 0.97 | 20.8333 | 1.0001 | 1.0003 | 0.78635 | 0.97644
| 20.875 | 0.9814 | 1.0003 | 0.78635 | 0.96815 | 20.875 | 0.94908 | 0.99557 | 0.94052 | 0.96879 | 20.875 | 1.0001 | 1.0003 | 0.78635 | 0.97644
| 20.9167 | 0.98129 | 1.0003 | 0.78635 | 0.9681 | 20.9167 | 0.94685 | 0.99529 | 0.94052 | 0.96767 | 20.9167 | 1.0001 | 1.0003 | 0.78635 | 0.97644
| 20.9583 | 0.98117 | 1.0003 | 0.78635 | 0.96804 | 20.9583 | 0.94551 | 0.99505 | 0.94134 | 0.96707 | 20.9583 | 1.0001 | 1.0003 | 0.78635 | 0.97644
| 21 | 0.98105 | 1.0003 | 0.78635 | 0.96799 | 21 | 0.94326 | 0.99476 | 0.94134 | 0.96593 | 21 | 1.0001 | 1.0003 | 0.78635 | 0.97644
| 21.0417 | 0.98093 | 1.0003 | 0.78635 | 0.96794 | 21.0417 | 0.94191 | 0.99452 | 0.9421 | 0.96531 | 21.0417 | 1.0001 | 1.0003 | 0.78635 | 0.97644
| 21.0833 | 0.98081 | 1.0003 | 0.78635 | 0.96788 | 21.0833 | 0.94037 | 0.99427 | 0.9421 | 0.96452 | 21.0833 | 1.0001 | 1.0003 | 0.78635 | 0.97644
| 21.125 | 0.98069 | 1.0003 | 0.78635 | 0.96783 | 21.125 | 0.93805 | 0.99397 | 0.9421 | 0.96335 | 21.125 | 1.0001 | 1.0003 | 0.78635 | 0.97644
| 21.1667 | 0.98058 | 1.0003 | 0.78635 | 0.96778 | 21.1667 | 0.93569 | 0.99366 | 0.9421 | 0.96217 | 21.1667 | 1.0001 | 1.0003 | 0.78635 | 0.97644
| 21.2083 | 0.98046 | 1.0003 | 0.78635 | 0.96773 | 21.2083 | 0.93312 | 0.99329 | 0.9421 | 0.96086 | 21.2083 | 1.0001 | 1.0003 | 0.78635 | 0.97644
| 21.25 | 0.98034 | 1.0003 | 0.78635 | 0.96767 | 21.25 | 0.93224 | 0.99329 | 0.9421 | 0.96047 | 21.25 | 1.0001 | 1.0003 | 0.78635 | 0.97644
| 21.2917 | 0.98021 | 1.0003 | 0.78635 | 0.96762 | 21.2917 | 0.93122 | 0.99329 | 0.9421 | 0.96002 | 21.2917 | 1.0001 | 1.0003 | 0.78635 | 0.97644
| 21.3333 | 0.98009 | 1.0003 | 0.78635 | 0.96756 | 21.3333 | 0.93008 | 0.99327 | 0.9421 | 0.9595 | 21.3333 | 1.0001 | 1.0003 | 0.78635 | 0.97644
| 21.375 | 0.97997 | 0.96388 | 0.7863 | 0.9513 | 21.375 | 0.92899 | 0.99326 | 0.9421 | 0.95901 | 21.375 | 1.0001 | 0.96388 | 0.7863 | 0.96023
| 21.4167 | 0.97984 | 0.92741 | 0.78622 | 0.93503 | 21.4167 | 0.92795 | 0.99326 | 0.9421 | 0.95855 | 21.4167 | 1.0001 | 0.92741 | 0.78622 | 0.94402
| 21.4583 | 0.97972 | 0.89095 | 0.78609 | 0.91875 | 21.4583 | 0.9269 | 0.99325 | 0.9421 | 0.95808 | 21.4583 | 1.0001 | 0.89095 | 0.78608 | 0.92779
| 21.5 | 0.9796 | 0.85448 | 0.78594 | 0.90247 | 21.5 | 0.92827 | 0.99365 | 0.94212 | 0.95887 | 21.5 | 1.0001 | 0.85448 | 0.78593 | 0.91157
| 21.5417 | 0.97948 | 0.81802 | 0.78571 | 0.88619 | 21.5417 | 0.92973 | 0.99407 | 0.94212 | 0.9597 | 21.5417 | 1.0001 | 0.81802 | 0.7857 | 0.89534
| 21.5833 | 0.97935 | 0.78155 | 0.78544 | 0.86989 | 21.5833 | 0.93132 | 0.99451 | 0.94214 | 0.96061 | 21.5833 | 1.0001 | 0.78155 | 0.78543 | 0.8791
| 21.625 | 0.97923 | 0.74508 | 0.78508 | 0.85359 | 21.625 | 0.93322 | 0.995 | 0.94214 | 0.96167 | 21.625 | 1.0001 | 0.74509 | 0.78507 | 0.86285
| 21.6667 | 0.9791 | 0.70862 | 0.78468 | 0.83729 | 21.6667 | 0.93523 | 0.99555 | 0.94214 | 0.96281 | 21.6667 | 1.0001 | 0.70862 | 0.78466 | 0.8466
| 21.7083 | 0.97897 | 0.67216 | 0.78416 | 0.82096 | 21.7083 | 0.93745 | 0.99618 | 0.94214 | 0.96408 | 21.7083 | 1.0001 | 0.67216 | 0.78414 | 0.83034
| 21.75 | 0.97877 | 0.63569 | 0.78355 | 0.8046 | 21.75 | 0.9394 | 0.9967 | 0.94214 | 0.96517 | 21.75 | 1.0001 | 0.63569 | 0.78354 | 0.81406
| 21.7917 | 0.9786 | 0.59922 | 0.78287 | 0.78824 | 21.7917 | 0.94083 | 0.9971 | 0.94214 | 0.96599 | 21.7917 | 1.0001 | 0.59923 | 0.78285 | 0.79778
| 21.8333 | 0.97844 | 0.56276 | 0.78213 | 0.77188 | 21.8333 | 0.94211 | 0.99747 | 0.94214 | 0.96672 | 21.8333 | 1.0001 | 0.56276 | 0.78211 | 0.78149
| 21.875 | 0.97828 | 0.52628 | 0.78134 | 0.75551 | 21.875 | 0.94326 | 0.99779 | 0.94214 | 0.96737 | 21.875 | 1.0001 | 0.52628 | 0.78132 | 0.76519
| 21.9167 | 0.97813 | 0.4898 | 0.78052 | 0.73914 | 21.9167 | 0.94429 | 0.99808 | 0.94214 | 0.96796 | 21.9167 | 1.0001 | 0.48981 | 0.78049 | 0.74889
| 21.9583 | 0.97797 | 0.45332 | 0.77967 | 0.72276 | 21.9583 | 0.94442 | 0.99831 | 0.94132 | 0.96803 | 21.9583 | 1.0001 | 0.45333 | 0.77964 | 0.73258
| 22 | 0.97782 | 0.41684 | 0.77879 | 0.70638 | 22 | 0.94556 | 0.99859 | 0.94147 | 0.96868 | 22 | 1.0001 | 0.41685 | 0.77876 | 0.71627
| 22.0417 | 0.97766 | 0.38037 | 0.77789 | 0.69 | 22.0417 | 0.9457 | 0.99883 | 0.94071 | 0.96876 | 22.0417 | 1.0001 | 0.38037 | 0.77786 | 0.69995
| 22.0833 | 0.97749 | 0.34389 | 0.77697 | 0.67361 | 22.0833 | 0.94584 | 0.99907 | 0.94071 | 0.96893 | 22.0833 | 1.0001 | 0.34389 | 0.77694 | 0.68364
| 22.125 | 0.97733 | 0.30741 | 0.77602 | 0.65722 | 22.125 | 0.94694 | 0.99936 | 0.94071 | 0.96955 | 22.125 | 1.0001 | 0.30741 | 0.77599 | 0.66732
| 22.1667 | 0.97716 | 0.27093 | 0.77505 | 0.64082 | 22.1667 | 0.94808 | 0.99967 | 0.94071 | 0.97019 | 22.1667 | 1.0001 | 0.27093 | 0.77501 | 0.651
| 22.2083 | 0.97698 | 0.23446 | 0.77405 | 0.62442 | 22.2083 | 0.9494 | 1 | 0.94071 | 0.97093 | 22.2083 | 1.0001 | 0.23446 | 0.77401 | 0.63468
| 22.25 | 0.97679 | 0.19799 | 0.77302 | 0.60801 | 22.25 | 0.94901 | 1 | 0.94071 | 0.97075 | 22.25 | 1.0001 | 0.19799 | 0.77298 | 0.61835
| 22.2917 | 0.97656 | 0.16152 | 0.77194 | 0.59159 | 22.2917 | 0.94866 | 0.99996 | 0.94071 | 0.97058 | 22.2917 | 1.0001 | 0.16152 | 0.7719 | 0.60203
| 22.3333 | 0.97627 | 0.12506 | 0.77079 | 0.57512 | 22.3333 | 0.94834 | 0.99992 | 0.94071 | 0.97041 | 22.3333 | 1.0001 | 0.12506 | 0.77074 | 0.58569
| 22.375 | 0.976 | 0.12505 | 0.76959 | 0.57487 | 22.375 | 0.94801 | 0.99988 | 0.94071 | 0.97025 | 22.375 | 1.0001 | 0.12505 | 0.76955 | 0.58556
| 22.4167 | 0.97575 | 0.12505 | 0.76836 | 0.57462 | 22.4167 | 0.94769 | 0.99983 | 0.94071 | 0.97009 | 22.4167 | 1.0001 | 0.12505 | 0.76831 | 0.58542
| 22.4583 | 0.9755 | 0.12505 | 0.76709 | 0.57436 | 22.4583 | 0.94738 | 0.99979 | 0.94071 | 0.96993 | 22.4583 | 1.0001 | 0.12505 | 0.76704 | 0.58528
| 22.5 | 0.97523 | 0.12505 | 0.76579 | 0.5741 | 22.5 | 0.94706 | 0.99975 | 0.94069 | 0.96977 | 22.5 | 1.0001 | 0.12505 | 0.76575 | 0.58513
| 22.5417 | 0.97496 | 0.12505 | 0.76448 | 0.57384 | 22.5417 | 0.94676 | 0.99971 | 0.94069 | 0.96962 | 22.5417 | 1.0001 | 0.12505 | 0.76443 | 0.58499
| 22.5833 | 0.97468 | 0.12505 | 0.76316 | 0.57356 | 22.5833 | 0.94646 | 0.99967 | 0.94066 | 0.96947 | 22.5833 | 1.0001 | 0.12505 | 0.76311 | 0.58484
| 22.625 | 0.97434 | 0.12505 | 0.76183 | 0.57327 | 22.625 | 0.9462 | 0.99964 | 0.94067 | 0.96934 | 22.625 | 1.0001 | 0.12505 | 0.76179 | 0.58469
| 22.6667 | 0.97396 | 0.12505 | 0.7605 | 0.57295 | 22.6667 | 0.94595 | 0.99961 | 0.94067 | 0.96921 | 22.6667 | 1.0001 | 0.12505 | 0.76045 | 0.58455
| 22.7083 | 0.97351 | 0.12505 | 0.75916 | 0.5726 | 22.7083 | 0.94568 | 0.99958 | 0.94067 | 0.96908 | 22.7083 | 1.0001 | 0.12505 | 0.75911 | 0.5844
| 22.75 | 0.9732 | 0.12505 | 0.7578 | 0.57231 | 22.75 | 0.94541 | 0.99955 | 0.94067 | 0.96895 | 22.75 | 1.0001 | 0.12505 | 0.75775 | 0.58425
| 22.7917 | 0.97292 | 0.12505 | 0.75643 | 0.57204 | 22.7917 | 0.94517 | 0.99952 | 0.94067 | 0.96882 | 22.7917 | 1.0001 | 0.12505 | 0.75638 | 0.58409
| 22.8333 | 0.97266 | 0.12505 | 0.75506 | 0.57177 | 22.8333 | 0.94492 | 0.99948 | 0.94067 | 0.9687 | 22.8333 | 1.0001 | 0.12505 | 0.75501 | 0.58394
| 22.875 | 0.9724 | 0.12505 | 0.75368 | 0.5715 | 22.875 | 0.94467 | 0.99945 | 0.94067 | 0.96857 | 22.875 | 1.0001 | 0.12505 | 0.75363 | 0.58379
| 22.9167 | 0.97215 | 0.12505 | 0.7523 | 0.57123 | 22.9167 | 0.94442 | 0.99941 | 0.94067 | 0.96844 | 22.9167 | 1.0001 | 0.12505 | 0.75225 | 0.58363
| 22.9583 | 0.97189 | 0.12505 | 0.75091 | 0.57096 | 22.9583 | 0.94417 | 0.99938 | 0.94067 | 0.96832 | 22.9583 | 1.0001 | 0.12505 | 0.75086 | 0.58348
| 23 | 0.97164 | 0.12505 | 0.74952 | 0.5707 | 23 | 0.94383 | 0.99934 | 0.94052 | 0.96813 | 23 | 1.0001 | 0.12505 | 0.74947 | 0.58333
| 23.0417 | 0.97138 | 0.12505 | 0.74813 | 0.57043 | 23.0417 | 0.94358 | 0.99931 | 0.94052 | 0.96801 | 23.0417 | 1.0001 | 0.12505 | 0.74808 | 0.58317
| 23.0833 | 0.97113 | 0.12505 | 0.74673 | 0.57016 | 23.0833 | 0.94347 | 0.99928 | 0.94052 | 0.96794 | 23.0833 | 1.0001 | 0.12505 | 0.74668 | 0.58302
| 23.125 | 0.97087 | 0.12505 | 0.74533 | 0.56989 | 23.125 | 0.94323 | 0.99924 | 0.94052 | 0.96782 | 23.125 | 1.0001 | 0.12505 | 0.74528 | 0.58286
| 23.1667 | 0.97061 | 0.12505 | 0.74393 | 0.56962 | 23.1667 | 0.94299 | 0.99921 | 0.94052 | 0.9677 | 23.1667 | 1.0001 | 0.12505 | 0.74388 | 0.5827
| 23.2083 | 0.97035 | 0.12505 | 0.74252 | 0.56935 | 23.2083 | 0.94274 | 0.99917 | 0.94052 | 0.96758 | 23.2083 | 1.0001 | 0.12505 | 0.74247 | 0.58255
| 23.25 | 0.97006 | 0.12505 | 0.74111 | 0.56906 | 23.25 | 0.94248 | 0.99914 | 0.94052 | 0.96745 | 23.25 | 1.0001 | 0.12505 | 0.74106 | 0.58239
| 23.2917 | 0.96974 | 0.12505 | 0.7397 | 0.56876 | 23.2917 | 0.9422 | 0.99911 | 0.94052 | 0.9673 | 23.2917 | 1.0001 | 0.12505 | 0.73964 | 0.58223
| 23.3333 | 0.9694 | 0.12505 | 0.73825 | 0.56845 | 23.3333 | 0.9419 | 0.99907 | 0.94052 | 0.96716 | 23.3333 | 1.0001 | 0.12505 | 0.7382 | 0.58207
| 23.375 | 0.96906 | 0.12505 | 0.73677 | 0.56813 | 23.375 | 0.94161 | 0.99904 | 0.94052 | 0.96701 | 23.375 | 1.0001 | 0.12505 | 0.73671 | 0.58191
| 23.4167 | 0.96872 | 0.12505 | 0.73524 | 0.56782 | 23.4167 | 0.94132 | 0.999 | 0.94052 | 0.96687 | 23.4167 | 1.0001 | 0.12505 | 0.73519 | 0.58174
| 23.4583 | 0.96839 | 0.12505 | 0.73368 | 0.56749 | 23.4583 | 0.94103 | 0.99897 | 0.94052 | 0.96673 | 23.4583 | 1.0001 | 0.12505 | 0.73362 | 0.58157
| 23.5 | 0.96805 | 0.12505 | 0.73209 | 0.56717 | 23.5 | 0.94074 | 0.99893 | 0.94052 | 0.96658 | 23.5 | 1.0001 | 0.12505 | 0.73203 | 0.58139
| 23.5417 | 0.96771 | 0.12505 | 0.73045 | 0.56683 | 23.5417 | 0.94045 | 0.9989 | 0.94052 | 0.96644 | 23.5417 | 1.0001 | 0.12505 | 0.7304 | 0.58121
| 23.5833 | 0.96737 | 0.12505 | 0.72875 | 0.56649 | 23.5833 | 0.94016 | 0.99887 | 0.94052 | 0.96629 | 23.5833 | 1.0001 | 0.12505 | 0.72869 | 0.58102
| 23.625 | 0.96701 | 0.12505 | 0.72697 | 0.56614 | 23.625 | 0.93987 | 0.99883 | 0.94052 | 0.96615 | 23.625 | 1.0001 | 0.12505 | 0.7269 | 0.58082
| 23.6667 | 0.96663 | 0.12505 | 0.72508 | 0.56575 | 23.6667 | 0.93956 | 0.9988 | 0.94052 | 0.96599 | 23.6667 | 1.0001 | 0.12505 | 0.72501 | 0.58061
| 23.7083 | 0.96619 | 0.12505 | 0.72308 | 0.56534 | 23.7083 | 0.93924 | 0.99876 | 0.94052 | 0.96583 | 23.7083 | 1.0001 | 0.12505 | 0.72301 | 0.58039
| 23.75 | 0.96581 | 0.12505 | 0.72095 | 0.56493 | 23.75 | 0.93893 | 0.99873 | 0.94052 | 0.96568 | 23.75 | 1.0001 | 0.12505 | 0.72088 | 0.58015
| 23.7917 | 0.96546 | 0.12505 | 0.71873 | 0.56453 | 23.7917 | 0.93864 | 0.99869 | 0.94052 | 0.96554 | 23.7917 | 1.0001 | 0.12505 | 0.71866 | 0.5799
| 23.8333 | 0.96512 | 0.12505 | 0.71644 | 0.56412 | 23.8333 | 0.93835 | 0.99866 | 0.94052 | 0.9654 | 23.8333 | 1.0001 | 0.12505 | 0.71637 | 0.57965
| 23.875 | 0.96478 | 0.12505 | 0.71409 | 0.56371 | 23.875 | 0.93807 | 0.99862 | 0.94052 | 0.96525 | 23.875 | 1.0001 | 0.12505 | 0.71401 | 0.57939
| 23.9167 | 0.96445 | 0.12505 | 0.7117 | 0.5633 | 23.9167 | 0.93779 | 0.99859 | 0.94052 | 0.96512 | 23.9167 | 1.0001 | 0.12505 | 0.71162 | 0.57912
| 23.9583 | 0.96412 | 0.12505 | 0.70928 | 0.56288 | 23.9583 | 0.93751 | 0.99855 | 0.94052 | 0.96498 | 23.9583 | 1.0001 | 0.12505 | 0.70919 | 0.57885
| 24 | 0.96379 | 0.12505 | 0.70682 | 0.56246 | 24 | 0.93723 | 0.99852 | 0.94052 | 0.96484 | 24 | 1.0001 | 0.12505 | 0.70673 | 0.57858
| 24.0417 | 0.96345 | 0.12505 | 0.70434 | 0.56204 | 24.0417 | 0.93695 | 0.99848 | 0.94052 | 0.9647 | 24.0417 | 1.0001 | 0.12505 | 0.70425 | 0.5783
| 24.0833 | 0.96311 | 0.12505 | 0.70182 | 0.56161 | 24.0833 | 0.9367 | 0.99845 | 0.94052 | 0.96457 | 24.0833 | 1.0001 | 0.12505 | 0.70173 | 0.57802
| 24.125 | 0.96278 | 0.12505 | 0.69927 | 0.56117 | 24.125 | 0.93642 | 0.99842 | 0.94052 | 0.96443 | 24.125 | 1.0001 | 0.12505 | 0.69917 | 0.57774
| 24.1667 | 0.96244 | 0.12505 | 0.69669 | 0.56074 | 24.1667 | 0.93614 | 0.99838 | 0.94052 | 0.96429 | 24.1667 | 1.0001 | 0.12505 | 0.69659 | 0.57745
| 24.2083 | 0.96209 | 0.12505 | 0.69408 | 0.56029 | 24.2083 | 0.93585 | 0.99835 | 0.94052 | 0.96414 | 24.2083 | 1.0001 | 0.12505 | 0.69397 | 0.57716
| 24.25 | 0.96174 | 0.12505 | 0.69142 | 0.55984 | 24.25 | 0.93555 | 0.99831 | 0.94052 | 0.964 | 24.25 | 1.0001 | 0.12505 | 0.69131 | 0.57686
| 24.2917 | 0.96136 | 0.12505 | 0.68869 | 0.55937 | 24.2917 | 0.93525 | 0.99828 | 0.94052 | 0.96385 | 24.2917 | 1.0001 | 0.12505 | 0.68858 | 0.57656
| 24.3333 | 0.9609 | 0.12505 | 0.68588 | 0.55885 | 24.3333 | 0.93493 | 0.99824 | 0.94052 | 0.96369 | 24.3333 | 1.0001 | 0.12505 | 0.68577 | 0.57625
| 24.375 | 0.96048 | 0.12505 | 0.68299 | 0.55834 | 24.375 | 0.93461 | 0.99821 | 0.94052 | 0.96353 | 24.375 | 1.0001 | 0.12505 | 0.68288 | 0.57593
| 24.4167 | 0.96008 | 0.12505 | 0.68002 | 0.55784 | 24.4167 | 0.93431 | 0.99817 | 0.94052 | 0.96338 | 24.4167 | 1.0001 | 0.12505 | 0.6799 | 0.5756
| 24.4583 | 0.95969 | 0.12505 | 0.67698 | 0.55732 | 24.4583 | 0.934 | 0.99814 | 0.94052 | 0.96323 | 24.4583 | 1.0001 | 0.12505 | 0.67686 | 0.57526
| 24.5 | 0.95928 | 0.12505 | 0.67388 | 0.5568 | 24.5 | 0.93369 | 0.9981 | 0.94052 | 0.96308 | 24.5 | 1.0001 | 0.12505 | 0.67376 | 0.57491
| 24.5417 | 0.95887 | 0.12505 | 0.6707 | 0.55627 | 24.5417 | 0.93338 | 0.99807 | 0.94052 | 0.96292 | 24.5417 | 1.0001 | 0.12505 | 0.67058 | 0.57456
| 24.5833 | 0.95846 | 0.12505 | 0.66748 | 0.55572 | 24.5833 | 0.93307 | 0.99803 | 0.94052 | 0.96277 | 24.5833 | 1.0001 | 0.12505 | 0.66736 | 0.5742
| 24.625 | 0.95799 | 0.12505 | 0.66424 | 0.55516 | 24.625 | 0.93275 | 0.998 | 0.94052 | 0.96261 | 24.625 | 1.0001 | 0.12505 | 0.66411 | 0.57384
| 24.6667 | 0.95749 | 0.12505 | 0.66095 | 0.55457 | 24.6667 | 0.93241 | 0.99796 | 0.94052 | 0.96244 | 24.6667 | 1.0001 | 0.12505 | 0.66083 | 0.57348
| 24.7083 | 0.95697 | 0.12505 | 0.65762 | 0.55397 | 24.7083 | 0.93204 | 0.99793 | 0.94052 | 0.96227 | 24.7083 | 1.0001 | 0.12505 | 0.65749 | 0.57311
| 24.75 | 0.95648 | 0.12505 | 0.65421 | 0.55337 | 24.75 | 0.93171 | 0.99789 | 0.94052 | 0.9621 | 24.75 | 1.0001 | 0.12505 | 0.65408 | 0.57273
| 24.7917 | 0.95604 | 0.12505 | 0.65073 | 0.55279 | 24.7917 | 0.9314 | 0.99786 | 0.94052 | 0.96195 | 24.7917 | 1.0001 | 0.12505 | 0.6506 | 0.57234
| 24.8333 | 0.95563 | 0.12505 | 0.64719 | 0.55222 | 24.8333 | 0.93109 | 0.99782 | 0.94052 | 0.9618 | 24.8333 | 1.0001 | 0.12505 | 0.64706 | 0.57195
| 24.875 | 0.95524 | 0.12505 | 0.64359 | 0.55164 | 24.875 | 0.93078 | 0.99779 | 0.94052 | 0.96164 | 24.875 | 1.0001 | 0.12506 | 0.64345 | 0.57155
| 24.9167 | 0.95485 | 0.12506 | 0.63993 | 0.55106 | 24.9167 | 0.93048 | 0.99775 | 0.94052 | 0.96149 | 24.9167 | 1.0001 | 0.12506 | 0.63979 | 0.57114
| 24.9583 | 0.95446 | 0.12507 | 0.63622 | 0.55048 | 24.9583 | 0.92808 | 0.99716 | 0.94052 | 0.96016 | 24.9583 | 1.0001 | 0.12507 | 0.63608 | 0.57074
| 25 | 0.95407 | 0.12508 | 0.63246 | 0.54989 | 25 | 0.92565 | 0.99655 | 0.94052 | 0.95882 | 25 | 1.0001 | 0.12508 | 0.63232 | 0.57032
| 25.0417 | 0.95368 | 0.12508 | 0.62864 | 0.5493 | 25.0417 | 0.9232 | 0.99594 | 0.94052 | 0.95745 | 25.0417 | 1.0001 | 0.12509 | 0.62849 | 0.5699
| 25.0833 | 0.95328 | 0.12509 | 0.62474 | 0.54869 | 25.0833 | 0.9206 | 0.99531 | 0.94052 | 0.95602 | 25.0833 | 1.0001 | 0.12509 | 0.62458 | 0.56947
| 25.125 | 0.95288 | 0.1251 | 0.62071 | 0.54807 | 25.125 | 0.91811 | 0.99466 | 0.94052 | 0.95462 | 25.125 | 1.0001 | 0.1251 | 0.62054 | 0.56902
| 25.1667 | 0.95249 | 0.12511 | 0.61646 | 0.54743 | 25.1667 | 0.9156 | 0.99401 | 0.94052 | 0.95322 | 25.1667 | 1.0001 | 0.12511 | 0.61629 | 0.56855
| 25.2083 | 0.95207 | 0.12511 | 0.61224 | 0.54677 | 25.2083 | 0.91299 | 0.99326 | 0.94052 | 0.95172 | 25.2083 | 1.0001 | 0.12511 | 0.61207 | 0.56809
| 25.25 | 0.95163 | 0.12511 | 0.60805 | 0.54611 | 25.25 | 0.91026 | 0.99242 | 0.94052 | 0.95014 | 25.25 | 1.0001 | 0.12511 | 0.60789 | 0.56762
| 25.2917 | 0.95114 | 0.12511 | 0.60393 | 0.54543 | 25.2917 | 0.90734 | 0.9914 | 0.94052 | 0.94839 | 25.2917 | 1.0001 | 0.12511 | 0.60377 | 0.56716
| 25.3333 | 0.9506 | 0.12511 | 0.59988 | 0.54475 | 25.3333 | 0.90421 | 0.99022 | 0.94052 | 0.94647 | 25.3333 | 1.0001 | 0.12512 | 0.59973 | 0.56672
| 25.375 | 0.95008 | 0.12511 | 0.59594 | 0.54407 | 25.375 | 0.90116 | 0.9891 | 0.94052 | 0.94462 | 25.375 | 1.0001 | 0.12513 | 0.59579 | 0.56628
| 25.4167 | 0.94957 | 0.12511 | 0.59209 | 0.54342 | 25.4167 | 0.89816 | 0.98805 | 0.94052 | 0.94282 | 25.4167 | 1.0001 | 0.12513 | 0.59194 | 0.56586
| 25.4583 | 0.94905 | 0.12511 | 0.56531 | 0.54022 | 25.4583 | 0.89513 | 0.98698 | 0.94052 | 0.941 | 25.4583 | 1.0001 | 0.12513 | 0.56517 | 0.56288
| 25.5 | 0.94853 | 0.12511 | 0.53872 | 0.53703 | 25.5 | 0.89206 | 0.9859 | 0.94052 | 0.93915 | 25.5 | 1.0001 | 0.12513 | 0.53858 | 0.55993
| 25.5417 | 0.948 | 0.12511 | 0.51229 | 0.53386 | 25.5417 | 0.88896 | 0.9848 | 0.94052 | 0.93728 | 25.5417 | 1.0001 | 0.12513 | 0.51216 | 0.55699
| 25.5833 | 0.94748 | 0.12511 | 0.48605 | 0.53071 | 25.5833 | 0.88581 | 0.98369 | 0.94052 | 0.93539 | 25.5833 | 1.0001 | 0.12513 | 0.48593 | 0.55408
| 25.625 | 0.94695 | 0.12509 | 0.46 | 0.52757 | 25.625 | 0.8825 | 0.98247 | 0.94052 | 0.93338 | 25.625 | 1.0001 | 0.12513 | 0.45988 | 0.55118
| 25.6667 | 0.94647 | 0.12507 | 0.43418 | 0.52448 | 25.6667 | 0.87901 | 0.98115 | 0.94052 | 0.93124 | 25.6667 | 1.0001 | 0.12513 | 0.43406 | 0.54832
| 25.7083 | 0.94604 | 0.12503 | 0.40862 | 0.52143 | 25.7083 | 0.87533 | 0.97973 | 0.94052 | 0.92897 | 25.7083 | 1.0001 | 0.12513 | 0.40851 | 0.54548
| 25.75 | 0.94559 | 0.12501 | 0.38335 | 0.51842 | 25.75 | 0.87391 | 0.97953 | 0.94052 | 0.92825 | 25.75 | 1.0001 | 0.12513 | 0.38325 | 0.54267
| 25.7917 | 0.94509 | 0.12501 | 0.35834 | 0.51542 | 25.7917 | 0.87248 | 0.97936 | 0.94052 | 0.92754 | 25.7917 | 1.0001 | 0.12513 | 0.35824 | 0.53989
| 25.8333 | 0.9446 | 0.125 | 0.33352 | 0.51244 | 25.8333 | 0.87105 | 0.9792 | 0.94052 | 0.92683 | 25.8333 | 1.0001 | 0.12513 | 0.33343 | 0.53714
| 25.875 | 0.94412 | 0.125 | 0.30887 | 0.50949 | 25.875 | 0.8696 | 0.97905 | 0.94052 | 0.92613 | 25.875 | 1.0001 | 0.12513 | 0.30879 | 0.5344
| 25.9167 | 0.94365 | 0.125 | 0.28436 | 0.50655 | 25.9167 | 0.86815 | 0.9789 | 0.94052 | 0.92542 | 25.9167 | 1.0001 | 0.12514 | 0.28429 | 0.53168
| 25.9583 | 0.94318 | 0.12499 | 0.25995 | 0.50363 | 25.9583 | 0.8688 | 0.97931 | 0.94052 | 0.92589 | 25.9583 | 1.0001 | 0.12514 | 0.2599 | 0.52897
| 26 | 0.94271 | 0.12498 | 0.23566 | 0.50071 | 26 | 0.86947 | 0.97973 | 0.94052 | 0.92637 | 26 | 1.0001 | 0.12514 | 0.23562 | 0.52627
| 26.0417 | 0.94224 | 0.12497 | 0.21149 | 0.49782 | 26.0417 | 0.87016 | 0.98016 | 0.94052 | 0.92687 | 26.0417 | 1.0001 | 0.12514 | 0.21146 | 0.52358
| 26.0833 | 0.94178 | 0.12497 | 0.18745 | 0.49494 | 26.0833 | 0.87087 | 0.9806 | 0.94052 | 0.92738 | 26.0833 | 1.0001 | 0.12514 | 0.18744 | 0.52092
| 26.125 | 0.94132 | 0.12496 | 0.16361 | 0.49208 | 26.125 | 0.87158 | 0.98106 | 0.94052 | 0.9279 | 26.125 | 1.0001 | 0.12514 | 0.16361 | 0.51827
| 26.1667 | 0.94086 | 0.12495 | 0.14004 | 0.48925 | 26.1667 | 0.87232 | 0.98152 | 0.94052 | 0.92843 | 26.1667 | 1.0001 | 0.12514 | 0.14006 | 0.51565
| 26.2083 | 0.94041 | 0.12495 | 0.11651 | 0.48644 | 26.2083 | 0.87315 | 0.98206 | 0.94052 | 0.92904 | 26.2083 | 1.0001 | 0.12514 | 0.11653 | 0.51304
| 26.25 | 0.93998 | 0.12495 | 0.093032 | 0.48364 | 26.25 | 0.87407 | 0.98268 | 0.94052 | 0.92973 | 26.25 | 1.0001 | 0.12514 | 0.093054 | 0.51043
| 26.2917 | 0.93961 | 0.12493 | 0.069622 | 0.48086 | 26.2917 | 0.87516 | 0.98345 | 0.94052 | 0.93055 | 26.2917 | 1.0001 | 0.12514 | 0.069646 | 0.50783
| 26.3333 | 0.93928 | 0.12489 | 0.046312 | 0.47811 | 26.3333 | 0.87636 | 0.98434 | 0.94052 | 0.93148 | 26.3333 | 1.0001 | 0.12513 | 0.046339 | 0.50523
| 26.375 | 0.93895 | 0.12486 | 0.023117 | 0.47537 | 26.375 | 0.87751 | 0.98517 | 0.94052 | 0.93236 | 26.375 | 1.0001 | 0.12512 | 0.023147 | 0.50265
| 26.4167 | 0.93862 | 0.12484 | 2.3841e-05 | 0.47265 | 26.4167 | 0.87862 | 0.98595 | 0.94052 | 0.9332 | 26.4167 | 1.0001 | 0.12512 | 5.5864e-05 | 0.50009
| 26.4583 | 0.9383 | 0.12481 | 2.3841e-05 | 0.4725 | 26.4583 | 0.87974 | 0.98674 | 0.94052 | 0.93405 | 26.4583 | 1.0001 | 0.12512 | 5.5864e-05 | 0.50009
| 26.5 | 0.93799 | 0.12478 | 2.3841e-05 | 0.47235 | 26.5 | 0.88088 | 0.98754 | 0.94052 | 0.93491 | 26.5 | 1.0001 | 0.12512 | 5.5864e-05 | 0.50009
| 26.5417 | 0.93769 | 0.12475 | 2.3841e-05 | 0.4722 | 26.5417 | 0.88204 | 0.98835 | 0.94052 | 0.93579 | 26.5417 | 1.0001 | 0.12512 | 5.5864e-05 | 0.50009
| 26.5833 | 0.93741 | 0.12472 | 2.3841e-05 | 0.47206 | 26.5833 | 0.88321 | 0.98918 | 0.94052 | 0.93667 | 26.5833 | 1.0001 | 0.12512 | 5.5864e-05 | 0.50009
| 26.625 | 0.93715 | 0.1247 | 2.3841e-05 | 0.47193 | 26.625 | 0.88443 | 0.99007 | 0.94052 | 0.93761 | 26.625 | 1.0001 | 0.12512 | 5.5864e-05 | 0.50009
| 26.6667 | 0.93685 | 0.12466 | 2.3841e-05 | 0.47179 | 26.6667 | 0.8858 | 0.99105 | 0.94052 | 0.93865 | 26.6667 | 1.0001 | 0.12512 | 5.5864e-05 | 0.50009
| 26.7083 | 0.93653 | 0.12463 | 2.3842e-05 | 0.47163 | 26.7083 | 0.8874 | 0.99208 | 0.94052 | 0.93983 | 26.7083 | 1.0001 | 0.12512 | 5.5864e-05 | 0.50009
| 26.75 | 0.93623 | 0.1246 | 2.3842e-05 | 0.47148 | 26.75 | 0.88665 | 0.99194 | 0.94052 | 0.93943 | 26.75 | 1.0001 | 0.12512 | 5.5864e-05 | 0.50009
| 26.7917 | 0.93597 | 0.12457 | 2.3841e-05 | 0.47135 | 26.7917 | 0.88599 | 0.99179 | 0.94052 | 0.93907 | 26.7917 | 1.0001 | 0.12512 | 5.5864e-05 | 0.50009
| 26.8333 | 0.9357 | 0.12454 | 2.3842e-05 | 0.47122 | 26.8333 | 0.88537 | 0.99165 | 0.94052 | 0.93873 | 26.8333 | 1.0001 | 0.12511 | 5.2088e-05 | 0.50008
| 26.875 | 0.93542 | 0.12452 | 2.3842e-05 | 0.47109 | 26.875 | 0.88477 | 0.99151 | 0.94052 | 0.9384 | 26.875 | 1.0001 | 0.12511 | 5.1483e-05 | 0.50008
| 26.9167 | 0.93514 | 0.1245 | 2.3841e-05 | 0.47095 | 26.9167 | 0.88419 | 0.99137 | 0.94052 | 0.93808 | 26.9167 | 1.0001 | 0.1251 | 4.7707e-05 | 0.50008
| 26.9583 | 0.93486 | 0.12448 | 2.3842e-05 | 0.47082 | 26.9583 | 0.8836 | 0.99123 | 0.94052 | 0.93776 | 26.9583 | 1.0001 | 0.1251 | 4.3931e-05 | 0.50008
| 27 | 0.93459 | 0.12446 | 2.3842e-05 | 0.47069 | 27 | 0.883 | 0.99108 | 0.94052 | 0.93743 | 27 | 1.0001 | 0.12509 | 4.0155e-05 | 0.50007
| 27.0417 | 0.93431 | 0.12444 | 2.3842e-05 | 0.47056 | 27.0417 | 0.88241 | 0.99094 | 0.94052 | 0.9371 | 27.0417 | 1.0001 | 0.12508 | 3.6379e-05 | 0.50007
| 27.0833 | 0.93403 | 0.12442 | 2.3841e-05 | 0.47043 | 27.0833 | 0.88182 | 0.9908 | 0.94052 | 0.93678 | 27.0833 | 1.0001 | 0.12507 | 3.2603e-05 | 0.50006
| 27.125 | 0.93376 | 0.1244 | 2.3842e-05 | 0.47029 | 27.125 | 0.88121 | 0.99066 | 0.94052 | 0.93644 | 27.125 | 1.0001 | 0.12506 | 2.8827e-05 | 0.50006
| 27.1667 | 0.93348 | 0.12437 | 2.3842e-05 | 0.47016 | 27.1667 | 0.8806 | 0.99051 | 0.94052 | 0.93611 | 27.1667 | 1.0001 | 0.12506 | 2.5051e-05 | 0.50006
| 27.2083 | 0.9332 | 0.12434 | 2.3842e-05 | 0.47002 | 27.2083 | 0.87996 | 0.99037 | 0.94052 | 0.93576 | 27.2083 | 1.0001 | 0.12505 | 2.4446e-05 | 0.50006
| 27.25 | 0.93291 | 0.12431 | 2.3842e-05 | 0.46988 | 27.25 | 0.87923 | 0.99023 | 0.94052 | 0.93537 | 27.25 | 1.0001 | 0.12505 | 2.3842e-05 | 0.50005
| 27.2917 | 0.9326 | 0.12428 | 2.3842e-05 | 0.46973 | 27.2917 | 0.8785 | 0.99008 | 0.94052 | 0.93498 | 27.2917 | 1.0001 | 0.12505 | 2.3842e-05 | 0.50005
| 27.3333 | 0.93227 | 0.12424 | 2.3842e-05 | 0.46956 | 27.3333 | 0.87788 | 0.98991 | 0.94052 | 0.93463 | 27.3333 | 1.0001 | 0.12505 | 2.3842e-05 | 0.50005
| 27.375 | 0.93194 | 0.12421 | 2.3842e-05 | 0.4694 | 27.375 | 0.87721 | 0.98975 | 0.94052 | 0.93426 | 27.375 | 1.0001 | 0.12505 | 2.3842e-05 | 0.50005
| 27.4167 | 0.93162 | 0.12418 | 2.3842e-05 | 0.46925 | 27.4167 | 0.8765 | 0.9896 | 0.94052 | 0.93388 | 27.4167 | 1.0001 | 0.12505 | 2.3842e-05 | 0.50005
| 27.4583 | 0.9313 | 0.12414 | 2.3842e-05 | 0.46909 | 27.4583 | 0.87581 | 0.98944 | 0.94052 | 0.9335 | 27.4583 | 1.0001 | 0.12505 | 2.3842e-05 | 0.50005
| 27.5 | 0.93098 | 0.12411 | 2.3842e-05 | 0.46893 | 27.5 | 0.87512 | 0.98928 | 0.94052 | 0.93313 | 27.5 | 1.0001 | 0.12505 | 2.3842e-05 | 0.50005
| 27.5417 | 0.93066 | 0.12408 | 2.3842e-05 | 0.46877 | 27.5417 | 0.87445 | 0.98912 | 0.94052 | 0.93275 | 27.5417 | 1.0001 | 0.12505 | 2.3842e-05 | 0.50005
| 27.5833 | 0.93033 | 0.12404 | 2.3842e-05 | 0.46861 | 27.5833 | 0.87379 | 0.98895 | 0.94052 | 0.93239 | 27.5833 | 1.0001 | 0.12505 | 2.3842e-05 | 0.50005
| 27.625 | 0.93 | 0.12401 | 2.3842e-05 | 0.46845 | 27.625 | 0.87325 | 0.98877 | 0.94052 | 0.93207 | 27.625 | 1.0001 | 0.12505 | 2.3842e-05 | 0.50005
| 27.6667 | 0.92965 | 0.12398 | 2.3842e-05 | 0.46828 | 27.6667 | 0.87272 | 0.98857 | 0.94052 | 0.93174 | 27.6667 | 1.0001 | 0.12505 | 2.3842e-05 | 0.50005
| 27.7083 | 0.9293 | 0.12394 | 2.3842e-05 | 0.46811 | 27.7083 | 0.87212 | 0.98835 | 0.94052 | 0.93138 | 27.7083 | 1.0001 | 0.12505 | 2.3842e-05 | 0.50005
| 27.75 | 0.92896 | 0.12391 | 2.3842e-05 | 0.46794 | 27.75 | 0.87159 | 0.98815 | 0.94052 | 0.93106 | 27.75 | 1.0001 | 0.12505 | 2.3842e-05 | 0.50005
| 27.7917 | 0.92864 | 0.12387 | 2.3842e-05 | 0.46778 | 27.7917 | 0.87099 | 0.98798 | 0.94052 | 0.93071 | 27.7917 | 1.0001 | 0.12505 | 2.3842e-05 | 0.50005
| 27.8333 | 0.92832 | 0.12384 | 2.3842e-05 | 0.46763 | 27.8333 | 0.87033 | 0.9878 | 0.94052 | 0.93034 | 27.8333 | 1.0001 | 0.12505 | 2.3842e-05 | 0.50005
| 27.875 | 0.92802 | 0.12381 | 2.3842e-05 | 0.46748 | 27.875 | 0.86965 | 0.98764 | 0.94052 | 0.92997 | 27.875 | 1.0001 | 0.12505 | 2.3842e-05 | 0.50005
| 27.9167 | 0.92772 | 0.12377 | 2.3842e-05 | 0.46734 | 27.9167 | 0.86895 | 0.98748 | 0.94052 | 0.92958 | 27.9167 | 1.0001 | 0.12505 | 2.3842e-05 | 0.50005
| 27.9583 | 0.92743 | 0.12374 | 2.3842e-05 | 0.46719 | 27.9583 | 0.86825 | 0.98732 | 0.94052 | 0.9292 | 27.9583 | 1.0001 | 0.12505 | 2.3842e-05 | 0.50005
| 28 | 0.92713 | 0.12371 | 2.3842e-05 | 0.46704 | 28 | 0.86756 | 0.98715 | 0.94052 | 0.92882 | 28 | 1.0001 | 0.12505 | 2.3842e-05 | 0.50005
| 28.0417 | 0.92684 | 0.12367 | 2.3842e-05 | 0.4669 | 28.0417 | 0.86687 | 0.98699 | 0.94052 | 0.92844 | 28.0417 | 1.0001 | 0.12505 | 2.3842e-05 | 0.50005
| 28.0833 | 0.92654 | 0.12364 | 2.3842e-05 | 0.46675 | 28.0833 | 0.86616 | 0.98682 | 0.94052 | 0.92805 | 28.0833 | 1.0001 | 0.12505 | 2.3842e-05 | 0.50005
| 28.125 | 0.92624 | 0.12361 | 2.3842e-05 | 0.4666 | 28.125 | 0.86549 | 0.98666 | 0.94052 | 0.92768 | 28.125 | 1.0001 | 0.12505 | 2.3842e-05 | 0.50005
| 28.1667 | 0.92594 | 0.12357 | 2.3842e-05 | 0.46645 | 28.1667 | 0.86481 | 0.98649 | 0.94052 | 0.9273 | 28.1667 | 1.0001 | 0.12505 | 2.3842e-05 | 0.50005
| 28.2083 | 0.92563 | 0.12354 | 2.3842e-05 | 0.4663 | 28.2083 | 0.86418 | 0.98631 | 0.94052 | 0.92694 | 28.2083 | 1.0001 | 0.12505 | 2.3842e-05 | 0.50005
| 28.25 | 0.92531 | 0.1235 | 2.3842e-05 | 0.46614 | 28.25 | 0.86365 | 0.98613 | 0.94052 | 0.92662 | 28.25 | 1.0001 | 0.12505 | 2.3842e-05 | 0.50005
| 28.2917 | 0.92497 | 0.12347 | 2.3842e-05 | 0.46597 | 28.2917 | 0.86308 | 0.98591 | 0.94052 | 0.92628 | 28.2917 | 1.0001 | 0.12505 | 2.3842e-05 | 0.50005
| 28.3333 | 0.92461 | 0.12344 | 2.3842e-05 | 0.4658 | 28.3333 | 0.86244 | 0.9857 | 0.94052 | 0.9259 | 28.3333 | 1.0001 | 0.12505 | 2.3842e-05 | 0.50005
| 28.375 | 0.92426 | 0.1234 | 2.3842e-05 | 0.46563 | 28.375 | 0.86182 | 0.98549 | 0.94052 | 0.92553 | 28.375 | 1.0001 | 0.12505 | 2.3842e-05 | 0.50005
| 28.4167 | 0.92392 | 0.12337 | 2.3842e-05 | 0.46547 | 28.4167 | 0.86123 | 0.98527 | 0.94052 | 0.92517 | 28.4167 | 1.0001 | 0.12505 | 2.3842e-05 | 0.50005
| 28.4583 | 0.92358 | 0.12333 | 2.3842e-05 | 0.4653 | 28.4583 | 0.86064 | 0.98506 | 0.94052 | 0.92481 | 28.4583 | 1.0001 | 0.12505 | 2.3842e-05 | 0.50005
| 28.5 | 0.92324 | 0.1233 | 2.3842e-05 | 0.46513 | 28.5 | 0.86002 | 0.98485 | 0.94052 | 0.92444 | 28.5 | 1.0001 | 0.12505 | 2.3842e-05 | 0.50005
| 28.5417 | 0.92289 | 0.12327 | 2.3842e-05 | 0.46496 | 28.5417 | 0.8594 | 0.98463 | 0.94052 | 0.92407 | 28.5417 | 1.0001 | 0.12505 | 2.3842e-05 | 0.50005
| 28.5833 | 0.92254 | 0.12323 | 2.3842e-05 | 0.46479 | 28.5833 | 0.85877 | 0.98442 | 0.94052 | 0.9237 | 28.5833 | 1.0001 | 0.12505 | 2.3842e-05 | 0.50005
| 28.625 | 0.92219 | 0.1232 | 2.3842e-05 | 0.46462 | 28.625 | 0.8581 | 0.9842 | 0.94052 | 0.9233 | 28.625 | 1.0001 | 0.12505 | 2.3842e-05 | 0.50005
| 28.6667 | 0.92182 | 0.12316 | 2.3842e-05 | 0.46444 | 28.6667 | 0.85741 | 0.98398 | 0.94052 | 0.9229 | 28.6667 | 1.0001 | 0.12505 | 2.3842e-05 | 0.50005
| 28.7083 | 0.92144 | 0.12313 | 2.3842e-05 | 0.46426 | 28.7083 | 0.85672 | 0.98376 | 0.94052 | 0.92249 | 28.7083 | 1.0001 | 0.12505 | 2.3842e-05 | 0.50005
| 28.75 | 0.92108 | 0.12309 | 2.3842e-05 | 0.46408 | 28.75 | 0.85603 | 0.98355 | 0.94052 | 0.92209 | 28.75 | 1.0001 | 0.12505 | 2.3842e-05 | 0.50005
| 28.7917 | 0.92073 | 0.12306 | 2.3843e-05 | 0.46391 | 28.7917 | 0.85536 | 0.98333 | 0.94052 | 0.9217 | 28.7917 | 1.0001 | 0.12505 | 2.3843e-05 | 0.50005
| 28.8333 | 0.92039 | 0.12303 | 2.3842e-05 | 0.46374 | 28.8333 | 0.85472 | 0.98312 | 0.94052 | 0.92132 | 28.8333 | 1.0001 | 0.12506 | 2.7619e-05 | 0.50006
| 28.875 | 0.92005 | 0.12299 | 2.3842e-05 | 0.46358 | 28.875 | 0.85409 | 0.9829 | 0.94052 | 0.92094 | 28.875 | 1.0001 | 0.12507 | 3.1396e-05 | 0.50006
| 28.9167 | 0.91971 | 0.12296 | 2.3843e-05 | 0.46341 | 28.9167 | 0.85348 | 0.98268 | 0.94052 | 0.92057 | 28.9167 | 1.0001 | 0.12507 | 3.5172e-05 | 0.50007
| 28.9583 | 0.91937 | 0.12292 | 2.3842e-05 | 0.46324 | 28.9583 | 0.85286 | 0.98247 | 0.94052 | 0.92021 | 28.9583 | 1.0001 | 0.12508 | 3.8948e-05 | 0.50007
| 29 | 0.91903 | 0.12289 | 2.3842e-05 | 0.46308 | 29 | 0.85224 | 0.98225 | 0.94052 | 0.91983 | 29 | 1.0001 | 0.12509 | 4.2724e-05 | 0.50007
| 29.0417 | 0.91869 | 0.12286 | 2.3842e-05 | 0.46291 | 29.0417 | 0.85162 | 0.98204 | 0.94052 | 0.91946 | 29.0417 | 1.0001 | 0.1251 | 4.65e-05 | 0.50008
| 29.0833 | 0.91835 | 0.12282 | 2.3842e-05 | 0.46275 | 29.0833 | 0.851 | 0.98182 | 0.94052 | 0.91909 | 29.0833 | 1.0001 | 0.12511 | 5.0276e-05 | 0.50008
| 29.125 | 0.91801 | 0.12279 | 2.3842e-05 | 0.46258 | 29.125 | 0.85036 | 0.9816 | 0.94052 | 0.91871 | 29.125 | 1.0001 | 0.12511 | 5.4052e-05 | 0.50009
| 29.1667 | 0.91767 | 0.12275 | 2.3842e-05 | 0.46241 | 29.1667 | 0.84973 | 0.98139 | 0.94052 | 0.91833 | 29.1667 | 1.0001 | 0.12512 | 5.7828e-05 | 0.50009
| 29.2083 | 0.91733 | 0.12272 | 2.3842e-05 | 0.46225 | 29.2083 | 0.84907 | 0.98117 | 0.94052 | 0.91794 | 29.2083 | 1.0001 | 0.12512 | 5.8432e-05 | 0.50009
| 29.25 | 0.91698 | 0.12269 | 2.3842e-05 | 0.46208 | 29.25 | 0.84838 | 0.98095 | 0.94052 | 0.91754 | 29.25 | 1.0001 | 0.12513 | 5.9036e-05 | 0.50009
| 29.2917 | 0.91662 | 0.12265 | 2.3842e-05 | 0.4619 | 29.2917 | 0.84768 | 0.98073 | 0.94052 | 0.91713 | 29.2917 | 1.0001 | 0.12513 | 5.9036e-05 | 0.50009
| 29.3333 | 0.91623 | 0.12262 | 2.3842e-05 | 0.46171 | 29.3333 | 0.84698 | 0.98051 | 0.94052 | 0.91672 | 29.3333 | 1.0001 | 0.12513 | 5.9036e-05 | 0.50009
| 29.375 | 0.91586 | 0.12258 | 2.3842e-05 | 0.46153 | 29.375 | 0.84627 | 0.98029 | 0.94052 | 0.91631 | 29.375 | 1.0001 | 0.12513 | 5.9036e-05 | 0.50009
| 29.4167 | 0.91549 | 0.12255 | 2.3842e-05 | 0.46135 | 29.4167 | 0.84557 | 0.98007 | 0.94052 | 0.9159 | 29.4167 | 1.0001 | 0.12513 | 5.9036e-05 | 0.50009
| 29.4583 | 0.91513 | 0.12251 | 2.3842e-05 | 0.46118 | 29.4583 | 0.84486 | 0.97985 | 0.94052 | 0.91549 | 29.4583 | 1.0001 | 0.12513 | 5.9036e-05 | 0.50009
| 29.5 | 0.91476 | 0.12248 | 2.3842e-05 | 0.461 | 29.5 | 0.84416 | 0.97963 | 0.94052 | 0.91507 | 29.5 | 1.0001 | 0.12513 | 5.9036e-05 | 0.50009
| 29.5417 | 0.91439 | 0.12244 | 2.3842e-05 | 0.46082 | 29.5417 | 0.84345 | 0.97941 | 0.94052 | 0.91466 | 29.5417 | 1.0001 | 0.12513 | 5.9036e-05 | 0.50009
| 29.5833 | 0.91402 | 0.12241 | 2.3842e-05 | 0.46064 | 29.5833 | 0.84274 | 0.97919 | 0.94052 | 0.91425 | 29.5833 | 1.0001 | 0.12513 | 5.9036e-05 | 0.50009
| 29.625 | 0.91363 | 0.12237 | 2.3842e-05 | 0.46045 | 29.625 | 0.84202 | 0.97896 | 0.94052 | 0.91383 | 29.625 | 1.0001 | 0.12513 | 5.9036e-05 | 0.50009
| 29.6667 | 0.91323 | 0.12234 | 2.3842e-05 | 0.46025 | 29.6667 | 0.83355 | 0.97644 | 0.94052 | 0.90894 | 29.6667 | 1.0001 | 0.12513 | 5.9036e-05 | 0.50009
| 29.7083 | 0.91278 | 0.1223 | 2.3842e-05 | 0.46004 | 29.7083 | 0.82443 | 0.97388 | 0.94052 | 0.90375 | 29.7083 | 1.0001 | 0.12513 | 5.9036e-05 | 0.50009
| 29.75 | 0.91238 | 0.12227 | 2.3842e-05 | 0.45985 | 29.75 | 0.81581 | 0.97135 | 0.94052 | 0.8988 | 29.75 | 1.0001 | 0.12513 | 5.9036e-05 | 0.50009
| 29.7917 | 0.91201 | 0.12223 | 2.3842e-05 | 0.45967 | 29.7917 | 0.80787 | 0.96887 | 0.94052 | 0.89417 | 29.7917 | 1.0001 | 0.12513 | 5.9036e-05 | 0.50009
| 29.8333 | 0.91164 | 0.1222 | 2.3842e-05 | 0.45949 | 29.8333 | 0.80014 | 0.9665 | 0.94052 | 0.88968 | 29.8333 | 1.0001 | 0.12513 | 5.9036e-05 | 0.50009
| 29.875 | 0.91128 | 0.12216 | 2.3842e-05 | 0.45931 | 29.875 | 0.79265 | 0.9643 | 0.94052 | 0.88537 | 29.875 | 1.0001 | 0.12512 | 5.5864e-05 | 0.50009
| 29.9167 | 0.91092 | 0.12213 | 2.3842e-05 | 0.45914 | 29.9167 | 0.7854 | 0.96223 | 0.94052 | 0.88123 | 29.9167 | 1.0001 | 0.12512 | 5.5864e-05 | 0.50009
| 29.9583 | 0.91056 | 0.1221 | 2.3842e-05 | 0.45896 | 29.9583 | 0.77795 | 0.96009 | 0.94052 | 0.87696 | 29.9583 | 1.0001 | 0.12512 | 5.5864e-05 | 0.50009
| 30 | 0.9102 | 0.12206 | 2.3842e-05 | 0.45879 | 30 | 0.77028 | 0.95789 | 0.94052 | 0.87258 | 30 | 1.0001 | 0.12512 | 5.5864e-05 | 0.50009
| 30.0417 | 0.90984 | 0.12203 | 2.3842e-05 | 0.45861 | 30.0417 | 0.7624 | 0.95559 | 0.94052 | 0.86806 | 30.0417 | 1.0001 | 0.12512 | 5.5864e-05 | 0.50009
| 30.0833 | 0.90948 | 0.12199 | 2.3842e-05 | 0.45843 | 30.0833 | 0.75431 | 0.95323 | 0.94052 | 0.86341 | 30.0833 | 1.0001 | 0.12512 | 5.5864e-05 | 0.50009
| 30.125 | 0.90912 | 0.12196 | 2.3842e-05 | 0.45826 | 30.125 | 0.74598 | 0.95073 | 0.94052 | 0.8586 | 30.125 | 1.0001 | 0.12512 | 5.5864e-05 | 0.50009
| 30.1667 | 0.90875 | 0.12192 | 2.3842e-05 | 0.45808 | 30.1667 | 0.7374 | 0.94822 | 0.94052 | 0.85366 | 30.1667 | 1.0001 | 0.12512 | 5.5864e-05 | 0.50009
| 30.2083 | 0.90839 | 0.12189 | 2.3841e-05 | 0.4579 | 30.2083 | 0.70207 | 0.94383 | 0.94052 | 0.83602 | 30.2083 | 1.0001 | 0.12512 | 5.5864e-05 | 0.50009
| 30.25 | 0.90801 | 0.12185 | 2.3841e-05 | 0.45772 | 30.25 | 0.66686 | 0.93948 | 0.94052 | 0.81843 | 30.25 | 1.0001 | 0.12512 | 5.5864e-05 | 0.50009
| 30.2917 | 0.90762 | 0.12182 | 2.3841e-05 | 0.45753 | 30.2917 | 0.63195 | 0.93521 | 0.94052 | 0.80102 | 30.2917 | 1.0001 | 0.12512 | 5.5864e-05 | 0.50009
| 30.3333 | 0.90717 | 0.12178 | 2.3841e-05 | 0.45731 | 30.3333 | 0.59737 | 0.93104 | 0.94052 | 0.7838 | 30.3333 | 1.0001 | 0.12512 | 5.5864e-05 | 0.50009
| 30.375 | 0.90675 | 0.12175 | 2.3841e-05 | 0.45711 | 30.375 | 0.56267 | 0.92683 | 0.94052 | 0.7665 | 30.375 | 1.0001 | 0.12512 | 5.5864e-05 | 0.50009
| 30.4167 | 0.90635 | 0.12171 | 2.3841e-05 | 0.45692 | 30.4167 | 0.52785 | 0.9226 | 0.94052 | 0.74914 | 30.4167 | 1.0001 | 0.12512 | 5.5864e-05 | 0.50009
| 30.4583 | 0.90594 | 0.12168 | 2.3841e-05 | 0.45672 | 30.4583 | 0.49306 | 0.91837 | 0.94052 | 0.73181 | 30.4583 | 1.0001 | 0.12512 | 5.5864e-05 | 0.50009
| 30.5 | 0.90554 | 0.12164 | 2.3841e-05 | 0.45653 | 30.5 | 0.45831 | 0.91415 | 0.94052 | 0.71449 | 30.5 | 1.0001 | 0.12512 | 5.5864e-05 | 0.50009
| 30.5417 | 0.90513 | 0.12161 | 2.3841e-05 | 0.45633 | 30.5417 | 0.4236 | 0.90995 | 0.94052 | 0.69719 | 30.5417 | 1.0001 | 0.12512 | 5.5864e-05 | 0.50009
| 30.5833 | 0.90471 | 0.12157 | 2.3841e-05 | 0.45613 | 30.5833 | 0.38893 | 0.90576 | 0.94052 | 0.67992 | 30.5833 | 1.0001 | 0.12512 | 5.5864e-05 | 0.50009
| 30.625 | 0.90427 | 0.12154 | 2.3842e-05 | 0.45592 | 30.625 | 0.35445 | 0.90162 | 0.94052 | 0.66276 | 30.625 | 1.0001 | 0.12512 | 5.5864e-05 | 0.50009
| 30.6667 | 0.90373 | 0.1215 | 2.3842e-05 | 0.45566 | 30.6667 | 0.32794 | 0.89985 | 0.94052 | 0.65019 | 30.6667 | 1.0001 | 0.12512 | 5.5864e-05 | 0.50009
| 30.7083 | 0.90322 | 0.12146 | 2.3842e-05 | 0.45542 | 30.7083 | 0.30234 | 0.89818 | 0.94052 | 0.63807 | 30.7083 | 1.0001 | 0.12512 | 5.5864e-05 | 0.50009
| 30.75 | 0.90274 | 0.12143 | 2.3842e-05 | 0.45519 | 30.75 | 0.27594 | 0.89641 | 0.94052 | 0.62555 | 30.75 | 1.0001 | 0.12512 | 5.5864e-05 | 0.50009
| 30.7917 | 0.90232 | 0.12139 | 2.3841e-05 | 0.45499 | 30.7917 | 0.24861 | 0.89451 | 0.94052 | 0.61255 | 30.7917 | 1.0001 | 0.12512 | 5.5864e-05 | 0.50009
| 30.8333 | 0.90192 | 0.12136 | 2.3841e-05 | 0.45479 | 30.8333 | 0.22097 | 0.89248 | 0.94052 | 0.59937 | 30.8333 | 1.0001 | 0.12511 | 5.2088e-05 | 0.50008
| 30.875 | 0.90153 | 0.12132 | 2.3842e-05 | 0.4546 | 30.875 | 0.19303 | 0.89026 | 0.94052 | 0.58596 | 30.875 | 1.0001 | 0.12511 | 5.1483e-05 | 0.50008
| 30.9167 | 0.90114 | 0.12129 | 2.3842e-05 | 0.45441 | 30.9167 | 0.1648 | 0.8879 | 0.94052 | 0.57237 | 30.9167 | 1.0001 | 0.1251 | 4.7707e-05 | 0.50008
| 30.9583 | 0.90074 | 0.12125 | 2.3841e-05 | 0.45422 | 30.9583 | 0.1368 | 0.8856 | 0.94052 | 0.5589 | 30.9583 | 1.0001 | 0.1251 | 4.3931e-05 | 0.50008
| 31 | 0.90035 | 0.12122 | 2.3841e-05 | 0.45403 | 31 | 0.109 | 0.88338 | 0.94052 | 0.54556 | 31 | 1.0001 | 0.12509 | 4.0155e-05 | 0.50007
| 31.0417 | 0.89996 | 0.12118 | 2.3842e-05 | 0.45384 | 31.0417 | 0.081448 | 0.88125 | 0.94052 | 0.53237 | 31.0417 | 1.0001 | 0.12508 | 3.6379e-05 | 0.50007
| 31.0833 | 0.89957 | 0.12115 | 2.3842e-05 | 0.45365 | 31.0833 | 0.054099 | 0.87919 | 0.94052 | 0.5193 | 31.0833 | 1.0001 | 0.12507 | 3.2603e-05 | 0.50006
| 31.125 | 0.89917 | 0.12111 | 2.3842e-05 | 0.45346 | 31.125 | 0.027026 | 0.87727 | 0.94052 | 0.50641 | 31.125 | 1.0001 | 0.12506 | 2.8827e-05 | 0.50006
| 31.1667 | 0.89878 | 0.12108 | 2.3842e-05 | 0.45327 | 31.1667 | 0.00021426 | 0.87538 | 0.94052 | 0.49366 | 31.1667 | 1.0001 | 0.12506 | 2.5051e-05 | 0.50006
| 31.2083 | 0.89838 | 0.12104 | 2.3842e-05 | 0.45308 | 31.2083 | 0.00021419 | 0.87538 | 0.94052 | 0.49366 | 31.2083 | 1.0001 | 0.12505 | 2.4447e-05 | 0.50006
| 31.25 | 0.89796 | 0.12101 | 2.3842e-05 | 0.45288 | 31.25 | 0.00021429 | 0.87538 | 0.94052 | 0.49366 | 31.25 | 1.0001 | 0.12505 | 2.3842e-05 | 0.50005
| 31.2917 | 0.89749 | 0.12097 | 2.3842e-05 | 0.45265 | 31.2917 | 0.00021421 | 0.87538 | 0.94052 | 0.49366 | 31.2917 | 1.0001 | 0.12505 | 2.3843e-05 | 0.50005
| 31.3333 | 0.89697 | 0.12094 | 2.3842e-05 | 0.4524 | 31.3333 | 0.00021422 | 0.87538 | 0.94052 | 0.49366 | 31.3333 | 1.0001 | 0.12505 | 2.3843e-05 | 0.50005
| 31.375 | 0.89637 | 0.1209 | 2.3842e-05 | 0.45212 | 31.375 | 0.00021417 | 0.87538 | 0.94052 | 0.49366 | 31.375 | 1.0001 | 0.12505 | 2.3843e-05 | 0.50005
| 31.4167 | 0.89588 | 0.12086 | 2.3842e-05 | 0.45189 | 31.4167 | 0.00021404 | 0.87538 | 0.94052 | 0.49366 | 31.4167 | 1.0001 | 0.12505 | 2.3843e-05 | 0.50005
| 31.4583 | 0.89537 | 0.12083 | 2.3842e-05 | 0.45165 | 31.4583 | 0.00021407 | 0.87538 | 0.94052 | 0.49366 | 31.4583 | 1.0001 | 0.12505 | 2.3843e-05 | 0.50005
| 31.5 | 0.89486 | 0.12079 | 2.3842e-05 | 0.4514 | 31.5 | 0.00021403 | 0.87538 | 0.94052 | 0.49366 | 31.5 | 1.0001 | 0.12505 | 2.3843e-05 | 0.50005
| 31.5417 | 0.89432 | 0.12076 | 2.3842e-05 | 0.45115 | 31.5417 | 0.00021392 | 0.87538 | 0.94052 | 0.49365 | 31.5417 | 1.0001 | 0.12505 | 2.3843e-05 | 0.50005
| 31.5833 | 0.89376 | 0.12072 | 2.3842e-05 | 0.45088 | 31.5833 | 0.0002139 | 0.87538 | 0.94052 | 0.49365 | 31.5833 | 1.0001 | 0.12505 | 2.3843e-05 | 0.50005
| 31.625 | 0.89322 | 0.12069 | 2.3842e-05 | 0.45063 | 31.625 | 0.00021384 | 0.87538 | 0.94052 | 0.49365 | 31.625 | 1.0001 | 0.12505 | 2.3843e-05 | 0.50005
| 31.6667 | 0.89284 | 0.12065 | 2.3842e-05 | 0.45044 | 31.6667 | 0.00021386 | 0.87538 | 0.94052 | 0.49365 | 31.6667 | 1.0001 | 0.12505 | 2.3843e-05 | 0.50005
| 31.7083 | 0.89253 | 0.1206 | 2.3842e-05 | 0.45028 | 31.7083 | 0.0002139 | 0.87538 | 0.94052 | 0.49365 | 31.7083 | 1.0001 | 0.12505 | 2.3843e-05 | 0.50005
| 31.75 | 0.89206 | 0.12056 | 2.3842e-05 | 0.45006 | 31.75 | 0.00021389 | 0.87538 | 0.94052 | 0.49365 | 31.75 | 1.0001 | 0.12505 | 2.3843e-05 | 0.50005
| 31.7917 | 0.89147 | 0.12052 | 2.3842e-05 | 0.44978 | 31.7917 | 0.00021386 | 0.87538 | 0.94052 | 0.49365 | 31.7917 | 1.0001 | 0.12505 | 2.3843e-05 | 0.50005
| 31.8333 | 0.89098 | 0.12049 | 2.3842e-05 | 0.44954 | 31.8333 | 0.00021364 | 0.87538 | 0.94052 | 0.49365 | 31.8333 | 1.0001 | 0.12505 | 2.3843e-05 | 0.50005
| 31.875 | 0.89051 | 0.12045 | 2.3842e-05 | 0.44932 | 31.875 | 0.0002136 | 0.87538 | 0.94052 | 0.49365 | 31.875 | 1.0001 | 0.12505 | 2.3843e-05 | 0.50005
| 31.9167 | 0.89007 | 0.12042 | 2.3842e-05 | 0.44911 | 31.9167 | 0.00021288 | 0.87538 | 0.94052 | 0.49365 | 31.9167 | 1.0001 | 0.12505 | 2.3842e-05 | 0.50005
| 31.9583 | 0.88962 | 0.12038 | 2.3842e-05 | 0.44889 | 31.9583 | 0.00021227 | 0.87538 | 0.94052 | 0.49365 | 31.9583 | 1.0001 | 0.12505 | 2.3842e-05 | 0.50005
| 32 | 0.88917 | 0.12035 | 2.3842e-05 | 0.44867 | 32 | 0.00022748 | 0.87538 | 0.94052 | 0.49366 | 32 | 1.0001 | 0.12505 | 2.3842e-05 | 0.50005
| 32.0417 | 0.88871 | 0.12031 | 2.3842e-05 | 0.44846 | 32.0417 | 0.00022681 | 0.87538 | 0.94052 | 0.49366 | 32.0417 | 1.0001 | 0.12505 | 2.3842e-05 | 0.50005
| 32.0833 | 0.88826 | 0.12027 | 2.3842e-05 | 0.44824 | 32.0833 | 0.00024196 | 0.87538 | 0.94052 | 0.49367 | 32.0833 | 1.0001 | 0.12505 | 2.3842e-05 | 0.50005
| 32.125 | 0.8878 | 0.12024 | 2.3842e-05 | 0.44802 | 32.125 | 0.00024115 | 0.87537 | 0.94052 | 0.49367 | 32.125 | 1.0001 | 0.12505 | 2.3842e-05 | 0.50005
| 32.1667 | 0.88734 | 0.1202 | 2.3842e-05 | 0.4478 | 32.1667 | 0.00024044 | 0.87537 | 0.94052 | 0.49366 | 32.1667 | 1.0001 | 0.12505 | 2.3842e-05 | 0.50005
| 32.2083 | 0.88686 | 0.12017 | 2.3842e-05 | 0.44757 | 32.2083 | 0.00024055 | 0.87537 | 0.94052 | 0.49366 | 32.2083 | 1.0001 | 0.12505 | 2.3842e-05 | 0.50005
| 32.25 | 0.8863 | 0.12013 | 2.3842e-05 | 0.44731 | 32.25 | 0.00024048 | 0.87537 | 0.94052 | 0.49366 | 32.25 | 1.0001 | 0.12505 | 2.3842e-05 | 0.50005
| 32.2917 | 0.88581 | 0.1201 | 2.3842e-05 | 0.44707 | 32.2917 | 0.00024046 | 0.87537 | 0.94052 | 0.49366 | 32.2917 | 1.0001 | 0.12505 | 2.3842e-05 | 0.50005
| 32.3333 | 0.8855 | 0.12004 | 2.3842e-05 | 0.44691 | 32.3333 | 0.00024048 | 0.87537 | 0.94052 | 0.49366 | 32.3333 | 1.0001 | 0.12505 | 2.3842e-05 | 0.50005
| 32.375 | 0.88519 | 0.11999 | 2.3842e-05 | 0.44675 | 32.375 | 0.00024046 | 0.87537 | 0.94052 | 0.49366 | 32.375 | 1.0001 | 0.12505 | 2.3842e-05 | 0.50005
| 32.4167 | 0.88473 | 0.11995 | 2.3842e-05 | 0.44653 | 32.4167 | 0.00024059 | 0.87537 | 0.94052 | 0.49366 | 32.4167 | 1.0001 | 0.12505 | 2.3842e-05 | 0.50005
| 32.4583 | 0.88429 | 0.11991 | 2.3842e-05 | 0.44631 | 32.4583 | 0.00024055 | 0.87537 | 0.94052 | 0.49366 | 32.4583 | 1.0001 | 0.12505 | 2.3842e-05 | 0.50005
| 32.5 | 0.88387 | 0.11987 | 2.3842e-05 | 0.44611 | 32.5 | 0.00024049 | 0.87537 | 0.94052 | 0.49366 | 32.5 | 1.0001 | 0.12505 | 2.3842e-05 | 0.50005
| 32.5417 | 0.88347 | 0.11982 | 2.3842e-05 | 0.44591 | 32.5417 | 0.00024057 | 0.87537 | 0.94052 | 0.49366 | 32.5417 | 1.0001 | 0.12505 | 2.3842e-05 | 0.50005
| 32.5833 | 0.8831 | 0.11978 | 2.3842e-05 | 0.44573 | 32.5833 | 0.00024061 | 0.87537 | 0.94052 | 0.49366 | 32.5833 | 1.0001 | 0.12505 | 2.3842e-05 | 0.50005
| 32.625 | 0.88279 | 0.11972 | 2.3842e-05 | 0.44556 | 32.625 | 0.00024061 | 0.87537 | 0.94052 | 0.49366 | 32.625 | 1.0001 | 0.12505 | 2.3842e-05 | 0.50005
| 32.6667 | 0.88246 | 0.11965 | 2.3842e-05 | 0.44539 | 32.6667 | 0.00024054 | 0.87537 | 0.94052 | 0.49366 | 32.6667 | 1.0001 | 0.12505 | 2.3842e-05 | 0.50005
| 32.7083 | 0.88212 | 0.11958 | 2.3842e-05 | 0.4452 | 32.7083 | 0.00024051 | 0.87537 | 0.94052 | 0.49366 | 32.7083 | 1.0001 | 0.12505 | 2.3842e-05 | 0.50005
| 32.75 | 0.8818 | 0.11952 | 2.3842e-05 | 0.44503 | 32.75 | 0.00024057 | 0.87537 | 0.94052 | 0.49366 | 32.75 | 1.0001 | 0.12505 | 2.3842e-05 | 0.50005
| 32.7917 | 0.88135 | 0.11944 | 2.3842e-05 | 0.4448 | 32.7917 | 0.00024121 | 0.87537 | 0.94052 | 0.49366 | 32.7917 | 1.0001 | 0.12505 | 2.3842e-05 | 0.50005
| 32.8333 | 0.88078 | 0.11938 | 2.3842e-05 | 0.44452 | 32.8333 | 0.00024206 | 0.87537 | 0.94052 | 0.49366 | 32.8333 | 1.0001 | 0.12506 | 2.7618e-05 | 0.50006
| 32.875 | 0.88016 | 0.11932 | 2.3842e-05 | 0.44422 | 32.875 | 0.00024207 | 0.87537 | 0.94052 | 0.49366 | 32.875 | 1.0001 | 0.12506 | 2.8222e-05 | 0.50006
| 32.9167 | 0.87953 | 0.11927 | 2.3842e-05 | 0.44391 | 32.9167 | 0.00024124 | 0.87537 | 0.94052 | 0.49366 | 32.9167 | 1.0001 | 0.12507 | 3.1999e-05 | 0.50006
| 32.9583 | 0.87888 | 0.11922 | 2.3842e-05 | 0.4436 | 32.9583 | 0.00022602 | 0.87537 | 0.94052 | 0.49366 | 32.9583 | 1.0001 | 0.12508 | 3.5775e-05 | 0.50007
| 33 | 0.87824 | 0.11916 | 2.3842e-05 | 0.44329 | 33 | 0.00022511 | 0.87537 | 0.94052 | 0.49366 | 33 | 1.0001 | 0.12509 | 3.9551e-05 | 0.50007
| 33.0417 | 0.87759 | 0.1191 | 2.3842e-05 | 0.44298 | 33.0417 | 0.00022431 | 0.87537 | 0.94052 | 0.49366 | 33.0417 | 1.0001 | 0.12509 | 4.3327e-05 | 0.50007
| 33.0833 | 0.87694 | 0.11904 | 2.3841e-05 | 0.44266 | 33.0833 | 0.00020926 | 0.87537 | 0.94052 | 0.49365 | 33.0833 | 1.0001 | 0.1251 | 4.7103e-05 | 0.50008
| 33.125 | 0.87629 | 0.11898 | 2.3841e-05 | 0.44235 | 33.125 | 0.0002085 | 0.87537 | 0.94052 | 0.49365 | 33.125 | 1.0001 | 0.12511 | 5.0879e-05 | 0.50008
| 33.1667 | 0.87563 | 0.11892 | 2.3842e-05 | 0.44203 | 33.1667 | 0.00019343 | 0.87537 | 0.94052 | 0.49364 | 33.1667 | 1.0001 | 0.12512 | 5.4655e-05 | 0.50009
| 33.2083 | 0.87501 | 0.11885 | 2.3842e-05 | 0.44172 | 33.2083 | 0.00019336 | 0.87537 | 0.94052 | 0.49364 | 33.2083 | 1.0001 | 0.12512 | 5.5259e-05 | 0.50009
| 33.25 | 0.87445 | 0.11876 | 2.3842e-05 | 0.44143 | 33.25 | 0.00019343 | 0.87537 | 0.94052 | 0.49364 | 33.25 | 1.0001 | 0.12512 | 5.5864e-05 | 0.50009
| 33.2917 | 0.87386 | 0.11864 | 2.3842e-05 | 0.44111 | 33.2917 | 0.00019353 | 0.87537 | 0.94052 | 0.49364 | 33.2917 | 1.0001 | 0.12512 | 5.5864e-05 | 0.50009
| 33.3333 | 0.87311 | 0.1185 | 2.3842e-05 | 0.44072 | 33.3333 | 0.00019349 | 0.87537 | 0.94052 | 0.49364 | 33.3333 | 1.0001 | 0.12512 | 5.5864e-05 | 0.50009
| 33.375 | 0.87241 | 0.11836 | 2.3842e-05 | 0.44034 | 33.375 | 0.0001935 | 0.87537 | 0.94052 | 0.49364 | 33.375 | 1.0001 | 0.12512 | 5.5864e-05 | 0.50009
| 33.4167 | 0.87175 | 0.11823 | 2.3842e-05 | 0.43999 | 33.4167 | 0.00019339 | 0.87537 | 0.94052 | 0.49364 | 33.4167 | 1.0001 | 0.12512 | 5.5863e-05 | 0.50009
| 33.4583 | 0.87107 | 0.11809 | 2.3842e-05 | 0.43963 | 33.4583 | 0.00019346 | 0.87537 | 0.94052 | 0.49364 | 33.4583 | 1.0001 | 0.12512 | 5.5864e-05 | 0.50009
| 33.5 | 0.87037 | 0.11795 | 2.3842e-05 | 0.43926 | 33.5 | 0.00019351 | 0.87537 | 0.94052 | 0.49364 | 33.5 | 1.0001 | 0.12512 | 5.5864e-05 | 0.50009
| 33.5417 | 0.86964 | 0.11781 | 2.3842e-05 | 0.43887 | 33.5417 | 0.00019347 | 0.87537 | 0.94052 | 0.49364 | 33.5417 | 1.0001 | 0.12512 | 5.5864e-05 | 0.50009
| 33.5833 | 0.86889 | 0.11766 | 2.3842e-05 | 0.43847 | 33.5833 | 0.00019351 | 0.87537 | 0.94052 | 0.49364 | 33.5833 | 1.0001 | 0.12512 | 5.5864e-05 | 0.50009
| 33.625 | 0.868 | 0.1175 | 2.3842e-05 | 0.438 | 33.625 | 0.00019352 | 0.87537 | 0.94052 | 0.49364 | 33.625 | 1.0001 | 0.12512 | 5.5864e-05 | 0.50009
| 33.6667 | 0.86693 | 0.11733 | 2.3842e-05 | 0.43745 | 33.6667 | 0.0001935 | 0.87537 | 0.94052 | 0.49364 | 33.6667 | 1.0001 | 0.12512 | 5.5864e-05 | 0.50009
| 33.7083 | 0.86581 | 0.11714 | 2.3842e-05 | 0.43687 | 33.7083 | 0.00019346 | 0.87537 | 0.94052 | 0.49364 | 33.7083 | 1.0001 | 0.12512 | 5.5864e-05 | 0.50009
| 33.75 | 0.86472 | 0.11696 | 2.3842e-05 | 0.4363 | 33.75 | 0.00019349 | 0.87536 | 0.94052 | 0.49364 | 33.75 | 1.0001 | 0.12512 | 5.5864e-05 | 0.50009
| 33.7917 | 0.86396 | 0.11682 | 2.3842e-05 | 0.4359 | 33.7917 | 0.00019339 | 0.87536 | 0.94052 | 0.49364 | 33.7917 | 1.0001 | 0.12512 | 5.5864e-05 | 0.50009
| 33.8333 | 0.86323 | 0.11668 | 2.3842e-05 | 0.43552 | 33.8333 | 0.00019264 | 0.87536 | 0.94052 | 0.49364 | 33.8333 | 1.0001 | 0.12512 | 5.5864e-05 | 0.50009
| 33.875 | 0.86251 | 0.11654 | 2.3842e-05 | 0.43514 | 33.875 | 0.00019276 | 0.87536 | 0.94052 | 0.49364 | 33.875 | 1.0001 | 0.12512 | 5.5864e-05 | 0.50009
| 33.9167 | 0.86181 | 0.1164 | 2.3842e-05 | 0.43477 | 33.9167 | 0.00019192 | 0.87536 | 0.94052 | 0.49364 | 33.9167 | 1.0001 | 0.12512 | 5.5864e-05 | 0.50009
| 33.9583 | 0.86111 | 0.11626 | 2.3842e-05 | 0.43439 | 33.9583 | 0.00019219 | 0.87536 | 0.94052 | 0.49364 | 33.9583 | 1.0001 | 0.12512 | 5.5864e-05 | 0.50009
| 34 | 0.8604 | 0.11613 | 2.3842e-05 | 0.43402 | 34 | 0.00019132 | 0.87536 | 0.94052 | 0.49364 | 34 | 1.0001 | 0.12512 | 5.5864e-05 | 0.50009
| 34.0417 | 0.85969 | 0.11599 | 2.3842e-05 | 0.43364 | 34.0417 | 0.00019038 | 0.87536 | 0.94052 | 0.49364 | 34.0417 | 1.0001 | 0.12512 | 5.5864e-05 | 0.50009
| 34.0833 | 0.85898 | 0.11585 | 2.3843e-05 | 0.43326 | 34.0833 | 0.00020378 | 0.87536 | 0.94052 | 0.49364 | 34.0833 | 1.0001 | 0.12512 | 5.5864e-05 | 0.50009
| 34.125 | 0.85826 | 0.11571 | 2.3842e-05 | 0.43288 | 34.125 | 0.00018947 | 0.87536 | 0.94052 | 0.49364 | 34.125 | 1.0001 | 0.12512 | 5.5864e-05 | 0.50009
| 34.1667 | 0.85754 | 0.11557 | 2.3842e-05 | 0.4325 | 34.1667 | 0.0002028 | 0.87536 | 0.94052 | 0.49364 | 34.1667 | 1.0001 | 0.12512 | 5.5864e-05 | 0.50009
| 34.2083 | 0.8568 | 0.11543 | 2.3842e-05 | 0.4321 | 34.2083 | 0.00020271 | 0.87536 | 0.94052 | 0.49364 | 34.2083 | 1.0001 | 0.12512 | 5.5864e-05 | 0.50009
| 34.25 | 0.856 | 0.11529 | 2.3842e-05 | 0.43168 | 34.25 | 0.00020262 | 0.87536 | 0.94052 | 0.49364 | 34.25 | 1.0001 | 0.12512 | 5.5864e-05 | 0.50009
| 34.2917 | 0.8551 | 0.11515 | 2.3842e-05 | 0.43122 | 34.2917 | 0.00020254 | 0.87536 | 0.94052 | 0.49364 | 34.2917 | 1.0001 | 0.12512 | 5.5864e-05 | 0.50009
| 34.3333 | 0.85428 | 0.11499 | 2.3842e-05 | 0.43079 | 34.3333 | 0.00020246 | 0.87536 | 0.94052 | 0.49364 | 34.3333 | 1.0001 | 0.12512 | 5.5864e-05 | 0.50009
| 34.375 | 0.85342 | 0.11484 | 2.3842e-05 | 0.43034 | 34.375 | 0.00020244 | 0.87536 | 0.94052 | 0.49364 | 34.375 | 1.0001 | 0.12512 | 5.5864e-05 | 0.50009
| 34.4167 | 0.85254 | 0.11469 | 2.3842e-05 | 0.42988 | 34.4167 | 0.00020254 | 0.87536 | 0.94052 | 0.49364 | 34.4167 | 1.0001 | 0.12512 | 5.5864e-05 | 0.50009
| 34.4583 | 0.85166 | 0.11455 | 2.3842e-05 | 0.42943 | 34.4583 | 0.00020239 | 0.87536 | 0.94052 | 0.49364 | 34.4583 | 1.0001 | 0.12512 | 5.5864e-05 | 0.50009
| 34.5 | 0.8508 | 0.1144 | 2.3842e-05 | 0.42898 | 34.5 | 0.0002025 | 0.87536 | 0.94052 | 0.49364 | 34.5 | 1.0001 | 0.12512 | 5.5864e-05 | 0.50009
| 34.5417 | 0.84993 | 0.11425 | 2.3842e-05 | 0.42853 | 34.5417 | 0.00020309 | 0.87536 | 0.94052 | 0.49364 | 34.5417 | 1.0001 | 0.12512 | 5.5864e-05 | 0.50009
| 34.5833 | 0.84908 | 0.11409 | 2.3842e-05 | 0.42808 | 34.5833 | 0.00020364 | 0.87536 | 0.94052 | 0.49364 | 34.5833 | 1.0001 | 0.12512 | 5.5864e-05 | 0.50009
| 34.625 | 0.84829 | 0.11392 | 2.3842e-05 | 0.42765 | 34.625 | 0.00020357 | 0.87536 | 0.94052 | 0.49364 | 34.625 | 1.0001 | 0.12512 | 5.5864e-05 | 0.50009
| 34.6667 | 0.8476 | 0.11373 | 2.3842e-05 | 0.42726 | 34.6667 | 0.00020363 | 0.87536 | 0.94052 | 0.49364 | 34.6667 | 1.0001 | 0.12512 | 5.5864e-05 | 0.50009
| 34.7083 | 0.84681 | 0.11353 | 2.3842e-05 | 0.42682 | 34.7083 | 0.00020372 | 0.87536 | 0.94052 | 0.49364 | 34.7083 | 1.0001 | 0.12512 | 5.5864e-05 | 0.50009
| 34.75 | 0.84613 | 0.11334 | 2.3842e-05 | 0.42644 | 34.75 | 0.00020365 | 0.87536 | 0.94052 | 0.49364 | 34.75 | 1.0001 | 0.12512 | 5.5864e-05 | 0.50009
| 34.7917 | 0.84531 | 0.11317 | 2.3842e-05 | 0.426 | 34.7917 | 0.00020313 | 0.87536 | 0.94052 | 0.49364 | 34.7917 | 1.0001 | 0.12512 | 5.5864e-05 | 0.50009
| 34.8333 | 0.84446 | 0.11301 | 2.3842e-05 | 0.42555 | 34.8333 | 0.00020318 | 0.87536 | 0.94052 | 0.49364 | 34.8333 | 1.0001 | 0.12511 | 5.2087e-05 | 0.50008
| 34.875 | 0.84359 | 0.11286 | 2.3842e-05 | 0.42509 | 34.875 | 0.00021542 | 0.87536 | 0.94052 | 0.49365 | 34.875 | 1.0001 | 0.12511 | 5.1483e-05 | 0.50008
| 34.9167 | 0.8427 | 0.11271 | 2.3842e-05 | 0.42463 | 34.9167 | 0.00021445 | 0.87536 | 0.94052 | 0.49365 | 34.9167 | 1.0001 | 0.1251 | 4.7707e-05 | 0.50008
| 34.9583 | 0.84182 | 0.11256 | 2.3842e-05 | 0.42417 | 34.9583 | 0.00022665 | 0.87536 | 0.94052 | 0.49365 | 34.9583 | 1.0001 | 0.1251 | 4.3931e-05 | 0.50008
| 35 | 0.84094 | 0.11241 | 2.3842e-05 | 0.42371 | 35 | 0.00022578 | 0.87536 | 0.94052 | 0.49365 | 35 | 1.0001 | 0.12509 | 4.0155e-05 | 0.50007
| 35.0417 | 0.84007 | 0.11226 | 2.3842e-05 | 0.42326 | 35.0417 | 0.00022483 | 0.87536 | 0.94052 | 0.49365 | 35.0417 | 1.0001 | 0.12508 | 3.6379e-05 | 0.50007
| 35.0833 | 0.83919 | 0.1121 | 2.3842e-05 | 0.4228 | 35.0833 | 0.00022384 | 0.87535 | 0.94052 | 0.49365 | 35.0833 | 1.0001 | 0.12507 | 3.2602e-05 | 0.50006
| 35.125 | 0.83832 | 0.11195 | 2.3842e-05 | 0.42234 | 35.125 | 0.00023632 | 0.87535 | 0.94052 | 0.49365 | 35.125 | 1.0001 | 0.12506 | 2.8826e-05 | 0.50006
| 35.1667 | 0.83745 | 0.11179 | 2.3842e-05 | 0.42189 | 35.1667 | 0.00023527 | 0.87535 | 0.94052 | 0.49365 | 35.1667 | 1.0001 | 0.12506 | 2.505e-05 | 0.50006
| 35.2083 | 0.83661 | 0.11162 | 2.3842e-05 | 0.42144 | 35.2083 | 0.00023514 | 0.87535 | 0.94052 | 0.49365 | 35.2083 | 1.0001 | 0.12505 | 2.4446e-05 | 0.50006
| 35.25 | 0.83582 | 0.11145 | 2.3842e-05 | 0.42101 | 35.25 | 0.00023515 | 0.87535 | 0.94052 | 0.49365 | 35.25 | 1.0001 | 0.12505 | 2.3842e-05 | 0.50005
| 35.2917 | 0.83508 | 0.11125 | 2.3842e-05 | 0.42059 | 35.2917 | 0.00023521 | 0.87535 | 0.94052 | 0.49365 | 35.2917 | 1.0001 | 0.12505 | 2.3842e-05 | 0.50005
| 35.3333 | 0.8342 | 0.11104 | 2.3842e-05 | 0.42011 | 35.3333 | 0.00023529 | 0.87535 | 0.94052 | 0.49365 | 35.3333 | 1.0001 | 0.12505 | 2.3842e-05 | 0.50005
| 35.375 | 0.83338 | 0.11084 | 2.3842e-05 | 0.41965 | 35.375 | 0.00023537 | 0.87535 | 0.94052 | 0.49365 | 35.375 | 1.0001 | 0.12505 | 2.3842e-05 | 0.50005
| 35.4167 | 0.8326 | 0.11063 | 2.3842e-05 | 0.41922 | 35.4167 | 0.00023536 | 0.87535 | 0.94052 | 0.49365 | 35.4167 | 1.0001 | 0.12505 | 2.3842e-05 | 0.50005
| 35.4583 | 0.8318 | 0.11042 | 2.3842e-05 | 0.41877 | 35.4583 | 0.00023547 | 0.87535 | 0.94052 | 0.49365 | 35.4583 | 1.0001 | 0.12505 | 2.3842e-05 | 0.50005
| 35.5 | 0.83099 | 0.11021 | 2.3842e-05 | 0.41831 | 35.5 | 0.00023543 | 0.87535 | 0.94052 | 0.49365 | 35.5 | 1.0001 | 0.12505 | 2.3842e-05 | 0.50005
| 35.5417 | 0.83016 | 0.11 | 2.3842e-05 | 0.41785 | 35.5417 | 0.00023493 | 0.87535 | 0.94052 | 0.49365 | 35.5417 | 1.0001 | 0.12505 | 2.3842e-05 | 0.50005
| 35.5833 | 0.8293 | 0.1098 | 2.3842e-05 | 0.41738 | 35.5833 | 0.00023494 | 0.87535 | 0.94052 | 0.49365 | 35.5833 | 1.0001 | 0.12505 | 2.3842e-05 | 0.50005
| 35.625 | 0.82835 | 0.10959 | 2.3842e-05 | 0.41686 | 35.625 | 0.00023502 | 0.87535 | 0.94052 | 0.49365 | 35.625 | 1.0001 | 0.12505 | 2.3842e-05 | 0.50005
| 35.6667 | 0.82726 | 0.10938 | 2.3842e-05 | 0.41629 | 35.6667 | 0.00023503 | 0.87535 | 0.94052 | 0.49365 | 35.6667 | 1.0001 | 0.12505 | 2.3842e-05 | 0.50005
| 35.7083 | 0.82626 | 0.10917 | 2.3842e-05 | 0.41575 | 35.7083 | 0.00023499 | 0.87535 | 0.94052 | 0.49365 | 35.7083 | 1.0001 | 0.12505 | 2.3842e-05 | 0.50005
| 35.75 | 0.82517 | 0.10896 | 2.3842e-05 | 0.41517 | 35.75 | 0.00023508 | 0.87535 | 0.94052 | 0.49365 | 35.75 | 1.0001 | 0.12505 | 2.3842e-05 | 0.50005
| 35.7917 | 0.82424 | 0.10875 | 2.3842e-05 | 0.41466 | 35.7917 | 0.0002351 | 0.87535 | 0.94052 | 0.49365 | 35.7917 | 1.0001 | 0.12505 | 2.3842e-05 | 0.50005
| 35.8333 | 0.82336 | 0.10854 | 2.3842e-05 | 0.41418 | 35.8333 | 0.00023516 | 0.87535 | 0.94052 | 0.49365 | 35.8333 | 1.0001 | 0.12505 | 2.3842e-05 | 0.50005
| 35.875 | 0.82251 | 0.10833 | 2.3842e-05 | 0.41371 | 35.875 | 0.00023423 | 0.87535 | 0.94052 | 0.49365 | 35.875 | 1.0001 | 0.12505 | 2.3842e-05 | 0.50005
| 35.9167 | 0.82168 | 0.10812 | 2.3842e-05 | 0.41325 | 35.9167 | 0.00023321 | 0.87535 | 0.94052 | 0.49365 | 35.9167 | 1.0001 | 0.12505 | 2.3842e-05 | 0.50005
| 35.9583 | 0.82085 | 0.10791 | 2.3842e-05 | 0.41279 | 35.9583 | 0.00023242 | 0.87535 | 0.94052 | 0.49365 | 35.9583 | 1.0001 | 0.12505 | 2.3842e-05 | 0.50005
| 36 | 0.82002 | 0.1077 | 2.3842e-05 | 0.41232 | 36 | 0.00023137 | 0.87535 | 0.94052 | 0.49365 | 36 | 1.0001 | 0.12505 | 2.3842e-05 | 0.50005
| 36.0417 | 0.81917 | 0.10749 | 2.3842e-05 | 0.41185 | 36.0417 | 0.00021887 | 0.87535 | 0.94052 | 0.49364 | 36.0417 | 1.0001 | 0.12505 | 2.3842e-05 | 0.50005
| 36.0833 | 0.81832 | 0.10728 | 2.3842e-05 | 0.41138 | 36.0833 | 0.00021776 | 0.87535 | 0.94052 | 0.49364 | 36.0833 | 1.0001 | 0.12505 | 2.3842e-05 | 0.50005
| 36.125 | 0.81746 | 0.10707 | 2.3842e-05 | 0.4109 | 36.125 | 0.00021668 | 0.87535 | 0.94052 | 0.49364 | 36.125 | 1.0001 | 0.12505 | 2.3842e-05 | 0.50005
| 36.1667 | 0.81659 | 0.10686 | 2.3842e-05 | 0.41042 | 36.1667 | 0.00021584 | 0.87535 | 0.94052 | 0.49364 | 36.1667 | 1.0001 | 0.12505 | 2.3842e-05 | 0.50005
| 36.2083 | 0.81567 | 0.10665 | 2.3842e-05 | 0.40992 | 36.2083 | 0.00021591 | 0.87535 | 0.94052 | 0.49364 | 36.2083 | 1.0001 | 0.12505 | 2.3842e-05 | 0.50005
| 36.25 | 0.81465 | 0.10644 | 2.3842e-05 | 0.40937 | 36.25 | 0.00021583 | 0.87535 | 0.94052 | 0.49364 | 36.25 | 1.0001 | 0.12505 | 2.3842e-05 | 0.50005
| 36.2917 | 0.81359 | 0.10622 | 2.3842e-05 | 0.40881 | 36.2917 | 0.00021586 | 0.87535 | 0.94052 | 0.49364 | 36.2917 | 1.0001 | 0.12505 | 2.3842e-05 | 0.50005
| 36.3333 | 0.81267 | 0.10601 | 2.3842e-05 | 0.4083 | 36.3333 | 0.00021584 | 0.87535 | 0.94052 | 0.49364 | 36.3333 | 1.0001 | 0.12505 | 2.3842e-05 | 0.50005
| 36.375 | 0.81169 | 0.1058 | 2.3842e-05 | 0.40777 | 36.375 | 0.00021584 | 0.87535 | 0.94052 | 0.49364 | 36.375 | 1.0001 | 0.12505 | 2.3842e-05 | 0.50005
| 36.4167 | 0.81067 | 0.10558 | 2.3842e-05 | 0.40723 | 36.4167 | 0.00021585 | 0.87535 | 0.94052 | 0.49364 | 36.4167 | 1.0001 | 0.12505 | 2.3842e-05 | 0.50005
| 36.4583 | 0.80967 | 0.10537 | 2.3842e-05 | 0.40669 | 36.4583 | 0.00021572 | 0.87535 | 0.94052 | 0.49364 | 36.4583 | 1.0001 | 0.12505 | 2.3842e-05 | 0.50005
| 36.5 | 0.80868 | 0.10516 | 2.3842e-05 | 0.40615 | 36.5 | 0.00021567 | 0.87535 | 0.94052 | 0.49364 | 36.5 | 1.0001 | 0.12505 | 2.3842e-05 | 0.50005
| 36.5417 | 0.80771 | 0.10494 | 2.3842e-05 | 0.40563 | 36.5417 | 0.00021565 | 0.87535 | 0.94052 | 0.49364 | 36.5417 | 1.0001 | 0.12505 | 2.3842e-05 | 0.50005
| 36.5833 | 0.80676 | 0.10473 | 2.3842e-05 | 0.40511 | 36.5833 | 0.00021509 | 0.87535 | 0.94052 | 0.49364 | 36.5833 | 1.0001 | 0.12505 | 2.3842e-05 | 0.50005
| 36.625 | 0.80591 | 0.10451 | 2.3842e-05 | 0.40464 | 36.625 | 0.00021511 | 0.87534 | 0.94052 | 0.49364 | 36.625 | 1.0001 | 0.12505 | 2.3842e-05 | 0.50005
| 36.6667 | 0.80521 | 0.1043 | 2.3842e-05 | 0.40423 | 36.6667 | 0.00021507 | 0.87534 | 0.94052 | 0.49364 | 36.6667 | 1.0001 | 0.12505 | 2.3842e-05 | 0.50005
| 36.7083 | 0.8045 | 0.10408 | 2.3842e-05 | 0.40381 | 36.7083 | 0.000215 | 0.87534 | 0.94052 | 0.49364 | 36.7083 | 1.0001 | 0.12505 | 2.3842e-05 | 0.50005
| 36.75 | 0.8038 | 0.10386 | 2.3842e-05 | 0.4034 | 36.75 | 0.00021497 | 0.87534 | 0.94052 | 0.49364 | 36.75 | 1.0001 | 0.12505 | 2.3842e-05 | 0.50005
| 36.7917 | 0.80292 | 0.10364 | 2.3842e-05 | 0.40292 | 36.7917 | 0.00021498 | 0.87534 | 0.94052 | 0.49364 | 36.7917 | 1.0001 | 0.12505 | 2.3842e-05 | 0.50005
| 36.8333 | 0.80199 | 0.10342 | 2.3842e-05 | 0.40241 | 36.8333 | 0.00021782 | 0.87534 | 0.94052 | 0.49364 | 36.8333 | 1.0001 | 0.12506 | 2.7618e-05 | 0.50006
| 36.875 | 0.80103 | 0.10321 | 2.3842e-05 | 0.40189 | 36.875 | 0.00020619 | 0.87534 | 0.94052 | 0.49364 | 36.875 | 1.0001 | 0.12506 | 2.8222e-05 | 0.50006
| 36.9167 | 0.80005 | 0.10299 | 2.3842e-05 | 0.40136 | 36.9167 | 0.00020258 | 0.87534 | 0.94052 | 0.49363 | 36.9167 | 1.0001 | 0.12507 | 3.1999e-05 | 0.50006
| 36.9583 | 0.79908 | 0.10278 | 2.3842e-05 | 0.40083 | 36.9583 | 0.00020149 | 0.87534 | 0.94052 | 0.49363 | 36.9583 | 1.0001 | 0.12508 | 3.5775e-05 | 0.50007
| 37 | 0.79811 | 0.10256 | 2.3842e-05 | 0.4003 | 37 | 0.00020043 | 0.87534 | 0.94052 | 0.49363 | 37 | 1.0001 | 0.12509 | 3.9551e-05 | 0.50007
| 37.0417 | 0.79715 | 0.10234 | 2.3842e-05 | 0.39978 | 37.0417 | 0.00021092 | 0.87534 | 0.94052 | 0.49364 | 37.0417 | 1.0001 | 0.12509 | 4.3327e-05 | 0.50007
| 37.0833 | 0.7962 | 0.10213 | 2.3842e-05 | 0.39926 | 37.0833 | 0.00019955 | 0.87534 | 0.94052 | 0.49363 | 37.0833 | 1.0001 | 0.1251 | 4.7103e-05 | 0.50008
| 37.125 | 0.79525 | 0.10191 | 2.3842e-05 | 0.39874 | 37.125 | 0.00019851 | 0.87534 | 0.94052 | 0.49363 | 37.125 | 1.0001 | 0.12511 | 5.0879e-05 | 0.50008
| 37.1667 | 0.79431 | 0.1017 | 2.3842e-05 | 0.39823 | 37.1667 | 0.00019738 | 0.87534 | 0.94052 | 0.49363 | 37.1667 | 1.0001 | 0.12512 | 5.4655e-05 | 0.50009
| 37.2083 | 0.79342 | 0.10148 | 2.3842e-05 | 0.39774 | 37.2083 | 0.00020765 | 0.87534 | 0.94052 | 0.49363 | 37.2083 | 1.0001 | 0.12512 | 5.526e-05 | 0.50009
| 37.25 | 0.79263 | 0.10126 | 2.3842e-05 | 0.39729 | 37.25 | 0.00021053 | 0.87534 | 0.94052 | 0.49364 | 37.25 | 1.0001 | 0.12512 | 5.5864e-05 | 0.50009
| 37.2917 | 0.79192 | 0.10104 | 2.3842e-05 | 0.39687 | 37.2917 | 0.00021049 | 0.87534 | 0.94052 | 0.49364 | 37.2917 | 1.0001 | 0.12512 | 5.5864e-05 | 0.50009
| 37.3333 | 0.79117 | 0.10082 | 2.3842e-05 | 0.39644 | 37.3333 | 0.0002105 | 0.87534 | 0.94052 | 0.49364 | 37.3333 | 1.0001 | 0.12512 | 5.5864e-05 | 0.50009
| 37.375 | 0.79044 | 0.1006 | 2.3842e-05 | 0.39602 | 37.375 | 0.00021047 | 0.87534 | 0.94052 | 0.49364 | 37.375 | 1.0001 | 0.12512 | 5.5864e-05 | 0.50009
| 37.4167 | 0.78972 | 0.10038 | 2.3842e-05 | 0.3956 | 37.4167 | 0.00021039 | 0.87534 | 0.94052 | 0.49364 | 37.4167 | 1.0001 | 0.12512 | 5.5864e-05 | 0.50009
| 37.4583 | 0.78899 | 0.10015 | 2.3842e-05 | 0.39518 | 37.4583 | 0.00021052 | 0.87534 | 0.94052 | 0.49364 | 37.4583 | 1.0001 | 0.12512 | 5.5864e-05 | 0.50009
| 37.5 | 0.78826 | 0.099933 | 2.3842e-05 | 0.39476 | 37.5 | 0.00021058 | 0.87534 | 0.94052 | 0.49364 | 37.5 | 1.0001 | 0.12512 | 5.5864e-05 | 0.50009
| 37.5417 | 0.78752 | 0.09971 | 2.3842e-05 | 0.39433 | 37.5417 | 0.00021118 | 0.87534 | 0.94052 | 0.49364 | 37.5417 | 1.0001 | 0.12512 | 5.5864e-05 | 0.50009
| 37.5833 | 0.78678 | 0.099488 | 2.3842e-05 | 0.3939 | 37.5833 | 0.00021116 | 0.87534 | 0.94052 | 0.49364 | 37.5833 | 1.0001 | 0.12512 | 5.5864e-05 | 0.50009
| 37.625 | 0.786 | 0.099264 | 2.3842e-05 | 0.39345 | 37.625 | 0.00021114 | 0.83887 | 0.94052 | 0.47743 | 37.625 | 1.0001 | 0.12512 | 5.5864e-05 | 0.50009
| 37.6667 | 0.78517 | 0.09904 | 2.3842e-05 | 0.39299 | 37.6667 | 0.00021119 | 0.80241 | 0.94052 | 0.46122 | 37.6667 | 1.0001 | 0.12512 | 5.5864e-05 | 0.50009
| 37.7083 | 0.78426 | 0.098815 | 2.3842e-05 | 0.39248 | 37.7083 | 0.00021127 | 0.76595 | 0.94052 | 0.44502 | 37.7083 | 1.0001 | 0.12512 | 5.5864e-05 | 0.50009
| 37.75 | 0.78344 | 0.09859 | 2.3842e-05 | 0.39202 | 37.75 | 0.00021127 | 0.72948 | 0.94052 | 0.42881 | 37.75 | 1.0001 | 0.12512 | 5.5864e-05 | 0.50009
| 37.7917 | 0.78267 | 0.098366 | 2.3842e-05 | 0.39157 | 37.7917 | 0.00021122 | 0.69301 | 0.94052 | 0.4126 | 37.7917 | 1.0001 | 0.12512 | 5.5864e-05 | 0.50009
| 37.8333 | 0.7819 | 0.098142 | 2.3842e-05 | 0.39113 | 37.8333 | 0.00020828 | 0.65654 | 0.94051 | 0.39639 | 37.8333 | 1.0001 | 0.12512 | 5.5864e-05 | 0.50009
| 37.875 | 0.78115 | 0.097919 | 2.3842e-05 | 0.3907 | 37.875 | 0.00020848 | 0.62007 | 0.94051 | 0.38018 | 37.875 | 1.0001 | 0.12512 | 5.5864e-05 | 0.50009
| 37.9167 | 0.7804 | 0.097695 | 2.3842e-05 | 0.39027 | 37.9167 | 0.00020074 | 0.58359 | 0.9405 | 0.36396 | 37.9167 | 1.0001 | 0.12512 | 5.5864e-05 | 0.50009
| 37.9583 | 0.77965 | 0.097472 | 2.3842e-05 | 0.38984 | 37.9583 | 0.00019029 | 0.54711 | 0.94049 | 0.34775 | 37.9583 | 1.0001 | 0.12512 | 5.5864e-05 | 0.50009
| 38 | 0.7789 | 0.097248 | 2.3842e-05 | 0.3894 | 38 | 0.00018009 | 0.51063 | 0.94048 | 0.33153 | 38 | 1.0001 | 0.12512 | 5.5864e-05 | 0.50009
| 38.0417 | 0.77815 | 0.097024 | 2.3842e-05 | 0.38897 | 38.0417 | 0.00016988 | 0.47415 | 0.94047 | 0.31531 | 38.0417 | 1.0001 | 0.12512 | 5.5864e-05 | 0.50009
| 38.0833 | 0.77739 | 0.0968 | 2.3842e-05 | 0.38853 | 38.0833 | 0.00017006 | 0.43768 | 0.93755 | 0.29877 | 38.0833 | 1.0001 | 0.12512 | 5.5863e-05 | 0.50009
| 38.125 | 0.77663 | 0.096576 | 2.3842e-05 | 0.38809 | 38.125 | 0.00015969 | 0.4012 | 0.93755 | 0.28255 | 38.125 | 1.0001 | 0.12512 | 5.5864e-05 | 0.50009
| 38.1667 | 0.77586 | 0.096352 | 2.3842e-05 | 0.38765 | 38.1667 | 0.0001495 | 0.36472 | 0.93755 | 0.26634 | 38.1667 | 1.0001 | 0.12512 | 5.5864e-05 | 0.50009
| 38.2083 | 0.77508 | 0.096127 | 2.3842e-05 | 0.38721 | 38.2083 | 0.00013928 | 0.32824 | 0.93755 | 0.25012 | 38.2083 | 1.0001 | 0.12512 | 5.5864e-05 | 0.50009
| 38.25 | 0.77428 | 0.095901 | 2.3842e-05 | 0.38675 | 38.25 | 0.00013655 | 0.29177 | 0.93742 | 0.2339 | 38.25 | 1.0001 | 0.12512 | 5.5864e-05 | 0.50009
| 38.2917 | 0.77342 | 0.095674 | 2.3842e-05 | 0.38627 | 38.2917 | 0.00013654 | 0.25531 | 0.93742 | 0.21769 | 38.2917 | 1.0001 | 0.12512 | 5.5864e-05 | 0.50009
| 38.3333 | 0.77243 | 0.095447 | 2.3842e-05 | 0.38573 | 38.3333 | 0.00013654 | 0.21884 | 0.93741 | 0.20148 | 38.3333 | 1.0001 | 0.12512 | 5.5864e-05 | 0.50009
| 38.375 | 0.77149 | 0.09522 | 2.3842e-05 | 0.38521 | 38.375 | 0.00013654 | 0.18238 | 0.9374 | 0.18527 | 38.375 | 1.0001 | 0.12512 | 5.5864e-05 | 0.50009
| 38.4167 | 0.77059 | 0.094992 | 2.3842e-05 | 0.3847 | 38.4167 | 0.00013658 | 0.14591 | 0.93739 | 0.16907 | 38.4167 | 1.0001 | 0.12512 | 5.5864e-05 | 0.50009
| 38.4583 | 0.76967 | 0.094764 | 2.3842e-05 | 0.3842 | 38.4583 | 0.0001366 | 0.10945 | 0.93738 | 0.15286 | 38.4583 | 1.0001 | 0.12512 | 5.5864e-05 | 0.50009
| 38.5 | 0.76874 | 0.094535 | 2.3842e-05 | 0.38368 | 38.5 | 0.00013659 | 0.072982 | 0.93736 | 0.13665 | 38.5 | 1.0001 | 0.12512 | 5.5864e-05 | 0.50009
| 38.5417 | 0.76779 | 0.094307 | 2.3842e-05 | 0.38316 | 38.5417 | 0.00013598 | 0.036516 | 0.93734 | 0.12044 | 38.5417 | 1.0001 | 0.12512 | 5.5864e-05 | 0.50009
| 38.5833 | 0.76683 | 0.094078 | 2.3842e-05 | 0.38263 | 38.5833 | 0.00013598 | 5.0432e-05 | 0.93731 | 0.10423 | 38.5833 | 1.0001 | 0.12512 | 5.5864e-05 | 0.50009
| 38.625 | 0.76578 | 0.093848 | 2.3842e-05 | 0.38206 | 38.625 | 0.00013605 | 5.043e-05 | 0.93728 | 0.10423 | 38.625 | 1.0001 | 0.12512 | 5.5864e-05 | 0.50009
| 38.6667 | 0.76464 | 0.09362 | 2.3842e-05 | 0.38145 | 38.6667 | 0.00013602 | 5.043e-05 | 0.93725 | 0.10422 | 38.6667 | 1.0001 | 0.12512 | 5.5864e-05 | 0.50009
| 38.7083 | 0.76343 | 0.093391 | 2.3842e-05 | 0.38081 | 38.7083 | 0.00013606 | 5.0429e-05 | 0.9372 | 0.10422 | 38.7083 | 1.0001 | 0.12512 | 5.5864e-05 | 0.50009
| 38.75 | 0.7623 | 0.093161 | 2.3842e-05 | 0.38021 | 38.75 | 0.00013608 | 5.0427e-05 | 0.93716 | 0.10421 | 38.75 | 1.0001 | 0.12512 | 5.5864e-05 | 0.50009
| 38.7917 | 0.76127 | 0.092931 | 2.3842e-05 | 0.37965 | 38.7917 | 0.000136 | 5.0426e-05 | 0.9371 | 0.1042 | 38.7917 | 1.0001 | 0.12512 | 5.5864e-05 | 0.50009
| 38.8333 | 0.76029 | 0.0927 | 2.3842e-05 | 0.37911 | 38.8333 | 0.00013669 | 5.042e-05 | 0.93704 | 0.1042 | 38.8333 | 1.0001 | 0.12511 | 5.2088e-05 | 0.50008
| 38.875 | 0.75933 | 0.09247 | 2.3842e-05 | 0.37858 | 38.875 | 0.00013646 | 5.0413e-05 | 0.93697 | 0.10419 | 38.875 | 1.0001 | 0.12511 | 5.1483e-05 | 0.50008
| 38.9167 | 0.75839 | 0.092239 | 2.3842e-05 | 0.37806 | 38.9167 | 0.00013646 | 5.0413e-05 | 0.93691 | 0.10418 | 38.9167 | 1.0001 | 0.1251 | 4.7707e-05 | 0.50008
| 38.9583 | 0.75745 | 0.092009 | 2.3842e-05 | 0.37754 | 38.9583 | 0.00013631 | 5.0402e-05 | 0.93684 | 0.10418 | 38.9583 | 1.0001 | 0.1251 | 4.3931e-05 | 0.50008
| 39 | 0.75649 | 0.091778 | 2.3842e-05 | 0.37701 | 39 | 0.00013613 | 5.0391e-05 | 0.93677 | 0.10417 | 39 | 1.0001 | 0.12509 | 4.0155e-05 | 0.50007
| 39.0417 | 0.75554 | 0.091547 | 2.3842e-05 | 0.37648 | 39.0417 | 0.00013593 | 5.0377e-05 | 0.93669 | 0.10416 | 39.0417 | 1.0001 | 0.12508 | 3.6379e-05 | 0.50007
| 39.0833 | 0.75457 | 0.091316 | 2.3842e-05 | 0.37595 | 39.0833 | 0.00013586 | 5.0372e-05 | 0.93662 | 0.10415 | 39.0833 | 1.0001 | 0.12507 | 3.2602e-05 | 0.50006
| 39.125 | 0.75361 | 0.091084 | 2.3842e-05 | 0.37542 | 39.125 | 0.00013612 | 5.0367e-05 | 0.93368 | 0.10383 | 39.125 | 1.0001 | 0.12506 | 2.8826e-05 | 0.50006
| 39.1667 | 0.72128 | 0.087082 | 2.3842e-05 | 0.35928 | 39.1667 | 0.00013607 | 5.0368e-05 | 0.93368 | 0.10383 | 39.1667 | 1.0001 | 0.12506 | 2.505e-05 | 0.50006
| 39.2083 | 0.68906 | 0.083106 | 2.3842e-05 | 0.34319 | 39.2083 | 0.00013609 | 5.0362e-05 | 0.93368 | 0.10383 | 39.2083 | 1.0001 | 0.12505 | 2.4445e-05 | 0.50006
| 39.25 | 0.65698 | 0.079162 | 2.3842e-05 | 0.32718 | 39.25 | 0.00013604 | 5.0361e-05 | 0.93318 | 0.10377 | 39.25 | 1.0001 | 0.12505 | 2.3841e-05 | 0.50005
| 39.2917 | 0.62525 | 0.075302 | 2.3842e-05 | 0.31136 | 39.2917 | 0.00013608 | 5.0361e-05 | 0.93318 | 0.10377 | 39.2917 | 1.0001 | 0.12505 | 2.3841e-05 | 0.50005
| 39.3333 | 0.59401 | 0.071536 | 2.3842e-05 | 0.2958 | 39.3333 | 0.00013605 | 5.036e-05 | 0.93317 | 0.10377 | 39.3333 | 1.0001 | 0.12505 | 2.3841e-05 | 0.50005
| 39.375 | 0.56259 | 0.067737 | 2.3842e-05 | 0.28015 | 39.375 | 0.00013604 | 5.0358e-05 | 0.93316 | 0.10377 | 39.375 | 1.0001 | 0.12505 | 2.3841e-05 | 0.50005
| 39.4167 | 0.531 | 0.063908 | 2.3842e-05 | 0.26441 | 39.4167 | 0.00013604 | 5.0354e-05 | 0.93314 | 0.10377 | 39.4167 | 1.0001 | 0.12505 | 2.3841e-05 | 0.50005
| 39.4583 | 0.49947 | 0.060091 | 2.3842e-05 | 0.24869 | 39.4583 | 0.00013597 | 5.0351e-05 | 0.93312 | 0.10376 | 39.4583 | 1.0001 | 0.12505 | 2.3841e-05 | 0.50005
| 39.5 | 0.46799 | 0.056286 | 2.3842e-05 | 0.23301 | 39.5 | 0.00013598 | 5.0352e-05 | 0.9331 | 0.10376 | 39.5 | 1.0001 | 0.12505 | 2.3841e-05 | 0.50005
| 39.5417 | 0.43657 | 0.052493 | 2.3842e-05 | 0.21736 | 39.5417 | 0.00013599 | 5.0351e-05 | 0.93307 | 0.10376 | 39.5417 | 1.0001 | 0.12505 | 2.3841e-05 | 0.50005
| 39.5833 | 0.40522 | 0.048711 | 2.3842e-05 | 0.20175 | 39.5833 | 0.00013602 | 5.0346e-05 | 0.93304 | 0.10375 | 39.5833 | 1.0001 | 0.12505 | 2.3841e-05 | 0.50005
| 39.625 | 0.37416 | 0.044985 | 2.3842e-05 | 0.18629 | 39.625 | 0.00013596 | 5.0344e-05 | 0.933 | 0.10375 | 39.625 | 1.0001 | 0.12505 | 2.3841e-05 | 0.50005
| 39.6667 | 0.34346 | 0.04132 | 2.3843e-05 | 0.17102 | 39.6667 | 0.00013597 | 5.0341e-05 | 0.93295 | 0.10374 | 39.6667 | 1.0001 | 0.12505 | 2.3841e-05 | 0.50005
| 39.7083 | 0.31317 | 0.037724 | 2.3843e-05 | 0.15596 | 39.7083 | 0.00013593 | 5.034e-05 | 0.9329 | 0.10374 | 39.7083 | 1.0001 | 0.12505 | 2.3841e-05 | 0.50005
| 39.75 | 0.28244 | 0.034055 | 2.3843e-05 | 0.14067 | 39.75 | 0.00013593 | 5.0336e-05 | 0.93283 | 0.10373 | 39.75 | 1.0001 | 0.12505 | 2.3841e-05 | 0.50005
| 39.7917 | 0.25128 | 0.030314 | 2.3843e-05 | 0.12515 | 39.7917 | 0.00013608 | 5.0333e-05 | 0.93274 | 0.10372 | 39.7917 | 1.0001 | 0.12505 | 2.3841e-05 | 0.50005
| 39.8333 | 0.21998 | 0.026551 | 2.3843e-05 | 0.10957 | 39.8333 | 0.00013551 | 5.0331e-05 | 0.93264 | 0.10371 | 39.8333 | 1.0001 | 0.12505 | 2.3841e-05 | 0.50005
| 39.875 | 0.18858 | 0.022768 | 2.3843e-05 | 0.093936 | 39.875 | 0.00013562 | 5.0331e-05 | 0.93254 | 0.1037 | 39.875 | 1.0001 | 0.12505 | 2.3841e-05 | 0.50005
| 39.9167 | 0.1571 | 0.01897 | 2.3844e-05 | 0.078256 | 39.9167 | 0.00013555 | 5.0319e-05 | 0.93247 | 0.10369 | 39.9167 | 1.0001 | 0.12505 | 2.3841e-05 | 0.50005
| 39.9583 | 0.12564 | 0.015178 | 2.3843e-05 | 0.062588 | 39.9583 | 0.00013569 | 5.0315e-05 | 0.93239 | 0.10368 | 39.9583 | 1.0001 | 0.12505 | 2.3841e-05 | 0.50005
| 40 | 0.094202 | 0.011389 | 2.3843e-05 | 0.046932 | 40 | 0.00013571 | 5.0308e-05 | 0.93231 | 0.10367 | 40 | 1.0001 | 0.12505 | 2.3841e-05 | 0.50005
| 40.0417 | 0.062785 | 0.007605 | 2.3843e-05 | 0.031287 | 40.0417 | 0.00013584 | 5.0307e-05 | 0.93222 | 0.10366 | 40.0417 | 1.0001 | 0.12505 | 2.3841e-05 | 0.50005
| 40.0833 | 0.031391 | 0.0038254 | 2.3843e-05 | 0.015654 | 40.0833 | 0.00013594 | 5.0297e-05 | 0.93214 | 0.10365 | 40.0833 | 1.0001 | 0.12505 | 2.3841e-05 | 0.50005
| 40.125 | 1.8254e-05 | 5.0212e-05 | 2.3843e-05 | 3.3079e-05 | 40.125 | 0.00013595 | 5.0294e-05 | 0.93205 | 0.10364 | 40.125 | 1.0001 | 0.12505 | 2.3841e-05 | 0.50005
| 40.1667 | 1.8254e-05 | 5.0209e-05 | 2.3843e-05 | 3.3077e-05 | 40.1667 | 0.00013604 | 5.0281e-05 | 0.92908 | 0.10331 | 40.1667 | 1.0001 | 0.12505 | 2.3841e-05 | 0.50005
| 40.2083 | 1.8254e-05 | 5.0208e-05 | 2.3842e-05 | 3.3077e-05 | 40.2083 | 0.00013594 | 5.028e-05 | 0.92908 | 0.10331 | 40.2083 | 1.0001 | 0.12505 | 2.3841e-05 | 0.50005
| 40.25 | 1.8254e-05 | 5.0207e-05 | 2.3842e-05 | 3.3076e-05 | 40.25 | 0.00013602 | 5.028e-05 | 0.92855 | 0.10325 | 40.25 | 1.0001 | 0.12505 | 2.3841e-05 | 0.50005
| 40.2917 | 1.8254e-05 | 5.0209e-05 | 2.3842e-05 | 3.3077e-05 | 40.2917 | 0.00013598 | 5.0278e-05 | 0.92854 | 0.10325 | 40.2917 | 1.0001 | 0.12505 | 2.3841e-05 | 0.50005
| 40.3333 | 1.8254e-05 | 5.0207e-05 | 2.3842e-05 | 3.3076e-05 | 40.3333 | 0.00013602 | 5.0276e-05 | 0.92854 | 0.10325 | 40.3333 | 1.0001 | 0.12505 | 2.3841e-05 | 0.50005
| 40.375 | 1.8254e-05 | 5.0206e-05 | 2.3842e-05 | 3.3076e-05 | 40.375 | 0.00013606 | 5.0275e-05 | 0.92853 | 0.10325 | 40.375 | 1.0001 | 0.12505 | 2.3841e-05 | 0.50005
| 40.4167 | 1.8254e-05 | 5.0202e-05 | 2.3842e-05 | 3.3074e-05 | 40.4167 | 0.00013612 | 5.0275e-05 | 0.92851 | 0.10325 | 40.4167 | 1.0001 | 0.12505 | 2.3841e-05 | 0.50005
| 40.4583 | 1.8254e-05 | 5.02e-05 | 2.3842e-05 | 3.3073e-05 | 40.4583 | 0.00013603 | 5.0274e-05 | 0.92849 | 0.10325 | 40.4583 | 1.0001 | 0.12505 | 2.3841e-05 | 0.50005
| 40.5 | 1.8254e-05 | 5.0196e-05 | 2.3842e-05 | 3.3071e-05 | 40.5 | 0.00013592 | 5.0271e-05 | 0.92846 | 0.10325 | 40.5 | 1.0001 | 0.12505 | 2.3841e-05 | 0.50005
| 40.5417 | 1.8254e-05 | 5.0199e-05 | 2.3842e-05 | 3.3073e-05 | 40.5417 | 0.00013588 | 5.0269e-05 | 0.92843 | 0.10324 | 40.5417 | 1.0001 | 0.12505 | 2.3841e-05 | 0.50005
| 40.5833 | 1.8254e-05 | 5.0197e-05 | 2.3842e-05 | 3.3072e-05 | 40.5833 | 0.00013588 | 5.0267e-05 | 0.9284 | 0.10324 | 40.5833 | 1.0001 | 0.12505 | 2.3841e-05 | 0.50005
| 40.625 | 1.8254e-05 | 5.0198e-05 | 2.3843e-05 | 3.3072e-05 | 40.625 | 0.00013585 | 5.0267e-05 | 0.92836 | 0.10323 | 40.625 | 1.0001 | 0.12505 | 2.3841e-05 | 0.50005
| 40.6667 | 1.8254e-05 | 5.02e-05 | 2.3842e-05 | 3.3073e-05 | 40.6667 | 0.00013587 | 5.0266e-05 | 0.92831 | 0.10323 | 40.6667 | 1.0001 | 0.12505 | 2.3842e-05 | 0.50005
| 40.7083 | 1.8254e-05 | 5.0198e-05 | 2.3842e-05 | 3.3072e-05 | 40.7083 | 0.00013589 | 5.0263e-05 | 0.92825 | 0.10322 | 40.7083 | 1.0001 | 0.12505 | 2.3842e-05 | 0.50005
| 40.75 | 1.8254e-05 | 5.0194e-05 | 2.3842e-05 | 3.307e-05 | 40.75 | 0.00013592 | 5.0262e-05 | 0.92816 | 0.10321 | 40.75 | 1.0001 | 0.12505 | 2.3841e-05 | 0.50005
| 40.7917 | 1.8254e-05 | 5.0192e-05 | 2.3841e-05 | 3.3069e-05 | 40.7917 | 0.00013586 | 5.0259e-05 | 0.92789 | 0.10318 | 40.7917 | 1.0001 | 0.12505 | 2.3841e-05 | 0.50005
| 40.8333 | 1.8254e-05 | 5.0192e-05 | 2.3841e-05 | 3.3069e-05 | 40.8333 | 0.03721 | 0.0039181 | 0.92744 | 0.12133 | 40.8333 | 1.0001 | 0.12506 | 2.7618e-05 | 0.50006
| 40.875 | 1.8254e-05 | 5.0192e-05 | 2.3841e-05 | 3.3069e-05 | 40.875 | 0.03721 | 0.0039181 | 0.92685 | 0.12126 | 40.875 | 1.0001 | 0.12506 | 2.8222e-05 | 0.50006
| 40.9167 | 1.8254e-05 | 5.0182e-05 | 2.3841e-05 | 3.3065e-05 | 40.9167 | 0.03721 | 0.0039179 | 0.92607 | 0.12118 | 40.9167 | 1.0001 | 0.12507 | 3.1998e-05 | 0.50006
| 40.9583 | 1.8254e-05 | 5.0174e-05 | 2.3841e-05 | 3.3062e-05 | 40.9583 | 0.03721 | 0.0039178 | 0.92513 | 0.12107 | 40.9583 | 1.0001 | 0.12508 | 3.5775e-05 | 0.50007
| 41 | 1.8254e-05 | 5.016e-05 | 2.3841e-05 | 3.3055e-05 | 41 | 0.03721 | 0.0039177 | 0.92403 | 0.12095 | 41 | 1.0001 | 0.12509 | 3.9551e-05 | 0.50007
| 41.0417 | 1.8254e-05 | 5.0162e-05 | 2.3842e-05 | 3.3056e-05 | 41.0417 | 0.03721 | 0.0039175 | 0.92278 | 0.12081 | 41.0417 | 1.0001 | 0.12509 | 4.3327e-05 | 0.50007
| 41.0833 | 1.8254e-05 | 5.0162e-05 | 2.3842e-05 | 3.3056e-05 | 41.0833 | 0.03721 | 0.0039174 | 0.92137 | 0.12065 | 41.0833 | 1.0001 | 0.1251 | 4.7103e-05 | 0.50008
| 41.125 | 1.8254e-05 | 5.0171e-05 | 2.3842e-05 | 3.306e-05 | 41.125 | 0.03721 | 0.0039173 | 0.91981 | 0.12048 | 41.125 | 1.0001 | 0.12511 | 5.0879e-05 | 0.50008
| 41.1667 | 1.8254e-05 | 5.0174e-05 | 2.3842e-05 | 3.3061e-05 | 41.1667 | 0.03721 | 0.0039172 | 0.91809 | 0.12029 | 41.1667 | 1.0001 | 0.12512 | 5.4655e-05 | 0.50009
| 41.2083 | 1.8254e-05 | 5.0179e-05 | 2.3842e-05 | 3.3064e-05 | 41.2083 | 0.03721 | 0.0039171 | 0.91329 | 0.11976 | 41.2083 | 1.0001 | 0.12512 | 5.5259e-05 | 0.50009
| 41.25 | 1.8254e-05 | 5.0182e-05 | 2.3842e-05 | 3.3065e-05 | 41.25 | 0.03721 | 0.003917 | 0.90949 | 0.11933 | 41.25 | 1.0001 | 0.12512 | 5.5864e-05 | 0.50009
| 41.2917 | 1.8254e-05 | 5.0181e-05 | 2.3842e-05 | 3.3065e-05 | 41.2917 | 0.03721 | 0.003917 | 0.90719 | 0.11908 | 41.2917 | 1.0001 | 0.12512 | 5.5864e-05 | 0.50009
| 41.3333 | 1.8254e-05 | 5.0182e-05 | 2.3842e-05 | 3.3065e-05 | 41.3333 | 0.03721 | 0.0039169 | 0.90451 | 0.11878 | 41.3333 | 1.0001 | 0.12512 | 5.5864e-05 | 0.50009
| 41.375 | 1.8254e-05 | 5.0183e-05 | 2.3842e-05 | 3.3066e-05 | 41.375 | 0.03721 | 0.0039169 | 0.9015 | 0.11845 | 41.375 | 1.0001 | 0.12512 | 5.5864e-05 | 0.50009
| 41.4167 | 1.8254e-05 | 5.0186e-05 | 2.3842e-05 | 3.3067e-05 | 41.4167 | 0.03721 | 0.0039168 | 0.89813 | 0.11807 | 41.4167 | 1.0001 | 0.12512 | 5.5864e-05 | 0.50009
| 41.4583 | 1.8254e-05 | 5.0188e-05 | 2.3843e-05 | 3.3068e-05 | 41.4583 | 0.03721 | 0.0039168 | 0.89427 | 0.11764 | 41.4583 | 1.0001 | 0.12512 | 5.5864e-05 | 0.50009
| 41.5 | 1.8254e-05 | 5.0185e-05 | 2.3843e-05 | 3.3066e-05 | 41.5 | 0.03721 | 0.0039168 | 0.88951 | 0.11711 | 41.5 | 1.0001 | 0.12512 | 5.5864e-05 | 0.50009
| 41.5417 | 1.8254e-05 | 5.0185e-05 | 2.3843e-05 | 3.3066e-05 | 41.5417 | 0.03721 | 0.0039167 | 0.8847 | 0.11658 | 41.5417 | 1.0001 | 0.12512 | 5.5864e-05 | 0.50009
| 41.5833 | 1.8254e-05 | 5.0189e-05 | 2.3843e-05 | 3.3068e-05 | 41.5833 | 0.03721 | 0.0039167 | 0.84624 | 0.1123 | 41.5833 | 1.0001 | 0.12512 | 5.5864e-05 | 0.50009
| 41.625 | 1.8254e-05 | 5.0188e-05 | 2.3843e-05 | 3.3068e-05 | 41.625 | 0.03721 | 0.0039166 | 0.80781 | 0.10804 | 41.625 | 1.0001 | 0.12512 | 5.5864e-05 | 0.50009
| 41.6667 | 1.8254e-05 | 5.0187e-05 | 2.3843e-05 | 3.3067e-05 | 41.6667 | 0.03721 | 0.0039166 | 0.76944 | 0.10377 | 41.6667 | 1.0001 | 0.12512 | 5.5864e-05 | 0.50009
| 41.7083 | 1.8254e-05 | 5.0191e-05 | 2.3843e-05 | 3.3069e-05 | 41.7083 | 0.03721 | 0.0039166 | 0.73117 | 0.099519 | 41.7083 | 1.0001 | 0.12512 | 5.5864e-05 | 0.50009
| 41.75 | 1.8254e-05 | 5.0195e-05 | 2.3843e-05 | 3.3071e-05 | 41.75 | 0.03721 | 0.0039165 | 0.69301 | 0.09528 | 41.75 | 1.0001 | 0.12512 | 5.5864e-05 | 0.50009
| 41.7917 | 1.8254e-05 | 5.0196e-05 | 2.3843e-05 | 3.3072e-05 | 41.7917 | 0.03721 | 0.0039165 | 0.6551 | 0.091068 | 41.7917 | 1.0001 | 0.12512 | 5.5864e-05 | 0.50009
| 41.8333 | 1.8254e-05 | 5.0201e-05 | 2.3843e-05 | 3.3074e-05 | 41.8333 | 0.00013613 | 4.8517e-05 | 0.61736 | 0.068678 | 41.8333 | 1.0001 | 0.12512 | 5.5864e-05 | 0.50009
| 41.875 | 1.8254e-05 | 5.0203e-05 | 2.3843e-05 | 3.3074e-05 | 41.875 | 0.00013593 | 4.8514e-05 | 0.57972 | 0.064495 | 41.875 | 1.0001 | 0.12512 | 5.5864e-05 | 0.50009
| 41.9167 | 1.8254e-05 | 5.0211e-05 | 2.3843e-05 | 3.3078e-05 | 41.9167 | 0.00013592 | 4.852e-05 | 0.54218 | 0.060324 | 41.9167 | 1.0001 | 0.12512 | 5.5864e-05 | 0.50009
| 41.9583 | 1.8254e-05 | 5.0216e-05 | 2.3842e-05 | 3.308e-05 | 41.9583 | 0.00013628 | 4.8524e-05 | 0.50473 | 0.056163 | 41.9583 | 1.0001 | 0.12512 | 5.5864e-05 | 0.50009
| 42 | 6.8474e-05 | 5.0224e-05 | 2.3842e-05 | 5.5404e-05 | 42 | 0.00017891 | 4.8525e-05 | 0.46737 | 0.052031 | 42 | 1.0001 | 0.12511 | 5.2088e-05 | 0.50008
| 42.0417 | 0.041738 | 0.041738 | 0.035228 | 0.041015 | 42.0417 | 0.04184 | 0.041736 | 0.46536 | 0.088852 | 42.0417 | 1.0001 | 0.16158 | 0.041713 | 0.52092
| 42.0833 | 0.083408 | 0.083425 | 0.070981 | 0.082035 | 42.0833 | 0.083502 | 0.083424 | 0.46399 | 0.12574 | 42.0833 | 1.0001 | 0.19805 | 0.083375 | 0.54176
| 42.125 | 0.12508 | 0.12511 | 0.10719 | 0.12311 | 42.125 | 0.12516 | 0.12511 | 0.46316 | 0.16269 | 42.125 | 1.0001 | 0.23453 | 0.12274 | 0.56234
| 42.1667 | 0.16675 | 0.1668 | 0.14381 | 0.16422 | 42.1667 | 0.16682 | 0.1668 | 0.46282 | 0.1997 | 42.1667 | 1.0001 | 0.271 | 0.1644 | 0.58318
| 42.2083 | 0.20842 | 0.20848 | 0.18074 | 0.20537 | 42.2083 | 0.20849 | 0.20848 | 0.46292 | 0.23675 | 42.2083 | 1.0001 | 0.30747 | 0.20134 | 0.6035
| 42.25 | 0.25009 | 0.25016 | 0.21792 | 0.24654 | 42.25 | 0.25015 | 0.25016 | 0.46344 | 0.27385 | 42.25 | 1.0001 | 0.34394 | 0.23853 | 0.62384
| 42.2917 | 0.29175 | 0.29183 | 0.25527 | 0.28774 | 42.2917 | 0.29182 | 0.29183 | 0.46441 | 0.311 | 42.2917 | 1.0001 | 0.3804 | 0.27588 | 0.64419
| 42.3333 | 0.33342 | 0.33351 | 0.29273 | 0.32894 | 42.3333 | 0.33348 | 0.3335 | 0.46591 | 0.34821 | 42.3333 | 1.0001 | 0.41687 | 0.31334 | 0.66456
| 42.375 | 0.37509 | 0.37518 | 0.33031 | 0.37015 | 42.375 | 0.37515 | 0.37518 | 0.46793 | 0.38547 | 42.375 | 1.0001 | 0.45333 | 0.35091 | 0.68494
| 42.4167 | 0.41676 | 0.41685 | 0.36805 | 0.41139 | 42.4167 | 0.41681 | 0.41685 | 0.4705 | 0.42279 | 42.4167 | 1.0001 | 0.4898 | 0.38863 | 0.70534
| 42.4583 | 0.45842 | 0.45853 | 0.40594 | 0.45264 | 42.4583 | 0.45848 | 0.45853 | 0.47373 | 0.46019 | 42.4583 | 1.0001 | 0.52626 | 0.4303 | 0.72618
| 42.5 | 0.50009 | 0.5002 | 0.44398 | 0.49391 | 42.5 | 0.50014 | 0.5002 | 0.47805 | 0.49771 | 42.5 | 1.0001 | 0.56273 | 0.47196 | 0.74701
| 42.5417 | 0.54176 | 0.54188 | 0.48217 | 0.53519 | 42.5417 | 0.5418 | 0.54188 | 0.48259 | 0.53526 | 42.5417 | 1.0001 | 0.5992 | 0.51363 | 0.76785
| 42.5833 | 0.58343 | 0.58355 | 0.5205 | 0.57649 | 42.5833 | 0.58347 | 0.58355 | 0.52094 | 0.57656 | 42.5833 | 1.0001 | 0.63566 | 0.55529 | 0.78869
| 42.625 | 0.62509 | 0.62522 | 0.55891 | 0.6178 | 42.625 | 0.62513 | 0.62522 | 0.55932 | 0.61786 | 42.625 | 1.0001 | 0.67213 | 0.59363 | 0.80916
| 42.6667 | 0.66676 | 0.6669 | 0.59721 | 0.65909 | 42.6667 | 0.6668 | 0.6669 | 0.59761 | 0.65915 | 42.6667 | 1.0001 | 0.70859 | 0.63203 | 0.82963
| 42.7083 | 0.70843 | 0.70857 | 0.63538 | 0.70038 | 42.7083 | 0.70846 | 0.70857 | 0.63577 | 0.70043 | 42.7083 | 1.0001 | 0.74506 | 0.67035 | 0.85009
| 42.75 | 0.7501 | 0.75024 | 0.67344 | 0.74164 | 42.75 | 0.75013 | 0.75024 | 0.67382 | 0.7417 | 42.75 | 1.0001 | 0.78152 | 0.70856 | 0.87054
| 42.7917 | 0.79176 | 0.79192 | 0.71143 | 0.78291 | 42.7917 | 0.79179 | 0.79192 | 0.7118 | 0.78296 | 42.7917 | 1.0001 | 0.81799 | 0.74667 | 0.89099
| 42.8333 | 0.83343 | 0.8336 | 0.74943 | 0.82417 | 42.8333 | 0.83346 | 0.83359 | 0.74978 | 0.82422 | 42.8333 | 1.0001 | 0.85445 | 0.78482 | 0.91143
| 42.875 | 0.8751 | 0.87528 | 0.78747 | 0.86544 | 42.875 | 0.87512 | 0.87528 | 0.78782 | 0.86549 | 42.875 | 1.0001 | 0.89093 | 0.82301 | 0.93188
| 42.9167 | 0.91677 | 0.91696 | 0.82561 | 0.90673 | 42.9167 | 0.91678 | 0.91696 | 0.82594 | 0.90677 | 42.9167 | 1.0001 | 0.9274 | 0.86128 | 0.95235
| 42.9583 | 0.95844 | 0.95865 | 0.86385 | 0.94803 | 42.9583 | 0.95844 | 0.95865 | 0.86417 | 0.94806 | 42.9583 | 1.0001 | 0.96387 | 0.90294 | 0.97319
| 43 | 1.0001 | 1.0003 | 0.90219 | 0.98931 | 43 | 1.0001 | 1.0003 | 0.9025 | 0.98935 | 43 | 1.0001 | 1.0004 | 0.94311 | 0.99386
| 43.0417 | 1.0001 | 1.0003 | 0.90539 | 0.98967 | 43.0417 | 1.0001 | 1.0003 | 0.90564 | 0.98969 | 43.0417 | 1.0001 | 1.0004 | 0.93991 | 0.99351
| 43.0833 | 1.0001 | 1.0003 | 0.90811 | 0.98997 | 43.0833 | 1.0001 | 1.0003 | 0.9083 | 0.98999 | 43.0833 | 1.0001 | 1.0004 | 0.93845 | 0.99335
| 43.125 | 1.0001 | 1.0003 | 0.91043 | 0.99023 | 43.125 | 1.0001 | 1.0003 | 0.91058 | 0.99024 | 43.125 | 1.0001 | 1.0004 | 0.94075 | 0.9936
| 43.1667 | 1.0001 | 1.0003 | 0.91241 | 0.99045 | 43.1667 | 1.0001 | 1.0003 | 0.91252 | 0.99046 | 43.1667 | 1.0001 | 1.0004 | 0.93933 | 0.99345
| 43.2083 | 1.0001 | 1.0003 | 0.91413 | 0.99064 | 43.2083 | 1.0001 | 1.0003 | 0.9142 | 0.99065 | 43.2083 | 1.0001 | 1.0004 | 0.9411 | 0.99365
| 43.25 | 1.0001 | 1.0003 | 0.91563 | 0.99081 | 43.25 | 1.0001 | 1.0003 | 0.91565 | 0.99081 | 43.25 | 1.0001 | 1.0004 | 0.94471 | 0.99405
| 43.2917 | 1.0001 | 1.0003 | 0.91696 | 0.99095 | 43.2917 | 1.0001 | 1.0003 | 0.91695 | 0.99095 | 43.2917 | 1.0001 | 1.0004 | 0.94609 | 0.9942
| 43.3333 | 1.0001 | 1.0003 | 0.91814 | 0.99109 | 43.3333 | 1.0001 | 1.0003 | 0.9181 | 0.99108 | 43.3333 | 1.0001 | 1.0004 | 0.94732 | 0.99434
| 43.375 | 1.0001 | 1.0003 | 0.91916 | 0.9912 | 43.375 | 1.0001 | 1.0003 | 0.91908 | 0.99119 | 43.375 | 1.0001 | 1.0004 | 0.94838 | 0.99446
| 43.4167 | 1.0001 | 1.0003 | 0.91997 | 0.99129 | 43.4167 | 1.0001 | 1.0003 | 0.91987 | 0.99128 | 43.4167 | 1.0001 | 1.0004 | 0.94925 | 0.99455
| 43.4583 | 1.0001 | 1.0003 | 0.92061 | 0.99136 | 43.4583 | 1.0001 | 1.0003 | 0.92048 | 0.99135 | 43.4583 | 1.0001 | 1.0004 | 0.9478 | 0.99439
| 43.5 | 1.0001 | 1.0003 | 0.92108 | 0.99141 | 43.5 | 1.0001 | 1.0003 | 0.92091 | 0.99139 | 43.5 | 1.0001 | 1.0004 | 0.94635 | 0.99423
| 43.5417 | 1.0001 | 1.0003 | 0.92138 | 0.99145 | 43.5417 | 1.0001 | 1.0003 | 0.92119 | 0.99142 | 43.5417 | 1.0001 | 1.0004 | 0.94488 | 0.99407
| 43.5833 | 1.0001 | 1.0003 | 0.92153 | 0.99146 | 43.5833 | 1.0001 | 1.0003 | 0.9213 | 0.99144 | 43.5833 | 1.0001 | 1.0004 | 0.94341 | 0.99391
| 43.625 | 1.0001 | 1.0003 | 0.92157 | 0.99147 | 43.625 | 1.0001 | 1.0003 | 0.92137 | 0.99144 | 43.625 | 1.0001 | 1.0004 | 0.94354 | 0.99392
| 43.6667 | 1.0001 | 1.0003 | 0.92167 | 0.99148 | 43.6667 | 1.0001 | 1.0003 | 0.92147 | 0.99146 | 43.6667 | 1.0001 | 1.0004 | 0.94356 | 0.99392
| 43.7083 | 1.0001 | 1.0003 | 0.92182 | 0.99149 | 43.7083 | 1.0001 | 1.0003 | 0.92162 | 0.99147 | 43.7083 | 1.0001 | 1.0004 | 0.94358 | 0.99393
| 43.75 | 1.0001 | 1.0003 | 0.92199 | 0.99151 | 43.75 | 1.0001 | 1.0003 | 0.92179 | 0.99149 | 43.75 | 1.0001 | 1.0004 | 0.94359 | 0.99393
| 43.7917 | 1.0001 | 1.0003 | 0.92217 | 0.99153 | 43.7917 | 1.0001 | 1.0003 | 0.92197 | 0.99151 | 43.7917 | 1.0001 | 1.0004 | 0.94365 | 0.99393
| 43.8333 | 1.0001 | 1.0003 | 0.92236 | 0.99156 | 43.8333 | 1.0001 | 1.0003 | 0.92216 | 0.99153 | 43.8333 | 1.0001 | 1.0004 | 0.94368 | 0.99394
| 43.875 | 1.0001 | 1.0003 | 0.92256 | 0.99158 | 43.875 | 1.0001 | 1.0004 | 0.92236 | 0.99156 | 43.875 | 1.0001 | 1.0004 | 0.94372 | 0.99394
| 43.9167 | 1.0001 | 1.0004 | 0.92275 | 0.9916 | 43.9167 | 1.0001 | 1.0004 | 0.92257 | 0.99158 | 43.9167 | 1.0001 | 1.0004 | 0.94377 | 0.99395
| 43.9583 | 1.0001 | 1.0004 | 0.92292 | 0.99162 | 43.9583 | 1.0001 | 1.0004 | 0.92274 | 0.9916 | 43.9583 | 1.0001 | 1.0004 | 0.94228 | 0.99378
| 44 | 1.0001 | 1.0004 | 0.92306 | 0.99164 | 44 | 1.0001 | 1.0004 | 0.92288 | 0.99162 | 44 | 1.0001 | 1.0004 | 0.9423 | 0.99379
| 44.0417 | 1.0001 | 1.0004 | 0.92321 | 0.99165 | 44.0417 | 1.0001 | 1.0004 | 0.92303 | 0.99163 | 44.0417 | 1.0001 | 1.0004 | 0.94405 | 0.99398
| 44.0833 | 1.0001 | 1.0004 | 0.92336 | 0.99167 | 44.0833 | 1.0001 | 1.0004 | 0.92318 | 0.99165 | 44.0833 | 1.0001 | 1.0004 | 0.94407 | 0.99399
| 44.125 | 1.0001 | 1.0004 | 0.92351 | 0.99169 | 44.125 | 1.0001 | 1.0004 | 0.92333 | 0.99167 | 44.125 | 1.0001 | 1.0004 | 0.94266 | 0.99383
| 44.1667 | 1.0001 | 1.0004 | 0.92658 | 0.99203 | 44.1667 | 1.0001 | 1.0004 | 0.92348 | 0.99168 | 44.1667 | 1.0001 | 1.0004 | 0.94269 | 0.99383
| 44.2083 | 1.0001 | 1.0004 | 0.9296 | 0.99236 | 44.2083 | 1.0001 | 1.0004 | 0.92651 | 0.99202 | 44.2083 | 1.0001 | 1.0004 | 0.94565 | 0.99416
| 44.25 | 1.0001 | 1.0004 | 0.93237 | 0.99267 | 44.25 | 1.0001 | 1.0004 | 0.92929 | 0.99233 | 44.25 | 1.0001 | 1.0004 | 0.94628 | 0.99423
| 44.2917 | 1.0001 | 1.0004 | 0.93239 | 0.99267 | 44.2917 | 1.0001 | 1.0004 | 0.92932 | 0.99233 | 44.2917 | 1.0001 | 1.0004 | 0.94628 | 0.99423
| 44.3333 | 1.0001 | 1.0004 | 0.93243 | 0.99268 | 44.3333 | 1.0001 | 1.0004 | 0.92935 | 0.99234 | 44.3333 | 1.0001 | 1.0004 | 0.94627 | 0.99423
| 44.375 | 1.0001 | 1.0004 | 0.93246 | 0.99268 | 44.375 | 1.0001 | 1.0004 | 0.9294 | 0.99234 | 44.375 | 1.0001 | 1.0004 | 0.94628 | 0.99423
| 44.4167 | 1.0001 | 1.0004 | 0.9325 | 0.99269 | 44.4167 | 1.0001 | 1.0004 | 0.92944 | 0.99235 | 44.4167 | 1.0001 | 1.0004 | 0.9463 | 0.99424
| 44.4583 | 1.0001 | 1.0004 | 0.93255 | 0.99269 | 44.4583 | 1.0001 | 1.0004 | 0.9295 | 0.99235 | 44.4583 | 1.0001 | 1.0004 | 0.94631 | 0.99424
| 44.5 | 1.0001 | 1.0004 | 0.9326 | 0.9927 | 44.5 | 1.0001 | 1.0004 | 0.92956 | 0.99236 | 44.5 | 1.0001 | 1.0004 | 0.94776 | 0.9944
| 44.5417 | 1.0001 | 1.0004 | 0.93266 | 0.9927 | 44.5417 | 1.0001 | 1.0004 | 0.92962 | 0.99237 | 44.5417 | 1.0001 | 1.0004 | 0.94923 | 0.99456
| 44.5833 | 1.0001 | 1.0004 | 0.93272 | 0.99271 | 44.5833 | 1.0001 | 1.0004 | 0.92969 | 0.99237 | 44.5833 | 1.0001 | 1.0004 | 0.95071 | 0.99473
| 44.625 | 1.0001 | 1.0004 | 0.93279 | 0.99272 | 44.625 | 1.0001 | 1.0004 | 0.92977 | 0.99238 | 44.625 | 1.0001 | 1.0004 | 0.95074 | 0.99473
| 44.6667 | 1.0001 | 1.0004 | 0.93287 | 0.99273 | 44.6667 | 1.0001 | 1.0004 | 0.92985 | 0.99239 | 44.6667 | 1.0001 | 1.0004 | 0.95077 | 0.99473
| 44.7083 | 1.0001 | 1.0004 | 0.93295 | 0.99274 | 44.7083 | 1.0001 | 1.0004 | 0.92994 | 0.9924 | 44.7083 | 1.0001 | 1.0004 | 0.95082 | 0.99474
| 44.75 | 1.0001 | 1.0004 | 0.93307 | 0.99275 | 44.75 | 1.0001 | 1.0004 | 0.93006 | 0.99242 | 44.75 | 1.0001 | 1.0004 | 0.95089 | 0.99475
| 44.7917 | 1.0001 | 1.0004 | 0.9332 | 0.99277 | 44.7917 | 1.0001 | 1.0004 | 0.93021 | 0.99243 | 44.7917 | 1.0001 | 1.0004 | 0.95098 | 0.99476
| 44.8333 | 1.0001 | 1.0004 | 0.93334 | 0.99278 | 44.8333 | 1.0001 | 1.0004 | 0.93036 | 0.99245 | 44.8333 | 1.0001 | 1.0004 | 0.95107 | 0.99477
| 44.875 | 1.0001 | 1.0004 | 0.93347 | 0.9928 | 44.875 | 1.0001 | 1.0004 | 0.93049 | 0.99246 | 44.875 | 1.0001 | 1.0004 | 0.95116 | 0.99478
| 44.9167 | 1.0001 | 1.0004 | 0.93357 | 0.99281 | 44.9167 | 1.0001 | 1.0004 | 0.93061 | 0.99248 | 44.9167 | 1.0001 | 1.0004 | 0.95124 | 0.99478
| 44.9583 | 1.0001 | 1.0004 | 0.93368 | 0.99282 | 44.9583 | 1.0001 | 1.0004 | 0.93072 | 0.99249 | 44.9583 | 1.0001 | 1.0004 | 0.95126 | 0.99479
| 45 | 1.0001 | 1.0004 | 0.9338 | 0.99283 | 45 | 1.0001 | 1.0004 | 0.93084 | 0.9925 | 45 | 1.0001 | 1.0004 | 0.95129 | 0.99479
| 45.0417 | 1.0001 | 1.0004 | 0.93391 | 0.99285 | 45.0417 | 1.0001 | 1.0004 | 0.93096 | 0.99252 | 45.0417 | 1.0001 | 1.0004 | 0.95131 | 0.99479
| 45.0833 | 1.0001 | 1.0004 | 0.93403 | 0.99286 | 45.0833 | 1.0001 | 1.0004 | 0.93109 | 0.99253 | 45.0833 | 1.0001 | 1.0004 | 0.94977 | 0.99462
| 45.125 | 1.0001 | 1.0004 | 0.93701 | 0.99319 | 45.125 | 1.0001 | 1.0004 | 0.93407 | 0.99287 | 45.125 | 1.0001 | 1.0004 | 0.95118 | 0.99478
| 45.1667 | 1.0001 | 1.0004 | 0.93701 | 0.99319 | 45.1667 | 1.0001 | 1.0004 | 0.937 | 0.99319 | 45.1667 | 1.0001 | 1.0004 | 0.95257 | 0.99493
| 45.2083 | 1.0001 | 1.0004 | 0.93701 | 0.99319 | 45.2083 | 1.0001 | 1.0004 | 0.937 | 0.99319 | 45.2083 | 1.0001 | 1.0004 | 0.95257 | 0.99493
| 45.25 | 1.0001 | 1.0004 | 0.93722 | 0.99322 | 45.25 | 1.0001 | 1.0004 | 0.93722 | 0.99321 | 45.25 | 1.0001 | 1.0004 | 0.95281 | 0.99496
| 45.2917 | 1.0001 | 1.0004 | 0.93723 | 0.99322 | 45.2917 | 1.0001 | 1.0004 | 0.93722 | 0.99322 | 45.2917 | 1.0001 | 1.0004 | 0.95279 | 0.99495
| 45.3333 | 1.0001 | 1.0004 | 0.93723 | 0.99322 | 45.3333 | 1.0001 | 1.0004 | 0.93722 | 0.99322 | 45.3333 | 1.0001 | 1.0004 | 0.9528 | 0.99496
| 45.375 | 1.0001 | 1.0004 | 0.93724 | 0.99322 | 45.375 | 1.0001 | 1.0004 | 0.93723 | 0.99322 | 45.375 | 1.0001 | 1.0004 | 0.95279 | 0.99495
| 45.4167 | 1.0001 | 1.0004 | 0.93725 | 0.99322 | 45.4167 | 1.0001 | 1.0004 | 0.93724 | 0.99322 | 45.4167 | 1.0001 | 1.0004 | 0.95278 | 0.99495
| 45.4583 | 1.0001 | 1.0004 | 0.93726 | 0.99322 | 45.4583 | 1.0001 | 1.0004 | 0.93725 | 0.99322 | 45.4583 | 1.0001 | 1.0004 | 0.95114 | 0.99477
| 45.5 | 1.0001 | 1.0004 | 0.93727 | 0.99322 | 45.5 | 1.0001 | 1.0004 | 0.93727 | 0.99322 | 45.5 | 1.0001 | 1.0004 | 0.94806 | 0.99443
| 45.5417 | 1.0001 | 1.0004 | 0.93729 | 0.99322 | 45.5417 | 1.0001 | 1.0004 | 0.93728 | 0.99322 | 45.5417 | 1.0001 | 1.0004 | 0.94496 | 0.99408
| 45.5833 | 1.0001 | 1.0004 | 0.93731 | 0.99323 | 45.5833 | 1.0001 | 1.0004 | 0.9373 | 0.99323 | 45.5833 | 1.0001 | 1.0004 | 0.94184 | 0.99374
| 45.625 | 1.0001 | 1.0004 | 0.93733 | 0.99323 | 45.625 | 1.0001 | 1.0004 | 0.93732 | 0.99323 | 45.625 | 1.0001 | 1.0004 | 0.94188 | 0.99374
| 45.6667 | 1.0001 | 1.0004 | 0.93735 | 0.99323 | 45.6667 | 1.0001 | 1.0004 | 0.93735 | 0.99323 | 45.6667 | 1.0001 | 1.0004 | 0.94192 | 0.99375
| 45.7083 | 1.0001 | 1.0004 | 0.93738 | 0.99323 | 45.7083 | 1.0001 | 1.0004 | 0.93737 | 0.99323 | 45.7083 | 1.0001 | 1.0004 | 0.94196 | 0.99375
| 45.75 | 1.0001 | 1.0004 | 0.9374 | 0.99324 | 45.75 | 1.0001 | 1.0004 | 0.9374 | 0.99324 | 45.75 | 1.0001 | 1.0004 | 0.94203 | 0.99376
| 45.7917 | 1.0001 | 1.0004 | 0.93743 | 0.99324 | 45.7917 | 1.0001 | 1.0004 | 0.93742 | 0.99324 | 45.7917 | 1.0001 | 1.0004 | 0.94212 | 0.99377
| 45.8333 | 1.0001 | 1.0004 | 0.93746 | 0.99324 | 45.8333 | 1.0001 | 1.0004 | 0.93745 | 0.99324 | 45.8333 | 1.0001 | 1.0004 | 0.9422 | 0.99378
| 45.875 | 1.0001 | 1.0004 | 0.93749 | 0.99325 | 45.875 | 1.0001 | 1.0004 | 0.93748 | 0.99325 | 45.875 | 1.0001 | 1.0004 | 0.94227 | 0.99378
| 45.9167 | 1.0001 | 1.0004 | 0.93751 | 0.99325 | 45.9167 | 1.0001 | 1.0004 | 0.93751 | 0.99325 | 45.9167 | 1.0001 | 1.0004 | 0.94234 | 0.99379
| 45.9583 | 1.0001 | 1.0004 | 0.93754 | 0.99325 | 45.9583 | 1.0001 | 1.0004 | 0.93754 | 0.99325 | 45.9583 | 1.0001 | 1.0004 | 0.94069 | 0.99361
| 46 | 1.0001 | 1.0004 | 0.93757 | 0.99326 | 46 | 1.0001 | 1.0004 | 0.93757 | 0.99326 | 46 | 1.0001 | 1.0004 | 0.9391 | 0.99343
| 46.0417 | 1.0001 | 1.0004 | 0.93759 | 0.99326 | 46.0417 | 1.0001 | 1.0004 | 0.93759 | 0.99326 | 46.0417 | 1.0001 | 1.0004 | 0.93755 | 0.99326
| 46.0833 | 1.0001 | 1.0004 | 0.94053 | 0.99359 | 46.0833 | 1.0001 | 1.0004 | 0.94053 | 0.99359 | 46.0833 | 1.0001 | 1.0004 | 0.94052 | 0.99359
| 46.125 | 1.0001 | 1.0004 | 0.94053 | 0.99359 | 46.125 | 1.0001 | 1.0004 | 0.94053 | 0.99359 | 46.125 | 1.0001 | 1.0004 | 0.94052 | 0.99359
| 46.1667 | 1.0001 | 1.0004 | 0.94053 | 0.99359 | 46.1667 | 1.0001 | 1.0004 | 0.94053 | 0.99359 | 46.1667 | 1.0001 | 1.0004 | 0.94052 | 0.99359
| 46.2083 | 1.0001 | 1.0004 | 0.94053 | 0.99359 | 46.2083 | 1.0001 | 1.0004 | 0.94053 | 0.99359 | 46.2083 | 1.0001 | 1.0004 | 0.94052 | 0.99359
| 46.25 | 1.0001 | 1.0004 | 0.94053 | 0.99359 | 46.25 | 1.0001 | 1.0004 | 0.94053 | 0.99359 | 46.25 | 1.0001 | 1.0004 | 0.94052 | 0.99359
| 46.2917 | 1.0001 | 1.0004 | 0.94053 | 0.99359 | 46.2917 | 1.0001 | 1.0004 | 0.94053 | 0.99359 | 46.2917 | 1.0001 | 1.0004 | 0.94052 | 0.99359
| 46.3333 | 1.0001 | 1.0004 | 0.94053 | 0.99359 | 46.3333 | 1.0001 | 1.0004 | 0.94053 | 0.99359 | 46.3333 | 1.0001 | 1.0004 | 0.94052 | 0.99359
| 46.375 | 1.0001 | 1.0004 | 0.94053 | 0.99359 | 46.375 | 1.0001 | 1.0004 | 0.94052 | 0.99359 | 46.375 | 1.0001 | 1.0004 | 0.94052 | 0.99359
| 46.4167 | 1.0001 | 1.0004 | 0.94053 | 0.99359 | 46.4167 | 1.0001 | 1.0004 | 0.94052 | 0.99359 | 46.4167 | 1.0001 | 1.0004 | 0.94052 | 0.99359
| 46.4583 | 1.0001 | 1.0004 | 0.94053 | 0.99359 | 46.4583 | 1.0001 | 1.0004 | 0.94052 | 0.99359 | 46.4583 | 1.0001 | 1.0004 | 0.94052 | 0.99359
| 46.5 | 1.0001 | 1.0004 | 0.94053 | 0.99359 | 46.5 | 1.0001 | 1.0004 | 0.94053 | 0.99359 | 46.5 | 1.0001 | 1.0004 | 0.94052 | 0.99359
| 46.5417 | 1.0001 | 1.0004 | 0.94053 | 0.99359 | 46.5417 | 1.0001 | 1.0004 | 0.94053 | 0.99359 | 46.5417 | 1.0001 | 1.0004 | 0.94052 | 0.99359
| 46.5833 | 1.0001 | 1.0004 | 0.94053 | 0.99359 | 46.5833 | 1.0001 | 1.0004 | 0.94364 | 0.99394 | 46.5833 | 1.0001 | 1.0004 | 0.94052 | 0.99359
| 46.625 | 1.0001 | 1.0004 | 0.94053 | 0.99359 | 46.625 | 1.0001 | 1.0004 | 0.94364 | 0.99394 | 46.625 | 1.0001 | 1.0004 | 0.94052 | 0.99359
| 46.6667 | 1.0001 | 1.0004 | 0.94053 | 0.99359 | 46.6667 | 1.0001 | 1.0004 | 0.94364 | 0.99394 | 46.6667 | 1.0001 | 1.0004 | 0.94052 | 0.99359
| 46.7083 | 1.0001 | 1.0004 | 0.94053 | 0.99359 | 46.7083 | 1.0001 | 1.0004 | 0.94364 | 0.99394 | 46.7083 | 1.0001 | 1.0004 | 0.94052 | 0.99359
| 46.75 | 1.0001 | 1.0004 | 0.94053 | 0.99359 | 46.75 | 1.0001 | 1.0004 | 0.94364 | 0.99394 | 46.75 | 1.0001 | 1.0004 | 0.94052 | 0.99359
| 46.7917 | 1.0001 | 1.0004 | 0.94053 | 0.99359 | 46.7917 | 1.0001 | 1.0004 | 0.94364 | 0.99394 | 46.7917 | 1.0001 | 1.0004 | 0.94052 | 0.99359
| 46.8333 | 1.0001 | 1.0004 | 0.94053 | 0.99359 | 46.8333 | 1.0001 | 1.0004 | 0.94364 | 0.99394 | 46.8333 | 1.0001 | 1.0004 | 0.94052 | 0.99359
| 46.875 | 1.0001 | 1.0004 | 0.94053 | 0.99359 | 46.875 | 1.0001 | 1.0004 | 0.94364 | 0.99394 | 46.875 | 1.0001 | 1.0004 | 0.94052 | 0.99359
| 46.9167 | 1.0001 | 1.0004 | 0.94053 | 0.99359 | 46.9167 | 1.0001 | 1.0004 | 0.94364 | 0.99394 | 46.9167 | 1.0001 | 1.0004 | 0.94052 | 0.99359
| 46.9583 | 1.0001 | 1.0004 | 0.94053 | 0.99359 | 46.9583 | 1.0001 | 1.0004 | 0.94676 | 0.99428 | 46.9583 | 1.0001 | 1.0004 | 0.94052 | 0.99359
| 47 | 1.0001 | 1.0004 | 0.94053 | 0.99359 | 47 | 1.0001 | 1.0004 | 0.94676 | 0.99428 | 47 | 1.0001 | 1.0004 | 0.94052 | 0.99359
| 47.0417 | 1.0001 | 1.0004 | 0.94053 | 0.99359 | 47.0417 | 1.0001 | 1.0004 | 0.94833 | 0.99446 | 47.0417 | 1.0001 | 1.0004 | 0.94052 | 0.99359
| 47.0833 | 1.0001 | 1.0004 | 0.94053 | 0.99359 | 47.0833 | 1.0001 | 1.0004 | 0.94833 | 0.99446 | 47.0833 | 1.0001 | 1.0004 | 0.94052 | 0.99359
| 47.125 | 1.0001 | 1.0004 | 0.94053 | 0.99359 | 47.125 | 1.0001 | 1.0004 | 0.94833 | 0.99446 | 47.125 | 1.0001 | 1.0004 | 0.94052 | 0.99359
| 47.1667 | 1.0001 | 1.0004 | 0.94053 | 0.99359 | 47.1667 | 1.0001 | 1.0004 | 0.94833 | 0.99446 | 47.1667 | 1.0001 | 1.0004 | 0.94052 | 0.99359
| 47.2083 | 1.0001 | 1.0004 | 0.94053 | 0.99359 | 47.2083 | 1.0001 | 1.0004 | 0.94833 | 0.99446 | 47.2083 | 1.0001 | 1.0004 | 0.94052 | 0.99359
| 47.25 | 1.0001 | 1.0004 | 0.94053 | 0.99359 | 47.25 | 1.0001 | 1.0004 | 0.94833 | 0.99446 | 47.25 | 1.0001 | 1.0004 | 0.94052 | 0.99358
| 47.2917 | 1.0001 | 1.0004 | 0.94053 | 0.9936 | 47.2917 | 1.0001 | 1.0004 | 0.94833 | 0.99446 | 47.2917 | 1.0001 | 1.0004 | 0.94052 | 0.99358
| 47.3333 | 1.0001 | 1.0004 | 0.94053 | 0.9936 | 47.3333 | 1.0001 | 1.0004 | 0.94833 | 0.99446 | 47.3333 | 1.0001 | 1.0004 | 0.94052 | 0.99358
| 47.375 | 1.0001 | 1.0004 | 0.94053 | 0.9936 | 47.375 | 1.0001 | 1.0004 | 0.94833 | 0.99446 | 47.375 | 1.0001 | 1.0004 | 0.94052 | 0.99358
| 47.4167 | 1.0001 | 1.0004 | 0.94053 | 0.9936 | 47.4167 | 1.0001 | 1.0004 | 0.94833 | 0.99446 | 47.4167 | 1.0001 | 1.0004 | 0.94052 | 0.99358
| 47.4583 | 1.0001 | 1.0004 | 0.94053 | 0.9936 | 47.4583 | 1.0001 | 1.0004 | 0.94833 | 0.99446 | 47.4583 | 1.0001 | 1.0004 | 0.94052 | 0.99358
| 47.5 | 1.0001 | 1.0004 | 0.94053 | 0.9936 | 47.5 | 1.0001 | 1.0004 | 0.94833 | 0.99446 | 47.5 | 1.0001 | 1.0004 | 0.94052 | 0.99358
| 47.5417 | 1.0001 | 1.0004 | 0.94053 | 0.9936 | 47.5417 | 1.0001 | 1.0004 | 0.94833 | 0.99446 | 47.5417 | 1.0001 | 1.0004 | 0.94052 | 0.99359
| 47.5833 | 1.0001 | 1.0004 | 0.94053 | 0.9936 | 47.5833 | 1.0001 | 1.0004 | 0.94522 | 0.99412 | 47.5833 | 1.0001 | 1.0004 | 0.94052 | 0.99359
| 47.625 | 1.0001 | 1.0004 | 0.94053 | 0.9936 | 47.625 | 1.0001 | 1.0004 | 0.94522 | 0.99412 | 47.625 | 1.0001 | 1.0004 | 0.94052 | 0.99359
| 47.6667 | 1.0001 | 1.0004 | 0.94053 | 0.9936 | 47.6667 | 1.0001 | 1.0004 | 0.94522 | 0.99412 | 47.6667 | 1.0001 | 1.0004 | 0.94052 | 0.99359
| 47.7083 | 1.0001 | 1.0004 | 0.94053 | 0.9936 | 47.7083 | 1.0001 | 1.0004 | 0.94522 | 0.99412 | 47.7083 | 1.0001 | 1.0004 | 0.94052 | 0.99359
| 47.75 | 1.0001 | 1.0004 | 0.94053 | 0.9936 | 47.75 | 1.0001 | 1.0004 | 0.94522 | 0.99412 | 47.75 | 1.0001 | 1.0004 | 0.94052 | 0.99359
| 47.7917 | 1.0001 | 1.0004 | 0.94053 | 0.9936 | 47.7917 | 1.0001 | 1.0004 | 0.94522 | 0.99412 | 47.7917 | 1.0001 | 1.0004 | 0.94052 | 0.99359
| 47.8333 | 1.0001 | 1.0004 | 0.94053 | 0.9936 | 47.8333 | 1.0001 | 1.0004 | 0.94522 | 0.99412 | 47.8333 | 1.0001 | 1.0004 | 0.94052 | 0.99359
| 47.875 | 1.0001 | 1.0004 | 0.94052 | 0.9936 | 47.875 | 1.0001 | 1.0004 | 0.94522 | 0.99412 | 47.875 | 1.0001 | 1.0004 | 0.94052 | 0.99359
| 47.9167 | 1.0001 | 1.0004 | 0.94052 | 0.9936 | 47.9167 | 1.0001 | 1.0004 | 0.94522 | 0.99412 | 47.9167 | 1.0001 | 1.0004 | 0.94052 | 0.99359
| 47.9583 | 1.0001 | 1.0004 | 0.94052 | 0.99359 | 47.9583 | 1.0001 | 1.0004 | 0.9421 | 0.99377 | 47.9583 | 1.0001 | 1.0004 | 0.94052 | 0.99359
| 48 | 1.0001 | 1.0004 | 0.94052 | 0.99359 | 48 | 1.0001 | 1.0004 | 0.9421 | 0.99377 | 48 | 1.0001 | 1.0004 | 0.94214 | 0.99377
| 48.0417 | 1.0001 | 1.0004 | 0.94052 | 0.99359 | 48.0417 | 1.0001 | 1.0004 | 0.94052 | 0.99359 | 48.0417 | 1.0001 | 1.0004 | 0.94214 | 0.99377
| 48.0833 | 1.0001 | 1.0004 | 0.94052 | 0.99359 | 48.0833 | 1.0001 | 1.0004 | 0.94052 | 0.99359 | 48.0833 | 1.0001 | 1.0004 | 0.94214 | 0.99377
| 48.125 | 1.0001 | 1.0004 | 0.94052 | 0.99359 | 48.125 | 1.0001 | 1.0004 | 0.94052 | 0.99359 | 48.125 | 1.0001 | 1.0004 | 0.94214 | 0.99377
| 48.1667 | 1.0001 | 1.0004 | 0.94052 | 0.99359 | 48.1667 | 1.0001 | 1.0004 | 0.94052 | 0.99359 | 48.1667 | 1.0001 | 1.0004 | 0.94214 | 0.99377
| 48.2083 | 1.0001 | 1.0004 | 0.94052 | 0.99359 | 48.2083 | 1.0001 | 1.0004 | 0.94052 | 0.99359 | 48.2083 | 1.0001 | 1.0004 | 0.94214 | 0.99377
| 48.25 | 1.0001 | 1.0004 | 0.94052 | 0.99359 | 48.25 | 1.0001 | 1.0004 | 0.94052 | 0.99359 | 48.25 | 1.0001 | 1.0004 | 0.94214 | 0.99377
| 48.2917 | 1.0001 | 1.0004 | 0.94052 | 0.99359 | 48.2917 | 1.0001 | 1.0004 | 0.94052 | 0.99359 | 48.2917 | 1.0001 | 1.0004 | 0.94214 | 0.99377
| 48.3333 | 1.0001 | 1.0004 | 0.94052 | 0.99359 | 48.3333 | 1.0001 | 1.0004 | 0.94052 | 0.99359 | 48.3333 | 1.0001 | 1.0004 | 0.94214 | 0.99377
| 48.375 | 1.0001 | 1.0004 | 0.94052 | 0.99359 | 48.375 | 1.0001 | 1.0004 | 0.94052 | 0.99359 | 48.375 | 1.0001 | 1.0004 | 0.94214 | 0.99377
| 48.4167 | 1.0001 | 1.0004 | 0.94052 | 0.99359 | 48.4167 | 1.0001 | 1.0004 | 0.94052 | 0.99359 | 48.4167 | 1.0001 | 1.0004 | 0.94214 | 0.99377
| 48.4583 | 1.0001 | 1.0004 | 0.94052 | 0.99359 | 48.4583 | 1.0001 | 1.0004 | 0.94052 | 0.99359 | 48.4583 | 1.0001 | 1.0004 | 0.94214 | 0.99377
| 48.5 | 1.0001 | 1.0004 | 0.94052 | 0.99359 | 48.5 | 1.0001 | 1.0004 | 0.94052 | 0.99359 | 48.5 | 1.0001 | 1.0004 | 0.94214 | 0.99377
| 48.5417 | 1.0001 | 1.0004 | 0.94052 | 0.99359 | 48.5417 | 1.0001 | 1.0004 | 0.94052 | 0.99359 | 48.5417 | 1.0001 | 1.0004 | 0.94214 | 0.99377
| 48.5833 | 1.0001 | 1.0004 | 0.94052 | 0.99359 | 48.5833 | 1.0001 | 1.0004 | 0.94052 | 0.99359 | 48.5833 | 1.0001 | 1.0004 | 0.94214 | 0.99377
| 48.625 | 1.0001 | 1.0004 | 0.94052 | 0.99359 | 48.625 | 1.0001 | 1.0004 | 0.94052 | 0.99359 | 48.625 | 1.0001 | 1.0004 | 0.94214 | 0.99377
| 48.6667 | 1.0001 | 1.0004 | 0.94052 | 0.99359 | 48.6667 | 1.0001 | 1.0004 | 0.94052 | 0.99359 | 48.6667 | 1.0001 | 1.0004 | 0.94214 | 0.99377
| 48.7083 | 1.0001 | 1.0004 | 0.94052 | 0.99359 | 48.7083 | 1.0001 | 1.0004 | 0.94052 | 0.99359 | 48.7083 | 1.0001 | 1.0004 | 0.94214 | 0.99377
| 48.75 | 1.0001 | 1.0004 | 0.94052 | 0.99359 | 48.75 | 1.0001 | 1.0004 | 0.94052 | 0.99359 | 48.75 | 1.0001 | 1.0004 | 0.94214 | 0.99377
| 48.7917 | 1.0001 | 1.0004 | 0.94052 | 0.99359 | 48.7917 | 1.0001 | 1.0004 | 0.94052 | 0.99359 | 48.7917 | 1.0001 | 1.0004 | 0.94214 | 0.99377
| 48.8333 | 1.0001 | 1.0004 | 0.94052 | 0.99359 | 48.8333 | 1.0001 | 1.0004 | 0.94052 | 0.99359 | 48.8333 | 1.0001 | 1.0004 | 0.94214 | 0.99377
| 48.875 | 1.0001 | 1.0004 | 0.94052 | 0.99359 | 48.875 | 1.0001 | 1.0004 | 0.94052 | 0.99359 | 48.875 | 1.0001 | 1.0004 | 0.94214 | 0.99377
| 48.9167 | 1.0001 | 1.0004 | 0.94052 | 0.99359 | 48.9167 | 1.0001 | 1.0004 | 0.94052 | 0.99359 | 48.9167 | 1.0001 | 1.0004 | 0.94214 | 0.99377
| 48.9583 | 1.0001 | 1.0004 | 0.94052 | 0.99359 | 48.9583 | 1.0001 | 1.0004 | 0.94052 | 0.99359 | 48.9583 | 1.0001 | 1.0004 | 0.94214 | 0.99377
| 49 | 1.0001 | 1.0004 | 0.94052 | 0.99359 | 49 | 1.0001 | 1.0004 | 0.94052 | 0.99359 | 49 | 1.0001 | 1.0004 | 0.94052 | 0.99359
| 49.0417 | 1.0001 | 1.0004 | 0.94052 | 0.99359 | 49.0417 | 1.0001 | 1.0004 | 0.94052 | 0.99359 | 49.0417 | 1.0001 | 1.0004 | 0.94052 | 0.99359
| 49.0833 | 1.0001 | 1.0004 | 0.94052 | 0.99359 | 49.0833 | 1.0001 | 1.0004 | 0.94052 | 0.99359 | 49.0833 | 1.0001 | 1.0004 | 0.94052 | 0.99359
| 49.125 | 1.0001 | 1.0004 | 0.94052 | 0.99359 | 49.125 | 1.0001 | 1.0004 | 0.94052 | 0.99359 | 49.125 | 1.0001 | 1.0004 | 0.94052 | 0.99359
| 49.1667 | 1.0001 | 1.0004 | 0.94052 | 0.99359 | 49.1667 | 1.0001 | 1.0004 | 0.94052 | 0.99359 | 49.1667 | 1.0001 | 1.0004 | 0.94052 | 0.99359
| 49.2083 | 1.0001 | 1.0004 | 0.94052 | 0.99359 | 49.2083 | 1.0001 | 1.0004 | 0.94052 | 0.99359 | 49.2083 | 1.0001 | 1.0004 | 0.94052 | 0.99359
| 49.25 | 1.0001 | 1.0004 | 0.94052 | 0.99359 | 49.25 | 1.0001 | 1.0004 | 0.94052 | 0.99359 | 49.25 | 1.0001 | 1.0004 | 0.94052 | 0.99359
| 49.2917 | 1.0001 | 1.0004 | 0.94052 | 0.99359 | 49.2917 | 1.0001 | 1.0004 | 0.94052 | 0.99359 | 49.2917 | 1.0001 | 1.0004 | 0.94052 | 0.99359
| 49.3333 | 1.0001 | 1.0004 | 0.94052 | 0.99359 | 49.3333 | 1.0001 | 1.0004 | 0.94052 | 0.99359 | 49.3333 | 1.0001 | 1.0004 | 0.94052 | 0.99359
| 49.375 | 1.0001 | 1.0004 | 0.94052 | 0.99359 | 49.375 | 1.0001 | 1.0004 | 0.94052 | 0.99359 | 49.375 | 1.0001 | 1.0004 | 0.94052 | 0.99359
| 49.4167 | 1.0001 | 1.0004 | 0.94052 | 0.99359 | 49.4167 | 1.0001 | 1.0004 | 0.94052 | 0.99359 | 49.4167 | 1.0001 | 1.0004 | 0.94052 | 0.99359
| 49.4583 | 1.0001 | 1.0004 | 0.94052 | 0.99359 | 49.4583 | 1.0001 | 1.0004 | 0.94052 | 0.99359 | 49.4583 | 1.0001 | 1.0004 | 0.94052 | 0.99359
| 49.5 | 1.0001 | 1.0004 | 0.94052 | 0.99359 | 49.5 | 1.0001 | 1.0004 | 0.94052 | 0.99359 | 49.5 | 1.0001 | 1.0004 | 0.94052 | 0.99359
| 49.5417 | 1.0001 | 1.0004 | 0.94052 | 0.99359 | 49.5417 | 1.0001 | 1.0004 | 0.94052 | 0.99359 | 49.5417 | 1.0001 | 1.0004 | 0.94052 | 0.99359
| 49.5833 | 1.0001 | 1.0004 | 0.94052 | 0.99359 | 49.5833 | 1.0001 | 1.0004 | 0.94052 | 0.99359 | 49.5833 | 1.0001 | 1.0004 | 0.94052 | 0.99359
| 49.625 | 1.0001 | 1.0004 | 0.94052 | 0.99359 | 49.625 | 1.0001 | 1.0004 | 0.94052 | 0.99359 | 49.625 | 1.0001 | 1.0004 | 0.94052 | 0.99359
| 49.6667 | 1.0001 | 1.0004 | 0.94052 | 0.99359 | 49.6667 | 1.0001 | 1.0004 | 0.94052 | 0.99359 | 49.6667 | 1.0001 | 1.0004 | 0.94052 | 0.99359
| 49.7083 | 1.0001 | 1.0004 | 0.94052 | 0.99359 | 49.7083 | 1.0001 | 1.0004 | 0.94052 | 0.99359 | 49.7083 | 1.0001 | 1.0004 | 0.94052 | 0.99359
| 49.75 | 1.0001 | 1.0004 | 0.94052 | 0.99359 | 49.75 | 1.0001 | 1.0004 | 0.94052 | 0.99359 | 49.75 | 1.0001 | 1.0004 | 0.94052 | 0.99359
| 49.7917 | 1.0001 | 1.0004 | 0.94052 | 0.99359 | 49.7917 | 1.0001 | 1.0004 | 0.94052 | 0.99359 | 49.7917 | 1.0001 | 1.0004 | 0.94052 | 0.99359
| 49.8333 | 1.0001 | 1.0004 | 0.94052 | 0.99359 | 49.8333 | 1.0001 | 1.0004 | 0.94052 | 0.99359 | 49.8333 | 1.0001 | 1.0004 | 0.94052 | 0.99359
| 49.875 | 1.0001 | 1.0004 | 0.94052 | 0.99359 | 49.875 | 1.0001 | 1.0004 | 0.94052 | 0.99359 | 49.875 | 1.0001 | 1.0004 | 0.94052 | 0.99359
| 49.9167 | 1.0001 | 1.0004 | 0.94052 | 0.99359 | 49.9167 | 1.0001 | 1.0004 | 0.94052 | 0.99359 | 49.9167 | 1.0001 | 1.0004 | 0.94052 | 0.99359
| 49.9583 | 1.0001 | 1.0004 | 0.94052 | 0.99359 | 49.9583 | 1.0001 | 1.0004 | 0.94052 | 0.99359 | 49.9583 | 1.0001 | 1.0004 | 0.94052 | 0.99359
| 50 | 1.0001 | 1.0004 | 0.94052 | 0.99359 | 50 | 1.0001 | 1.0004 | 0.94052 | 0.99359 | 50 | 1.0001 | 1.0004 | 0.94052 | 0.99359
| 50.0417 | 1.0001 | 1.0004 | 0.94052 | 0.99359 | 50.0417 | 1.0001 | 1.0004 | 0.94052 | 0.99359 | 50.0417 | 1.0001 | 1.0004 | 0.94052 | 0.99359
| 50.0833 | 1.0001 | 1.0004 | 0.94052 | 0.99359 | 50.0833 | 1.0001 | 1.0004 | 0.94052 | 0.99359 | 50.0833 | 1.0001 | 1.0004 | 0.94052 | 0.99359
| 50.125 | 1.0001 | 1.0004 | 0.94052 | 0.99359 | 50.125 | 1.0001 | 1.0004 | 0.94052 | 0.99359 | 50.125 | 1.0001 | 1.0004 | 0.94052 | 0.99359
| 50.1667 | 1.0001 | 1.0004 | 0.94052 | 0.99359 | 50.1667 | 1.0001 | 1.0004 | 0.94052 | 0.99359 | 50.1667 | 1.0001 | 1.0004 | 0.94052 | 0.99359
| 50.2083 | 1.0001 | 1.0004 | 0.94052 | 0.99359 | 50.2083 | 1.0001 | 1.0004 | 0.94052 | 0.99359 | 50.2083 | 1.0001 | 1.0004 | 0.94052 | 0.99359
| 50.25 | 1.0001 | 1.0004 | 0.94052 | 0.99359 | 50.25 | 1.0001 | 1.0004 | 0.94052 | 0.99359 | 50.25 | 1.0001 | 1.0004 | 0.94052 | 0.99359
| 50.2917 | 1.0001 | 1.0004 | 0.94052 | 0.99359 | 50.2917 | 1.0001 | 1.0004 | 0.94052 | 0.99359 | 50.2917 | 1.0001 | 1.0004 | 0.94052 | 0.99359
| 50.3333 | 1.0001 | 1.0004 | 0.94052 | 0.99359 | 50.3333 | 1.0001 | 1.0004 | 0.94052 | 0.99359 | 50.3333 | 1.0001 | 1.0004 | 0.94052 | 0.99359
| 50.375 | 1.0001 | 1.0004 | 0.94052 | 0.99359 | 50.375 | 1.0001 | 1.0004 | 0.94052 | 0.99359 | 50.375 | 1.0001 | 1.0004 | 0.94052 | 0.99359
| 50.4167 | 1.0001 | 1.0004 | 0.94052 | 0.99359 | 50.4167 | 1.0001 | 1.0004 | 0.94052 | 0.99359 | 50.4167 | 1.0001 | 1.0004 | 0.94052 | 0.99359
| 50.4583 | 1.0001 | 1.0004 | 0.94052 | 0.99359 | 50.4583 | 1.0001 | 1.0004 | 0.94052 | 0.99359 | 50.4583 | 1.0001 | 1.0004 | 0.94052 | 0.99359
| 50.5 | 1.0001 | 1.0004 | 0.94052 | 0.99359 | 50.5 | 1.0001 | 1.0004 | 0.94052 | 0.99359 | 50.5 | 1.0001 | 1.0004 | 0.94052 | 0.99359
| 50.5417 | 1.0001 | 1.0004 | 0.94052 | 0.99359 | 50.5417 | 1.0001 | 1.0004 | 0.94052 | 0.99359 | 50.5417 | 1.0001 | 1.0004 | 0.94052 | 0.99359
| 50.5833 | 1.0001 | 1.0004 | 0.94052 | 0.99359 | 50.5833 | 1.0001 | 1.0004 | 0.94052 | 0.99359 | 50.5833 | 1.0001 | 1.0004 | 0.94052 | 0.99359
| 50.625 | 1.0001 | 1.0004 | 0.94052 | 0.99359 | 50.625 | 1.0001 | 1.0004 | 0.94052 | 0.99359 | 50.625 | 1.0001 | 1.0004 | 0.94052 | 0.99359
| 50.6667 | 1.0001 | 1.0004 | 0.94052 | 0.99359 | 50.6667 | 1.0001 | 1.0004 | 0.94052 | 0.99359 | 50.6667 | 1.0001 | 1.0004 | 0.94052 | 0.99359
| 50.7083 | 1.0001 | 1.0004 | 0.94052 | 0.99359 | 50.7083 | 1.0001 | 1.0004 | 0.94052 | 0.99359 | 50.7083 | 1.0001 | 1.0004 | 0.94052 | 0.99359
| 50.75 | 1.0001 | 1.0004 | 0.94052 | 0.99359 | 50.75 | 1.0001 | 1.0004 | 0.94052 | 0.99359 | 50.75 | 1.0001 | 1.0004 | 0.94052 | 0.99359
| 50.7917 | 1.0001 | 1.0004 | 0.94052 | 0.99359 | 50.7917 | 1.0001 | 1.0004 | 0.94052 | 0.99359 | 50.7917 | 1.0001 | 1.0004 | 0.94052 | 0.99359
| 50.8333 | 1.0001 | 1.0004 | 0.94052 | 0.99359 | 50.8333 | 1.0001 | 1.0004 | 0.94052 | 0.99359 | 50.8333 | 1.0001 | 1.0004 | 0.94052 | 0.99359
| 50.875 | 1.0001 | 1.0004 | 0.94052 | 0.99359 | 50.875 | 1.0001 | 1.0004 | 0.94052 | 0.99359 | 50.875 | 1.0001 | 1.0004 | 0.94052 | 0.99359
| 50.9167 | 1.0001 | 1.0004 | 0.94052 | 0.99359 | 50.9167 | 1.0001 | 1.0004 | 0.94052 | 0.99359 | 50.9167 | 1.0001 | 1.0004 | 0.94052 | 0.99359
| 50.9583 | 1.0001 | 1.0004 | 0.94052 | 0.99359 | 50.9583 | 1.0001 | 1.0004 | 0.94052 | 0.99359 | 50.9583 | 1.0001 | 1.0004 | 0.94052 | 0.99359
| 51 | 1.0001 | 1.0004 | 0.94052 | 0.99359 | 51 | 1.0001 | 1.0004 | 0.94052 | 0.99359 | 51 | 1.0001 | 1.0004 | 0.94052 | 0.99359
| 51.0417 | 1.0001 | 1.0004 | 0.94052 | 0.99359 | 51.0417 | 1.0001 | 1.0004 | 0.94052 | 0.99359 | 51.0417 | 1.0001 | 1.0004 | 0.94052 | 0.99359
| 51.0833 | 1.0001 | 1.0004 | 0.94052 | 0.99359 | 51.0833 | 1.0001 | 1.0004 | 0.94052 | 0.99359 | 51.0833 | 1.0001 | 1.0004 | 0.94052 | 0.99359
| 51.125 | 1.0001 | 1.0004 | 0.94052 | 0.99359 | 51.125 | 1.0001 | 1.0004 | 0.94052 | 0.99359 | 51.125 | 1.0001 | 1.0004 | 0.94052 | 0.99359
| 51.1667 | 1.0001 | 1.0004 | 0.94052 | 0.99359 | 51.1667 | 1.0001 | 1.0004 | 0.94052 | 0.99359 | 51.1667 | 1.0001 | 1.0004 | 0.94052 | 0.99359
| 51.2083 | 1.0001 | 1.0004 | 0.94052 | 0.99359 | 51.2083 | 1.0001 | 1.0004 | 0.94052 | 0.99359 | 51.2083 | 1.0001 | 1.0004 | 0.94052 | 0.99359
| 51.25 | 1.0001 | 1.0004 | 0.94052 | 0.99359 | 51.25 | 1.0001 | 1.0004 | 0.94052 | 0.99359 | 51.25 | 1.0001 | 1.0004 | 0.94052 | 0.99359
| 51.2917 | 1.0001 | 1.0004 | 0.94052 | 0.99359 | 51.2917 | 1.0001 | 1.0004 | 0.94052 | 0.99359 | 51.2917 | 1.0001 | 1.0004 | 0.94052 | 0.99359
| 51.3333 | 1.0001 | 1.0004 | 0.94052 | 0.99359 | 51.3333 | 1.0001 | 1.0004 | 0.94052 | 0.99359 | 51.3333 | 1.0001 | 1.0004 | 0.94052 | 0.99359
| 51.375 | 1.0001 | 1.0004 | 0.94052 | 0.99359 | 51.375 | 1.0001 | 1.0004 | 0.94052 | 0.99359 | 51.375 | 1.0001 | 1.0004 | 0.94052 | 0.99359
| 51.4167 | 1.0001 | 1.0004 | 0.94052 | 0.99359 | 51.4167 | 1.0001 | 1.0004 | 0.94052 | 0.99359 | 51.4167 | 1.0001 | 1.0004 | 0.94052 | 0.99359
| 51.4583 | 1.0001 | 1.0004 | 0.9436 | 0.99393 | 51.4583 | 1.0001 | 1.0004 | 0.94052 | 0.99359 | 51.4583 | 1.0001 | 1.0004 | 0.94052 | 0.99359
| 51.5 | 1.0001 | 1.0004 | 0.9436 | 0.99393 | 51.5 | 1.0001 | 1.0004 | 0.94052 | 0.99359 | 51.5 | 1.0001 | 1.0004 | 0.94052 | 0.99359
| 51.5417 | 1.0001 | 1.0004 | 0.94359 | 0.99393 | 51.5417 | 1.0001 | 1.0004 | 0.94052 | 0.99359 | 51.5417 | 1.0001 | 1.0004 | 0.94052 | 0.99359
| 51.5833 | 1.0001 | 1.0004 | 0.94359 | 0.99393 | 51.5833 | 1.0001 | 1.0004 | 0.94052 | 0.99359 | 51.5833 | 1.0001 | 1.0004 | 0.94052 | 0.99359
| 51.625 | 1.0001 | 1.0004 | 0.94359 | 0.99393 | 51.625 | 1.0001 | 1.0004 | 0.94052 | 0.99359 | 51.625 | 1.0001 | 1.0004 | 0.94052 | 0.99359
| 51.6667 | 1.0001 | 1.0004 | 0.94358 | 0.99393 | 51.6667 | 1.0001 | 1.0004 | 0.94052 | 0.99359 | 51.6667 | 1.0001 | 1.0004 | 0.94052 | 0.99359
| 51.7083 | 1.0001 | 1.0004 | 0.9436 | 0.99393 | 51.7083 | 1.0001 | 1.0004 | 0.94052 | 0.99359 | 51.7083 | 1.0001 | 1.0004 | 0.94052 | 0.99359
| 51.75 | 1.0001 | 1.0004 | 0.9436 | 0.99393 | 51.75 | 1.0001 | 1.0004 | 0.94052 | 0.99359 | 51.75 | 1.0001 | 1.0004 | 0.94052 | 0.99359
| 51.7917 | 1.0001 | 1.0004 | 0.9436 | 0.99393 | 51.7917 | 1.0001 | 1.0004 | 0.94052 | 0.99359 | 51.7917 | 1.0001 | 1.0004 | 0.94052 | 0.99359
| 51.8333 | 1.0001 | 1.0004 | 0.94359 | 0.99393 | 51.8333 | 1.0001 | 1.0004 | 0.94052 | 0.99359 | 51.8333 | 1.0001 | 1.0004 | 0.94055 | 0.99359
| 51.875 | 1.0001 | 1.0004 | 0.94359 | 0.99393 | 51.875 | 1.0001 | 1.0004 | 0.94052 | 0.99359 | 51.875 | 1.0001 | 1.0004 | 0.94055 | 0.99359
| 51.9167 | 1.0001 | 1.0004 | 0.94358 | 0.99393 | 51.9167 | 1.0001 | 1.0004 | 0.94052 | 0.99359 | 51.9167 | 1.0001 | 1.0004 | 0.94058 | 0.99359
| 51.9583 | 1.0001 | 1.0004 | 0.94525 | 0.99412 | 51.9583 | 1.0001 | 1.0004 | 0.94052 | 0.99359 | 51.9583 | 1.0001 | 1.0004 | 0.94058 | 0.99359
| 52 | 1.0001 | 1.0004 | 0.94525 | 0.99412 | 52 | 1.0001 | 1.0004 | 0.94052 | 0.99359 | 52 | 1.0001 | 1.0004 | 0.94362 | 0.99393
| 52.0417 | 1.0001 | 1.0004 | 0.94682 | 0.99429 | 52.0417 | 1.0001 | 1.0004 | 0.94052 | 0.99359 | 52.0417 | 1.0001 | 1.0004 | 0.94362 | 0.99393
| 52.0833 | 1.0001 | 1.0004 | 0.94682 | 0.99429 | 52.0833 | 1.0001 | 1.0004 | 0.94052 | 0.99359 | 52.0833 | 1.0001 | 1.0004 | 0.94362 | 0.99393
| 52.125 | 1.0001 | 1.0004 | 0.94682 | 0.99429 | 52.125 | 1.0001 | 1.0004 | 0.94052 | 0.99359 | 52.125 | 1.0001 | 1.0004 | 0.94362 | 0.99393
| 52.1667 | 1.0001 | 1.0004 | 0.94682 | 0.99429 | 52.1667 | 1.0001 | 1.0004 | 0.94052 | 0.99359 | 52.1667 | 1.0001 | 1.0004 | 0.94362 | 0.99393
| 52.2083 | 1.0001 | 1.0004 | 0.94682 | 0.99429 | 52.2083 | 1.0001 | 1.0004 | 0.94052 | 0.99359 | 52.2083 | 1.0001 | 1.0004 | 0.94362 | 0.99393
| 52.25 | 1.0001 | 1.0004 | 0.94682 | 0.99429 | 52.25 | 1.0001 | 1.0004 | 0.94052 | 0.99359 | 52.25 | 1.0001 | 1.0004 | 0.94362 | 0.99393
| 52.2917 | 1.0001 | 1.0004 | 0.94682 | 0.99429 | 52.2917 | 1.0001 | 1.0004 | 0.94052 | 0.99359 | 52.2917 | 1.0001 | 1.0004 | 0.94362 | 0.99393
| 52.3333 | 1.0001 | 1.0004 | 0.94682 | 0.99429 | 52.3333 | 1.0001 | 1.0004 | 0.94052 | 0.99359 | 52.3333 | 1.0001 | 1.0004 | 0.94362 | 0.99393
| 52.375 | 1.0001 | 1.0004 | 0.94682 | 0.99429 | 52.375 | 1.0001 | 1.0004 | 0.94052 | 0.99359 | 52.375 | 1.0001 | 1.0004 | 0.94362 | 0.99393
| 52.4167 | 1.0001 | 1.0004 | 0.94682 | 0.99429 | 52.4167 | 1.0001 | 1.0004 | 0.94052 | 0.99359 | 52.4167 | 1.0001 | 1.0004 | 0.94362 | 0.99393
| 52.4583 | 1.0001 | 1.0004 | 0.94374 | 0.99395 | 52.4583 | 1.0001 | 1.0004 | 0.94052 | 0.99359 | 52.4583 | 1.0001 | 1.0004 | 0.94362 | 0.99393
| 52.5 | 1.0001 | 1.0004 | 0.94375 | 0.99395 | 52.5 | 1.0001 | 1.0004 | 0.94052 | 0.99359 | 52.5 | 1.0001 | 1.0004 | 0.94362 | 0.99393
| 52.5417 | 1.0001 | 1.0004 | 0.94375 | 0.99395 | 52.5417 | 1.0001 | 1.0004 | 0.94052 | 0.99359 | 52.5417 | 1.0001 | 1.0004 | 0.94362 | 0.99393
| 52.5833 | 1.0001 | 1.0004 | 0.94375 | 0.99395 | 52.5833 | 1.0001 | 1.0004 | 0.94052 | 0.99359 | 52.5833 | 1.0001 | 1.0004 | 0.94362 | 0.99393
| 52.625 | 1.0001 | 1.0004 | 0.94376 | 0.99395 | 52.625 | 1.0001 | 1.0004 | 0.94052 | 0.99359 | 52.625 | 1.0001 | 1.0004 | 0.94362 | 0.99393
| 52.6667 | 1.0001 | 1.0004 | 0.94376 | 0.99395 | 52.6667 | 1.0001 | 1.0004 | 0.94052 | 0.99359 | 52.6667 | 1.0001 | 1.0004 | 0.94362 | 0.99393
| 52.7083 | 1.0001 | 1.0004 | 0.94374 | 0.99395 | 52.7083 | 1.0001 | 1.0004 | 0.94052 | 0.99359 | 52.7083 | 1.0001 | 1.0004 | 0.94362 | 0.99393
| 52.75 | 1.0001 | 1.0004 | 0.94374 | 0.99395 | 52.75 | 1.0001 | 1.0004 | 0.94052 | 0.99359 | 52.75 | 1.0001 | 1.0004 | 0.94362 | 0.99393
| 52.7917 | 1.0001 | 1.0004 | 0.94375 | 0.99395 | 52.7917 | 1.0001 | 1.0004 | 0.94052 | 0.99359 | 52.7917 | 1.0001 | 1.0004 | 0.94362 | 0.99393
| 52.8333 | 1.0001 | 1.0004 | 0.94375 | 0.99395 | 52.8333 | 1.0001 | 1.0004 | 0.94052 | 0.99359 | 52.8333 | 1.0001 | 1.0004 | 0.94359 | 0.99393
| 52.875 | 1.0001 | 1.0004 | 0.94375 | 0.99395 | 52.875 | 1.0001 | 1.0004 | 0.94052 | 0.99359 | 52.875 | 1.0001 | 1.0004 | 0.94359 | 0.99393
| 52.9167 | 1.0001 | 1.0004 | 0.94376 | 0.99395 | 52.9167 | 1.0001 | 1.0004 | 0.94052 | 0.99359 | 52.9167 | 1.0001 | 1.0004 | 0.94357 | 0.99393
| 52.9583 | 1.0001 | 1.0004 | 0.94209 | 0.99377 | 52.9583 | 1.0001 | 1.0004 | 0.94052 | 0.99359 | 52.9583 | 1.0001 | 1.0004 | 0.94357 | 0.99393
| 53 | 1.0001 | 1.0004 | 0.94209 | 0.99377 | 53 | 1.0001 | 1.0004 | 0.94052 | 0.99359 | 53 | 1.0001 | 1.0004 | 0.94052 | 0.99359
| 53.0417 | 1.0001 | 1.0004 | 0.94052 | 0.99359 | 53.0417 | 1.0001 | 1.0004 | 0.94052 | 0.99359 | 53.0417 | 1.0001 | 1.0004 | 0.94052 | 0.99359
| 53.0833 | 1.0001 | 1.0004 | 0.94052 | 0.99359 | 53.0833 | 1.0001 | 1.0004 | 0.94052 | 0.99359 | 53.0833 | 1.0001 | 1.0004 | 0.94052 | 0.99359
| 53.125 | 1.0001 | 1.0004 | 0.94052 | 0.99359 | 53.125 | 1.0001 | 1.0004 | 0.94052 | 0.99359 | 53.125 | 1.0001 | 1.0004 | 0.94052 | 0.99359
| 53.1667 | 1.0001 | 1.0004 | 0.94052 | 0.99359 | 53.1667 | 1.0001 | 1.0004 | 0.94052 | 0.99359 | 53.1667 | 1.0001 | 1.0004 | 0.94052 | 0.99359
| 53.2083 | 1.0001 | 1.0004 | 0.94052 | 0.99359 | 53.2083 | 1.0001 | 1.0004 | 0.94052 | 0.99359 | 53.2083 | 1.0001 | 1.0004 | 0.94052 | 0.99359
| 53.25 | 1.0001 | 1.0004 | 0.94052 | 0.99359 | 53.25 | 1.0001 | 1.0004 | 0.94052 | 0.99359 | 53.25 | 1.0001 | 1.0004 | 0.94052 | 0.99359
| 53.2917 | 1.0001 | 1.0004 | 0.94052 | 0.99359 | 53.2917 | 1.0001 | 1.0004 | 0.94052 | 0.99359 | 53.2917 | 1.0001 | 1.0004 | 0.94052 | 0.99359
| 53.3333 | 1.0001 | 1.0004 | 0.94052 | 0.99359 | 53.3333 | 1.0001 | 1.0004 | 0.94052 | 0.99359 | 53.3333 | 1.0001 | 1.0004 | 0.94052 | 0.99359
| 53.375 | 1.0001 | 1.0004 | 0.94052 | 0.99359 | 53.375 | 1.0001 | 1.0004 | 0.94052 | 0.99359 | 53.375 | 1.0001 | 1.0004 | 0.94052 | 0.99359
| 53.4167 | 1.0001 | 1.0004 | 0.94052 | 0.99359 | 53.4167 | 1.0001 | 1.0004 | 0.94052 | 0.99359 | 53.4167 | 1.0001 | 1.0004 | 0.94052 | 0.99359
| 53.4583 | 1.0001 | 1.0004 | 0.94052 | 0.99359 | 53.4583 | 1.0001 | 1.0004 | 0.94052 | 0.99359 | 53.4583 | 1.0001 | 1.0004 | 0.94052 | 0.99359
| 53.5 | 1.0001 | 1.0004 | 0.94052 | 0.99359 | 53.5 | 1.0001 | 1.0004 | 0.94052 | 0.99359 | 53.5 | 1.0001 | 1.0004 | 0.94052 | 0.99359
| 53.5417 | 1.0001 | 1.0004 | 0.94052 | 0.99359 | 53.5417 | 1.0001 | 1.0004 | 0.94052 | 0.99359 | 53.5417 | 1.0001 | 1.0004 | 0.94052 | 0.99359
| 53.5833 | 1.0001 | 1.0004 | 0.94052 | 0.99359 | 53.5833 | 1.0001 | 1.0004 | 0.94052 | 0.99359 | 53.5833 | 1.0001 | 1.0004 | 0.94052 | 0.99359
| 53.625 | 1.0001 | 1.0004 | 0.94052 | 0.99359 | 53.625 | 1.0001 | 1.0004 | 0.94052 | 0.99359 | 53.625 | 1.0001 | 1.0004 | 0.94052 | 0.99359
| 53.6667 | 1.0001 | 1.0004 | 0.94052 | 0.99359 | 53.6667 | 1.0001 | 1.0004 | 0.94052 | 0.99359 | 53.6667 | 1.0001 | 1.0004 | 0.94052 | 0.99359
| 53.7083 | 1.0001 | 1.0004 | 0.94052 | 0.99359 | 53.7083 | 1.0001 | 1.0004 | 0.94052 | 0.99359 | 53.7083 | 1.0001 | 1.0004 | 0.94052 | 0.99359
| 53.75 | 1.0001 | 1.0004 | 0.94052 | 0.99359 | 53.75 | 1.0001 | 1.0004 | 0.94052 | 0.99359 | 53.75 | 1.0001 | 1.0004 | 0.94052 | 0.99359
| 53.7917 | 1.0001 | 1.0004 | 0.94052 | 0.99359 | 53.7917 | 1.0001 | 1.0004 | 0.94052 | 0.99359 | 53.7917 | 1.0001 | 1.0004 | 0.94052 | 0.99359
| 53.8333 | 1.0001 | 1.0004 | 0.94052 | 0.99359 | 53.8333 | 1.0001 | 1.0004 | 0.94052 | 0.99359 | 53.8333 | 1.0001 | 1.0004 | 0.94052 | 0.99359
| 53.875 | 1.0001 | 1.0004 | 0.94052 | 0.99359 | 53.875 | 1.0001 | 1.0004 | 0.94052 | 0.99359 | 53.875 | 1.0001 | 1.0004 | 0.94052 | 0.99359
| 53.9167 | 1.0001 | 1.0004 | 0.94052 | 0.99359 | 53.9167 | 1.0001 | 1.0004 | 0.94052 | 0.99359 | 53.9167 | 1.0001 | 1.0004 | 0.94052 | 0.99359
| 53.9583 | 1.0001 | 1.0004 | 0.94052 | 0.99359 | 53.9583 | 1.0001 | 1.0004 | 0.94052 | 0.99359 | 53.9583 | 1.0001 | 1.0004 | 0.94052 | 0.99359
| 54 | 1.0001 | 1.0004 | 0.94052 | 0.99359 | 54 | 1.0001 | 1.0004 | 0.94052 | 0.99359 | 54 | 1.0001 | 1.0004 | 0.94052 | 0.99359
| 54.0417 | 1.0001 | 1.0004 | 0.94052 | 0.99359 | 54.0417 | 1.0001 | 1.0004 | 0.94052 | 0.99359 | 54.0417 | 1.0001 | 1.0004 | 0.94052 | 0.99359
| 54.0833 | 1.0001 | 1.0004 | 0.94052 | 0.99359 | 54.0833 | 1.0001 | 1.0004 | 0.94052 | 0.99359 | 54.0833 | 1.0001 | 1.0004 | 0.94052 | 0.99359
| 54.125 | 1.0001 | 1.0004 | 0.94052 | 0.99359 | 54.125 | 1.0001 | 1.0004 | 0.94052 | 0.99359 | 54.125 | 1.0001 | 1.0004 | 0.94052 | 0.99359
| 54.1667 | 1.0001 | 1.0004 | 0.94052 | 0.99359 | 54.1667 | 1.0001 | 1.0004 | 0.94052 | 0.99359 | 54.1667 | 1.0001 | 1.0004 | 0.94052 | 0.99359
| 54.2083 | 1.0001 | 1.0004 | 0.94052 | 0.99359 | 54.2083 | 1.0001 | 1.0004 | 0.94052 | 0.99359 | 54.2083 | 1.0001 | 1.0004 | 0.94052 | 0.99359
| 54.25 | 1.0001 | 1.0004 | 0.94052 | 0.99359 | 54.25 | 1.0001 | 1.0004 | 0.94052 | 0.99359 | 54.25 | 1.0001 | 1.0004 | 0.94052 | 0.99359
| 54.2917 | 1.0001 | 1.0004 | 0.94052 | 0.99359 | 54.2917 | 1.0001 | 1.0004 | 0.94052 | 0.99359 | 54.2917 | 1.0001 | 1.0004 | 0.94052 | 0.99359
| 54.3333 | 1.0001 | 1.0004 | 0.94052 | 0.99359 | 54.3333 | 1.0001 | 1.0004 | 0.94052 | 0.99359 | 54.3333 | 1.0001 | 1.0004 | 0.94052 | 0.99359
| 54.375 | 1.0001 | 1.0004 | 0.94052 | 0.99359 | 54.375 | 1.0001 | 1.0004 | 0.94052 | 0.99359 | 54.375 | 1.0001 | 1.0004 | 0.94052 | 0.99359
| 54.4167 | 1.0001 | 1.0004 | 0.94052 | 0.99359 | 54.4167 | 1.0001 | 1.0004 | 0.94052 | 0.99359 | 54.4167 | 1.0001 | 1.0004 | 0.94052 | 0.99359
| 54.4583 | 1.0001 | 1.0004 | 0.94052 | 0.99359 | 54.4583 | 1.0001 | 1.0004 | 0.94052 | 0.99359 | 54.4583 | 1.0001 | 1.0004 | 0.94052 | 0.99359
| 54.5 | 1.0001 | 1.0004 | 0.94052 | 0.99359 | 54.5 | 1.0001 | 1.0004 | 0.94052 | 0.99359 | 54.5 | 1.0001 | 1.0004 | 0.94052 | 0.99359
| 54.5417 | 1.0001 | 1.0004 | 0.94052 | 0.99359 | 54.5417 | 1.0001 | 1.0004 | 0.94052 | 0.99359 | 54.5417 | 1.0001 | 1.0004 | 0.94052 | 0.99359
| 54.5833 | 1.0001 | 1.0004 | 0.94052 | 0.99359 | 54.5833 | 1.0001 | 1.0004 | 0.94052 | 0.99359 | 54.5833 | 1.0001 | 1.0004 | 0.94052 | 0.99359
| 54.625 | 1.0001 | 1.0004 | 0.94052 | 0.99359 | 54.625 | 1.0001 | 1.0004 | 0.94052 | 0.99359 | 54.625 | 1.0001 | 1.0004 | 0.94052 | 0.99359
| 54.6667 | 1.0001 | 1.0004 | 0.94052 | 0.99359 | 54.6667 | 1.0001 | 1.0004 | 0.94052 | 0.99359 | 54.6667 | 1.0001 | 1.0004 | 0.94052 | 0.99359
| 54.7083 | 1.0001 | 1.0004 | 0.94052 | 0.99359 | 54.7083 | 1.0001 | 1.0004 | 0.94052 | 0.99359 | 54.7083 | 1.0001 | 1.0004 | 0.94052 | 0.99359
| 54.75 | 1.0001 | 1.0004 | 0.94052 | 0.99359 | 54.75 | 1.0001 | 1.0004 | 0.94052 | 0.99359 | 54.75 | 1.0001 | 1.0004 | 0.94052 | 0.99359
| 54.7917 | 1.0001 | 1.0004 | 0.94052 | 0.99359 | 54.7917 | 1.0001 | 1.0004 | 0.94052 | 0.99359 | 54.7917 | 1.0001 | 1.0004 | 0.94052 | 0.99359
| 54.8333 | 1.0001 | 1.0004 | 0.94052 | 0.99359 | 54.8333 | 1.0001 | 1.0004 | 0.94052 | 0.99359 | 54.8333 | 1.0001 | 1.0004 | 0.94052 | 0.99359
| 54.875 | 1.0001 | 1.0004 | 0.94052 | 0.99359 | 54.875 | 1.0001 | 1.0004 | 0.94052 | 0.99359 | 54.875 | 1.0001 | 1.0004 | 0.94052 | 0.99359
| 54.9167 | 1.0001 | 1.0004 | 0.94052 | 0.99359 | 54.9167 | 1.0001 | 1.0004 | 0.94052 | 0.99359 | 54.9167 | 1.0001 | 1.0004 | 0.94052 | 0.99359
| 54.9583 | 1.0001 | 1.0004 | 0.94052 | 0.99359 | 54.9583 | 1.0001 | 1.0004 | 0.94052 | 0.99359 | 54.9583 | 1.0001 | 1.0004 | 0.94052 | 0.99359
| 55 | 1.0001 | 1.0004 | 0.94052 | 0.99359 | 55 | 1.0001 | 1.0004 | 0.94052 | 0.99359 | 55 | 1.0001 | 1.0004 | 0.94052 | 0.99359
| 55.0417 | 1.0001 | 1.0004 | 0.94052 | 0.99359 | 55.0417 | 1.0001 | 1.0004 | 0.94052 | 0.99359 | 55.0417 | 1.0001 | 1.0004 | 0.94052 | 0.99359
| 55.0833 | 1.0001 | 1.0004 | 0.94052 | 0.99359 | 55.0833 | 1.0001 | 1.0004 | 0.94052 | 0.99359 | 55.0833 | 1.0001 | 1.0004 | 0.94052 | 0.99359
| 55.125 | 1.0001 | 1.0004 | 0.94052 | 0.99359 | 55.125 | 1.0001 | 1.0004 | 0.94052 | 0.99359 | 55.125 | 1.0001 | 1.0004 | 0.94052 | 0.99359
| 55.1667 | 1.0001 | 1.0004 | 0.94052 | 0.99359 | 55.1667 | 1.0001 | 1.0004 | 0.94052 | 0.99359 | 55.1667 | 1.0001 | 1.0004 | 0.94052 | 0.99359
| 55.2083 | 1.0001 | 1.0004 | 0.94052 | 0.99359 | 55.2083 | 1.0001 | 1.0004 | 0.94052 | 0.99359 | 55.2083 | 1.0001 | 1.0004 | 0.94052 | 0.99359
| 55.25 | 1.0001 | 1.0004 | 0.94052 | 0.99359 | 55.25 | 1.0001 | 1.0004 | 0.94052 | 0.99359 | 55.25 | 1.0001 | 1.0004 | 0.94052 | 0.99359
| 55.2917 | 1.0001 | 1.0004 | 0.94052 | 0.99359 | 55.2917 | 1.0001 | 1.0004 | 0.94052 | 0.99359 | 55.2917 | 1.0001 | 1.0004 | 0.94052 | 0.99359
| 55.3333 | 1.0001 | 1.0004 | 0.94052 | 0.99359 | 55.3333 | 1.0001 | 1.0004 | 0.94052 | 0.99359 | 55.3333 | 1.0001 | 1.0004 | 0.94052 | 0.99359
| 55.375 | 1.0001 | 1.0004 | 0.94052 | 0.99359 | 55.375 | 1.0001 | 1.0004 | 0.94052 | 0.99359 | 55.375 | 1.0001 | 1.0004 | 0.94052 | 0.99359
| 55.4167 | 1.0001 | 1.0004 | 0.94052 | 0.99359 | 55.4167 | 1.0001 | 1.0004 | 0.94052 | 0.99359 | 55.4167 | 1.0001 | 1.0004 | 0.94052 | 0.99359
| 55.4583 | 1.0001 | 1.0004 | 0.94052 | 0.99359 | 55.4583 | 1.0001 | 1.0004 | 0.94052 | 0.99359 | 55.4583 | 1.0001 | 1.0004 | 0.94052 | 0.99359
| 55.5 | 1.0001 | 1.0004 | 0.94052 | 0.99359 | 55.5 | 1.0001 | 1.0004 | 0.94052 | 0.99359 | 55.5 | 1.0001 | 1.0004 | 0.94052 | 0.99359
| 55.5417 | 1.0001 | 1.0004 | 0.94052 | 0.99359 | 55.5417 | 1.0001 | 1.0004 | 0.94052 | 0.99359 | 55.5417 | 1.0001 | 1.0004 | 0.94052 | 0.99359
| 55.5833 | 1.0001 | 1.0004 | 0.94052 | 0.99359 | 55.5833 | 1.0001 | 1.0004 | 0.94052 | 0.99359 | 55.5833 | 1.0001 | 1.0004 | 0.94052 | 0.99359
| 55.625 | 1.0001 | 1.0004 | 0.94052 | 0.99359 | 55.625 | 1.0001 | 1.0004 | 0.94052 | 0.99359 | 55.625 | 1.0001 | 1.0004 | 0.94052 | 0.99359
| 55.6667 | 1.0001 | 1.0004 | 0.94052 | 0.99359 | 55.6667 | 1.0001 | 1.0004 | 0.94052 | 0.99359 | 55.6667 | 1.0001 | 1.0004 | 0.94052 | 0.99359
| 55.7083 | 1.0001 | 1.0004 | 0.94052 | 0.99359 | 55.7083 | 1.0001 | 1.0004 | 0.94052 | 0.99359 | 55.7083 | 1.0001 | 1.0004 | 0.94052 | 0.99359
| 55.75 | 1.0001 | 1.0004 | 0.94052 | 0.99359 | 55.75 | 1.0001 | 1.0004 | 0.94052 | 0.99359 | 55.75 | 1.0001 | 1.0004 | 0.94052 | 0.99359
| 55.7917 | 1.0001 | 1.0004 | 0.94052 | 0.99359 | 55.7917 | 1.0001 | 1.0004 | 0.94052 | 0.99359 | 55.7917 | 1.0001 | 1.0004 | 0.94052 | 0.99359
| 55.8333 | 1.0001 | 1.0004 | 0.94052 | 0.99359 | 55.8333 | 1.0001 | 1.0004 | 0.94052 | 0.99359 | 55.8333 | 1.0001 | 1.0004 | 0.94052 | 0.99359
| 55.875 | 1.0001 | 1.0004 | 0.94052 | 0.99359 | 55.875 | 1.0001 | 1.0004 | 0.94052 | 0.99359 | 55.875 | 1.0001 | 1.0004 | 0.94052 | 0.99359
| 55.9167 | 1.0001 | 1.0004 | 0.94052 | 0.99359 | 55.9167 | 1.0001 | 1.0004 | 0.94052 | 0.99359 | 55.9167 | 1.0001 | 1.0004 | 0.94052 | 0.99359
| 55.9583 | 1.0001 | 1.0004 | 0.94052 | 0.99359 | 55.9583 | 1.0001 | 1.0004 | 0.94052 | 0.99359 | 55.9583 | 1.0001 | 1.0004 | 0.94052 | 0.99359
| 56 | 1.0001 | 1.0004 | 0.94052 | 0.99359 | 56 | 1.0001 | 1.0004 | 0.94052 | 0.99359 | 56 | 1.0001 | 1.0004 | 0.94052 | 0.99359
| 56.0417 | 1.0001 | 1.0004 | 0.94052 | 0.99359 | 56.0417 | 1.0001 | 1.0004 | 0.94052 | 0.99359 | 56.0417 | 1.0001 | 1.0004 | 0.94052 | 0.99359
| 56.0833 | 1.0001 | 1.0004 | 0.94052 | 0.99359 | 56.0833 | 1.0001 | 1.0004 | 0.94052 | 0.99359 | 56.0833 | 1.0001 | 1.0004 | 0.94052 | 0.99359
| 56.125 | 1.0001 | 1.0004 | 0.94052 | 0.99359 | 56.125 | 1.0001 | 1.0004 | 0.94052 | 0.99359 | 56.125 | 1.0001 | 1.0004 | 0.94052 | 0.99359
| 56.1667 | 1.0001 | 1.0004 | 0.94052 | 0.99359 | 56.1667 | 1.0001 | 1.0004 | 0.94052 | 0.99359 | 56.1667 | 1.0001 | 1.0004 | 0.94052 | 0.99359
| 56.2083 | 1.0001 | 1.0004 | 0.94052 | 0.99359 | 56.2083 | 1.0001 | 1.0004 | 0.94052 | 0.99359 | 56.2083 | 1.0001 | 1.0004 | 0.94052 | 0.99359
| 56.25 | 1.0001 | 1.0004 | 0.94052 | 0.99359 | 56.25 | 1.0001 | 1.0004 | 0.94052 | 0.99359 | 56.25 | 1.0001 | 1.0004 | 0.94052 | 0.99359
| 56.2917 | 1.0001 | 1.0004 | 0.94052 | 0.99359 | 56.2917 | 1.0001 | 1.0004 | 0.94052 | 0.99359 | 56.2917 | 1.0001 | 1.0004 | 0.94052 | 0.99359
| 56.3333 | 1.0001 | 1.0004 | 0.94052 | 0.99359 | 56.3333 | 1.0001 | 1.0004 | 0.94052 | 0.99359 | 56.3333 | 1.0001 | 1.0004 | 0.94052 | 0.99358
| 56.375 | 1.0001 | 1.0004 | 0.94052 | 0.99359 | 56.375 | 1.0001 | 1.0004 | 0.94052 | 0.99359 | 56.375 | 1.0001 | 1.0004 | 0.94052 | 0.99358
| 56.4167 | 1.0001 | 1.0004 | 0.94052 | 0.99359 | 56.4167 | 1.0001 | 1.0004 | 0.94052 | 0.99359 | 56.4167 | 1.0001 | 1.0004 | 0.94052 | 0.99358
| 56.4583 | 1.0001 | 1.0004 | 0.94052 | 0.99359 | 56.4583 | 1.0001 | 1.0004 | 0.94052 | 0.99359 | 56.4583 | 1.0001 | 1.0004 | 0.94052 | 0.99358
| 56.5 | 1.0001 | 1.0004 | 0.94052 | 0.99359 | 56.5 | 1.0001 | 1.0004 | 0.94052 | 0.99359 | 56.5 | 1.0001 | 1.0004 | 0.94052 | 0.99358
| 56.5417 | 1.0001 | 1.0004 | 0.94052 | 0.99359 | 56.5417 | 1.0001 | 1.0004 | 0.94052 | 0.99359 | 56.5417 | 1.0001 | 1.0004 | 0.94052 | 0.99358
| 56.5833 | 1.0001 | 1.0004 | 0.94052 | 0.99359 | 56.5833 | 1.0001 | 1.0004 | 0.94052 | 0.99359 | 56.5833 | 1.0001 | 1.0004 | 0.94052 | 0.99358
| 56.625 | 1.0001 | 1.0004 | 0.94052 | 0.99359 | 56.625 | 1.0001 | 1.0004 | 0.94052 | 0.99359 | 56.625 | 1.0001 | 1.0004 | 0.94052 | 0.99358
| 56.6667 | 1.0001 | 1.0004 | 0.94052 | 0.99359 | 56.6667 | 1.0001 | 1.0004 | 0.94052 | 0.99359 | 56.6667 | 1.0001 | 1.0004 | 0.94052 | 0.99358
| 56.7083 | 1.0001 | 1.0004 | 0.94052 | 0.99359 | 56.7083 | 1.0001 | 1.0004 | 0.94052 | 0.99359 | 56.7083 | 1.0001 | 1.0004 | 0.94052 | 0.99358
| 56.75 | 1.0001 | 1.0004 | 0.94052 | 0.99359 | 56.75 | 1.0001 | 1.0004 | 0.94052 | 0.99359 | 56.75 | 1.0001 | 1.0004 | 0.94052 | 0.99359
| 56.7917 | 1.0001 | 1.0004 | 0.94052 | 0.99359 | 56.7917 | 1.0001 | 1.0004 | 0.94052 | 0.99359 | 56.7917 | 1.0001 | 1.0004 | 0.94052 | 0.99359
| 56.8333 | 1.0001 | 1.0004 | 0.94052 | 0.99359 | 56.8333 | 1.0001 | 1.0004 | 0.94052 | 0.99359 | 56.8333 | 1.0001 | 1.0004 | 0.94052 | 0.99359
| 56.875 | 1.0001 | 1.0004 | 0.94052 | 0.99359 | 56.875 | 1.0001 | 1.0004 | 0.94052 | 0.99359 | 56.875 | 1.0001 | 1.0004 | 0.94052 | 0.99359
| 56.9167 | 1.0001 | 1.0004 | 0.94052 | 0.99359 | 56.9167 | 1.0001 | 1.0004 | 0.94052 | 0.99359 | 56.9167 | 1.0001 | 1.0004 | 0.94052 | 0.99359
| 56.9583 | 1.0001 | 1.0004 | 0.94052 | 0.99359 | 56.9583 | 1.0001 | 1.0004 | 0.94052 | 0.99359 | 56.9583 | 1.0001 | 1.0004 | 0.94052 | 0.99359
| 57 | 1.0001 | 1.0004 | 0.94052 | 0.99359 | 57 | 1.0001 | 1.0004 | 0.94052 | 0.99359 | 57 | 1.0001 | 1.0004 | 0.94052 | 0.99359
| 57.0417 | 1.0001 | 1.0004 | 0.94052 | 0.99359 | 57.0417 | 1.0001 | 1.0004 | 0.94052 | 0.99359 | 57.0417 | 1.0001 | 1.0004 | 0.9435 | 0.99392
| 57.0833 | 1.0001 | 1.0004 | 0.94052 | 0.99359 | 57.0833 | 1.0001 | 1.0004 | 0.94052 | 0.99359 | 57.0833 | 1.0001 | 1.0004 | 0.9435 | 0.99392
| 57.125 | 1.0001 | 1.0004 | 0.94052 | 0.99359 | 57.125 | 1.0001 | 1.0004 | 0.94052 | 0.99359 | 57.125 | 1.0001 | 1.0004 | 0.9435 | 0.99392
| 57.1667 | 1.0001 | 1.0004 | 0.94052 | 0.99359 | 57.1667 | 1.0001 | 1.0004 | 0.94052 | 0.99359 | 57.1667 | 1.0001 | 1.0004 | 0.9435 | 0.99392
| 57.2083 | 1.0001 | 1.0004 | 0.94052 | 0.99359 | 57.2083 | 1.0001 | 1.0004 | 0.94052 | 0.99359 | 57.2083 | 1.0001 | 1.0004 | 0.9435 | 0.99392
| 57.25 | 1.0001 | 1.0004 | 0.94052 | 0.99359 | 57.25 | 1.0001 | 1.0004 | 0.94052 | 0.99359 | 57.25 | 1.0001 | 1.0004 | 0.9435 | 0.99392
| 57.2917 | 1.0001 | 1.0004 | 0.94052 | 0.99359 | 57.2917 | 1.0001 | 1.0004 | 0.94052 | 0.99359 | 57.2917 | 1.0001 | 1.0004 | 0.9435 | 0.99392
| 57.3333 | 1.0001 | 1.0004 | 0.94052 | 0.99359 | 57.3333 | 1.0001 | 1.0004 | 0.94052 | 0.99359 | 57.3333 | 1.0001 | 1.0004 | 0.9435 | 0.99392
| 57.375 | 1.0001 | 1.0004 | 0.94052 | 0.99359 | 57.375 | 1.0001 | 1.0004 | 0.94052 | 0.99359 | 57.375 | 1.0001 | 1.0004 | 0.9435 | 0.99392
| 57.4167 | 1.0001 | 1.0004 | 0.94052 | 0.99359 | 57.4167 | 1.0001 | 1.0004 | 0.94052 | 0.99359 | 57.4167 | 1.0001 | 1.0004 | 0.9435 | 0.99392
| 57.4583 | 1.0001 | 1.0004 | 0.94052 | 0.99359 | 57.4583 | 1.0001 | 1.0004 | 0.94052 | 0.99359 | 57.4583 | 1.0001 | 1.0004 | 0.9435 | 0.99392
| 57.5 | 1.0001 | 1.0004 | 0.94052 | 0.99359 | 57.5 | 1.0001 | 1.0004 | 0.94052 | 0.99359 | 57.5 | 1.0001 | 1.0004 | 0.9435 | 0.99392
| 57.5417 | 1.0001 | 1.0004 | 0.94052 | 0.99359 | 57.5417 | 1.0001 | 1.0004 | 0.94052 | 0.99359 | 57.5417 | 1.0001 | 1.0004 | 0.9435 | 0.99392
| 57.5833 | 1.0001 | 1.0004 | 0.94052 | 0.99359 | 57.5833 | 1.0001 | 1.0004 | 0.94052 | 0.99359 | 57.5833 | 1.0001 | 1.0004 | 0.9435 | 0.99392
| 57.625 | 1.0001 | 1.0004 | 0.94052 | 0.99359 | 57.625 | 1.0001 | 1.0004 | 0.94052 | 0.99359 | 57.625 | 1.0001 | 1.0004 | 0.9435 | 0.99392
| 57.6667 | 1.0001 | 1.0004 | 0.94052 | 0.99359 | 57.6667 | 1.0001 | 1.0004 | 0.94052 | 0.99359 | 57.6667 | 1.0001 | 1.0004 | 0.9435 | 0.99392
| 57.7083 | 1.0001 | 1.0004 | 0.94052 | 0.99359 | 57.7083 | 1.0001 | 1.0004 | 0.94052 | 0.99359 | 57.7083 | 1.0001 | 1.0004 | 0.9435 | 0.99392
| 57.75 | 1.0001 | 1.0004 | 0.94052 | 0.99359 | 57.75 | 1.0001 | 1.0004 | 0.94052 | 0.99359 | 57.75 | 1.0001 | 1.0004 | 0.9435 | 0.99392
| 57.7917 | 1.0001 | 1.0004 | 0.94052 | 0.99359 | 57.7917 | 1.0001 | 1.0004 | 0.94052 | 0.99359 | 57.7917 | 1.0001 | 1.0004 | 0.9435 | 0.99393
| 57.8333 | 1.0001 | 1.0004 | 0.94052 | 0.99359 | 57.8333 | 1.0001 | 1.0004 | 0.94052 | 0.99359 | 57.8333 | 1.0001 | 1.0004 | 0.9435 | 0.99393
| 57.875 | 1.0001 | 1.0004 | 0.94052 | 0.99359 | 57.875 | 1.0001 | 1.0004 | 0.94052 | 0.99359 | 57.875 | 1.0001 | 1.0004 | 0.9435 | 0.99393
| 57.9167 | 1.0001 | 1.0004 | 0.94052 | 0.99359 | 57.9167 | 1.0001 | 1.0004 | 0.94052 | 0.99359 | 57.9167 | 1.0001 | 1.0004 | 0.9435 | 0.99393
| 57.9583 | 1.0001 | 1.0004 | 0.94052 | 0.99359 | 57.9583 | 1.0001 | 1.0004 | 0.94052 | 0.99359 | 57.9583 | 1.0001 | 1.0004 | 0.9435 | 0.99393
| 58 | 1.0001 | 1.0004 | 0.94052 | 0.99359 | 58 | 1.0001 | 1.0004 | 0.94052 | 0.99359 | 58 | 1.0001 | 1.0004 | 0.9435 | 0.99393
| 58.0417 | 1.0001 | 1.0004 | 0.94052 | 0.99359 | 58.0417 | 1.0001 | 1.0004 | 0.94052 | 0.99359 | 58.0417 | 1.0001 | 1.0004 | 0.94052 | 0.99359
| 58.0833 | 1.0001 | 1.0004 | 0.94052 | 0.99359 | 58.0833 | 1.0001 | 1.0004 | 0.94052 | 0.99359 | 58.0833 | 1.0001 | 1.0004 | 0.94052 | 0.99359
| 58.125 | 1.0001 | 1.0004 | 0.94052 | 0.99359 | 58.125 | 1.0001 | 1.0004 | 0.94052 | 0.99359 | 58.125 | 1.0001 | 1.0004 | 0.94052 | 0.99359
| 58.1667 | 1.0001 | 1.0004 | 0.94052 | 0.99359 | 58.1667 | 1.0001 | 1.0004 | 0.94052 | 0.99359 | 58.1667 | 1.0001 | 1.0004 | 0.94052 | 0.99359
| 58.2083 | 1.0001 | 1.0004 | 0.94052 | 0.99359 | 58.2083 | 1.0001 | 1.0004 | 0.94052 | 0.99359 | 58.2083 | 1.0001 | 1.0004 | 0.94052 | 0.99359
| 58.25 | 1.0001 | 1.0004 | 0.94052 | 0.99359 | 58.25 | 1.0001 | 1.0004 | 0.94052 | 0.99359 | 58.25 | 1.0001 | 1.0004 | 0.94052 | 0.99359
| 58.2917 | 1.0001 | 1.0004 | 0.94052 | 0.99359 | 58.2917 | 1.0001 | 1.0004 | 0.94052 | 0.99359 | 58.2917 | 1.0001 | 1.0004 | 0.94052 | 0.99359
| 58.3333 | 1.0001 | 1.0004 | 0.94052 | 0.99359 | 58.3333 | 1.0001 | 1.0004 | 0.94052 | 0.99359 | 58.3333 | 1.0001 | 1.0004 | 0.94052 | 0.99359
| 58.375 | 1.0001 | 1.0004 | 0.94052 | 0.99359 | 58.375 | 1.0001 | 1.0004 | 0.94052 | 0.99359 | 58.375 | 1.0001 | 1.0004 | 0.94052 | 0.99359
| 58.4167 | 1.0001 | 1.0004 | 0.94052 | 0.99359 | 58.4167 | 1.0001 | 1.0004 | 0.94052 | 0.99359 | 58.4167 | 1.0001 | 1.0004 | 0.94052 | 0.99359
| 58.4583 | 1.0001 | 1.0004 | 0.94052 | 0.99359 | 58.4583 | 1.0001 | 1.0004 | 0.94052 | 0.99359 | 58.4583 | 1.0001 | 1.0004 | 0.94052 | 0.99359
| 58.5 | 1.0001 | 1.0004 | 0.94052 | 0.99359 | 58.5 | 1.0001 | 1.0004 | 0.94052 | 0.99359 | 58.5 | 1.0001 | 1.0004 | 0.94052 | 0.99359
| 58.5417 | 1.0001 | 1.0004 | 0.94052 | 0.99359 | 58.5417 | 1.0001 | 1.0004 | 0.94052 | 0.99359 | 58.5417 | 1.0001 | 1.0004 | 0.94052 | 0.99359
| 58.5833 | 1.0001 | 1.0004 | 0.94052 | 0.99359 | 58.5833 | 1.0001 | 1.0004 | 0.94052 | 0.99359 | 58.5833 | 1.0001 | 1.0004 | 0.94052 | 0.99359
| 58.625 | 1.0001 | 1.0004 | 0.94052 | 0.99359 | 58.625 | 1.0001 | 1.0004 | 0.94052 | 0.99359 | 58.625 | 1.0001 | 1.0004 | 0.94052 | 0.99359
| 58.6667 | 1.0001 | 1.0004 | 0.94052 | 0.99359 | 58.6667 | 1.0001 | 1.0004 | 0.94052 | 0.99359 | 58.6667 | 1.0001 | 1.0004 | 0.94052 | 0.99359
| 58.7083 | 1.0001 | 1.0004 | 0.94052 | 0.99359 | 58.7083 | 1.0001 | 1.0004 | 0.94052 | 0.99359 | 58.7083 | 1.0001 | 1.0004 | 0.94052 | 0.99359
| 58.75 | 1.0001 | 1.0004 | 0.94052 | 0.99359 | 58.75 | 1.0001 | 1.0004 | 0.94052 | 0.99359 | 58.75 | 1.0001 | 1.0004 | 0.94052 | 0.99359
| 58.7917 | 1.0001 | 1.0004 | 0.94052 | 0.99359 | 58.7917 | 1.0001 | 1.0004 | 0.94052 | 0.99359 | 58.7917 | 1.0001 | 1.0004 | 0.94052 | 0.99359
| 58.8333 | 1.0001 | 1.0004 | 0.94052 | 0.99359 | 58.8333 | 1.0001 | 1.0004 | 0.94052 | 0.99359 | 58.8333 | 1.0001 | 1.0004 | 0.94052 | 0.99359
| 58.875 | 1.0001 | 1.0004 | 0.94052 | 0.99359 | 58.875 | 1.0001 | 1.0004 | 0.94052 | 0.99359 | 58.875 | 1.0001 | 1.0004 | 0.94052 | 0.99359
| 58.9167 | 1.0001 | 1.0004 | 0.94052 | 0.99359 | 58.9167 | 1.0001 | 1.0004 | 0.94052 | 0.99359 | 58.9167 | 1.0001 | 1.0004 | 0.94052 | 0.99359
| 58.9583 | 1.0001 | 1.0004 | 0.94052 | 0.99359 | 58.9583 | 1.0001 | 1.0004 | 0.94052 | 0.99359 | 58.9583 | 1.0001 | 1.0004 | 0.94052 | 0.99359
| 59 | 1.0001 | 1.0004 | 0.94052 | 0.99359 | 59 | 1.0001 | 1.0004 | 0.94052 | 0.99359 | 59 | 1.0001 | 1.0004 | 0.94052 | 0.99359
| 59.0417 | 1.0001 | 1.0004 | 0.94052 | 0.99359 | 59.0417 | 1.0001 | 1.0004 | 0.94052 | 0.99359 | 59.0417 | 1.0001 | 1.0004 | 0.94052 | 0.99359
| 59.0833 | 1.0001 | 1.0004 | 0.94052 | 0.99359 | 59.0833 | 1.0001 | 1.0004 | 0.94052 | 0.99359 | 59.0833 | 1.0001 | 1.0004 | 0.94052 | 0.99359
| 59.125 | 1.0001 | 1.0004 | 0.94052 | 0.99359 | 59.125 | 1.0001 | 1.0004 | 0.94052 | 0.99359 | 59.125 | 1.0001 | 1.0004 | 0.94052 | 0.99359
| 59.1667 | 1.0001 | 1.0004 | 0.94052 | 0.99359 | 59.1667 | 1.0001 | 1.0004 | 0.94052 | 0.99359 | 59.1667 | 1.0001 | 1.0004 | 0.94052 | 0.99359
| 59.2083 | 1.0001 | 1.0004 | 0.94052 | 0.99359 | 59.2083 | 1.0001 | 1.0004 | 0.94052 | 0.99359 | 59.2083 | 1.0001 | 1.0004 | 0.94052 | 0.99359
| 59.25 | 1.0001 | 1.0004 | 0.94052 | 0.99359 | 59.25 | 1.0001 | 1.0004 | 0.94052 | 0.99359 | 59.25 | 1.0001 | 1.0004 | 0.94052 | 0.99359
| 59.2917 | 1.0001 | 1.0004 | 0.94052 | 0.99359 | 59.2917 | 1.0001 | 1.0004 | 0.94052 | 0.99359 | 59.2917 | 1.0001 | 1.0004 | 0.94052 | 0.99359
| 59.3333 | 1.0001 | 1.0004 | 0.94052 | 0.99359 | 59.3333 | 1.0001 | 1.0004 | 0.94052 | 0.99359 | 59.3333 | 1.0001 | 1.0004 | 0.94052 | 0.99359
| 59.375 | 1.0001 | 1.0004 | 0.94052 | 0.99359 | 59.375 | 1.0001 | 1.0004 | 0.94052 | 0.99359 | 59.375 | 1.0001 | 1.0004 | 0.94052 | 0.99359
| 59.4167 | 1.0001 | 1.0004 | 0.94052 | 0.99359 | 59.4167 | 1.0001 | 1.0004 | 0.94052 | 0.99359 | 59.4167 | 1.0001 | 1.0004 | 0.94052 | 0.99359
| 59.4583 | 1.0001 | 1.0004 | 0.94052 | 0.99359 | 59.4583 | 1.0001 | 1.0004 | 0.94052 | 0.99359 | 59.4583 | 1.0001 | 1.0004 | 0.94052 | 0.99359
| 59.5 | 1.0001 | 1.0004 | 0.94052 | 0.99359 | 59.5 | 1.0001 | 1.0004 | 0.94052 | 0.99359 | 59.5 | 1.0001 | 1.0004 | 0.94052 | 0.99359
| 59.5417 | 1.0001 | 1.0004 | 0.94052 | 0.99359 | 59.5417 | 1.0001 | 1.0004 | 0.94052 | 0.99359 | 59.5417 | 1.0001 | 1.0004 | 0.94052 | 0.99359
| 59.5833 | 1.0001 | 1.0004 | 0.94052 | 0.99359 | 59.5833 | 1.0001 | 1.0004 | 0.94052 | 0.99359 | 59.5833 | 1.0001 | 1.0004 | 0.94052 | 0.99359
| 59.625 | 1.0001 | 1.0004 | 0.94052 | 0.99359 | 59.625 | 1.0001 | 1.0004 | 0.94052 | 0.99359 | 59.625 | 1.0001 | 1.0004 | 0.94052 | 0.99359
| 59.6667 | 1.0001 | 1.0004 | 0.94053 | 0.99359 | 59.6667 | 1.0001 | 1.0004 | 0.94052 | 0.99359 | 59.6667 | 1.0001 | 1.0004 | 0.94052 | 0.99359
| 59.7083 | 1.0001 | 1.0004 | 0.94053 | 0.99359 | 59.7083 | 1.0001 | 1.0004 | 0.94052 | 0.99359 | 59.7083 | 1.0001 | 1.0004 | 0.94052 | 0.99359
| 59.75 | 1.0001 | 1.0004 | 0.94053 | 0.99359 | 59.75 | 1.0001 | 1.0004 | 0.94052 | 0.99359 | 59.75 | 1.0001 | 1.0004 | 0.94052 | 0.99359
| 59.7917 | 1.0001 | 1.0004 | 0.94053 | 0.99359 | 59.7917 | 1.0001 | 1.0004 | 0.94052 | 0.99359 | 59.7917 | 1.0001 | 1.0004 | 0.94052 | 0.99359
| 59.8333 | 1.0001 | 1.0004 | 0.94053 | 0.99359 | 59.8333 | 1.0001 | 1.0004 | 0.94055 | 0.99359 | 59.8333 | 1.0001 | 1.0004 | 0.94052 | 0.99359
| 59.875 | 1.0001 | 1.0004 | 0.94053 | 0.99359 | 59.875 | 1.0001 | 1.0004 | 0.94055 | 0.99359 | 59.875 | 1.0001 | 1.0004 | 0.94052 | 0.99359
| 59.9167 | 1.0001 | 1.0004 | 0.94053 | 0.99359 | 59.9167 | 1.0001 | 1.0004 | 0.94055 | 0.99359 | 59.9167 | 1.0001 | 1.0004 | 0.94052 | 0.99359
| 59.9583 | 1.0001 | 1.0004 | 0.94053 | 0.99359 | 59.9583 | 1.0001 | 1.0004 | 0.94055 | 0.99359 | 59.9583 | 1.0001 | 1.0004 | 0.94052 | 0.99359
| 60 | 1.0001 | 1.0004 | 0.94053 | 0.99359 | 60 | 1.0001 | 1.0004 | 0.94055 | 0.99359 | 60 | 1.0001 | 1.0004 | 0.94052 | 0.99359
| 60.0417 | 1.0001 | 1.0004 | 0.94053 | 0.99359 | 60.0417 | 1.0001 | 1.0004 | 0.94056 | 0.99359 | 60.0417 | 1.0001 | 1.0004 | 0.94052 | 0.99359
| 60.0833 | 1.0001 | 1.0004 | 0.94053 | 0.99359 | 60.0833 | 1.0001 | 1.0004 | 0.94056 | 0.99359 | 60.0833 | 1.0001 | 1.0004 | 0.94052 | 0.99359
| 60.125 | 1.0001 | 1.0004 | 0.94053 | 0.99359 | 60.125 | 1.0001 | 1.0004 | 0.94056 | 0.99359 | 60.125 | 1.0001 | 1.0004 | 0.94052 | 0.99359
| 60.1667 | 1.0001 | 1.0004 | 0.94053 | 0.99359 | 60.1667 | 1.0001 | 1.0004 | 0.94056 | 0.99359 | 60.1667 | 1.0001 | 1.0004 | 0.94052 | 0.99359
| 60.2083 | 1.0001 | 1.0004 | 0.94053 | 0.99359 | 60.2083 | 1.0001 | 1.0004 | 0.94056 | 0.99359 | 60.2083 | 1.0001 | 1.0004 | 0.94052 | 0.99359
| 60.25 | 1.0001 | 1.0004 | 0.94053 | 0.99359 | 60.25 | 1.0001 | 1.0004 | 0.94056 | 0.99359 | 60.25 | 1.0001 | 1.0004 | 0.94052 | 0.99359
| 60.2917 | 1.0001 | 1.0004 | 0.94053 | 0.99359 | 60.2917 | 1.0001 | 1.0004 | 0.94056 | 0.99359 | 60.2917 | 1.0001 | 1.0004 | 0.94052 | 0.99359
| 60.3333 | 1.0001 | 1.0004 | 0.94053 | 0.99359 | 60.3333 | 1.0001 | 1.0004 | 0.94056 | 0.99359 | 60.3333 | 1.0001 | 1.0004 | 0.94052 | 0.99359
| 60.375 | 1.0001 | 1.0004 | 0.94053 | 0.99359 | 60.375 | 1.0001 | 1.0004 | 0.94056 | 0.99359 | 60.375 | 1.0001 | 1.0004 | 0.94052 | 0.99359
| 60.4167 | 1.0001 | 1.0004 | 0.94053 | 0.99359 | 60.4167 | 1.0001 | 1.0004 | 0.94056 | 0.99359 | 60.4167 | 1.0001 | 1.0004 | 0.94052 | 0.99359
| 60.4583 | 1.0001 | 1.0004 | 0.94053 | 0.99359 | 60.4583 | 1.0001 | 1.0004 | 0.94056 | 0.99359 | 60.4583 | 1.0001 | 1.0004 | 0.94052 | 0.99359
| 60.5 | 1.0001 | 1.0004 | 0.94053 | 0.99359 | 60.5 | 1.0001 | 1.0004 | 0.94056 | 0.99359 | 60.5 | 1.0001 | 1.0004 | 0.94052 | 0.99359
| 60.5417 | 1.0001 | 1.0004 | 0.94053 | 0.99359 | 60.5417 | 1.0001 | 1.0004 | 0.94056 | 0.99359 | 60.5417 | 1.0001 | 1.0004 | 0.94052 | 0.99359
| 60.5833 | 1.0001 | 1.0004 | 0.94053 | 0.99359 | 60.5833 | 1.0001 | 1.0004 | 0.94056 | 0.99359 | 60.5833 | 1.0001 | 1.0004 | 0.94052 | 0.99359
| 60.625 | 1.0001 | 1.0004 | 0.94053 | 0.99359 | 60.625 | 1.0001 | 1.0004 | 0.94056 | 0.99359 | 60.625 | 1.0001 | 1.0004 | 0.94052 | 0.99359
| 60.6667 | 1.0001 | 1.0004 | 0.94053 | 0.99359 | 60.6667 | 1.0001 | 1.0004 | 0.94056 | 0.99359 | 60.6667 | 1.0001 | 1.0004 | 0.94052 | 0.99359
| 60.7083 | 1.0001 | 1.0004 | 0.94053 | 0.99359 | 60.7083 | 1.0001 | 1.0004 | 0.94056 | 0.99359 | 60.7083 | 1.0001 | 1.0004 | 0.94052 | 0.99359
| 60.75 | 1.0001 | 1.0004 | 0.94053 | 0.99359 | 60.75 | 1.0001 | 1.0004 | 0.94056 | 0.99359 | 60.75 | 1.0001 | 1.0004 | 0.94052 | 0.99359
| 60.7917 | 1.0001 | 1.0004 | 0.94053 | 0.99359 | 60.7917 | 1.0001 | 1.0004 | 0.94056 | 0.99359 | 60.7917 | 1.0001 | 1.0004 | 0.94052 | 0.99359
| 60.8333 | 1.0001 | 1.0004 | 0.94053 | 0.99359 | 60.8333 | 1.0001 | 1.0004 | 0.94053 | 0.99359 | 60.8333 | 1.0001 | 1.0004 | 0.94052 | 0.99359
| 60.875 | 1.0001 | 1.0004 | 0.94052 | 0.99359 | 60.875 | 1.0001 | 1.0004 | 0.94053 | 0.99359 | 60.875 | 1.0001 | 1.0004 | 0.94052 | 0.99359
| 60.9167 | 1.0001 | 1.0004 | 0.94052 | 0.99359 | 60.9167 | 1.0001 | 1.0004 | 0.94053 | 0.99359 | 60.9167 | 1.0001 | 1.0004 | 0.94052 | 0.99359
| 60.9583 | 1.0001 | 1.0004 | 0.94052 | 0.99359 | 60.9583 | 1.0001 | 1.0004 | 0.94053 | 0.99359 | 60.9583 | 1.0001 | 1.0004 | 0.94052 | 0.99359
| 61 | 1.0001 | 1.0004 | 0.94052 | 0.99359 | 61 | 1.0001 | 1.0004 | 0.94053 | 0.99359 | 61 | 1.0001 | 1.0004 | 0.94052 | 0.99359
| 61.0417 | 1.0001 | 1.0004 | 0.94052 | 0.99359 | 61.0417 | 1.0001 | 1.0004 | 0.94052 | 0.99359 | 61.0417 | 1.0001 | 1.0004 | 0.94052 | 0.99359
| 61.0833 | 1.0001 | 1.0004 | 0.94052 | 0.99359 | 61.0833 | 1.0001 | 1.0004 | 0.94052 | 0.99359 | 61.0833 | 1.0001 | 1.0004 | 0.94052 | 0.99359
| 61.125 | 1.0001 | 1.0004 | 0.94052 | 0.99359 | 61.125 | 1.0001 | 1.0004 | 0.94052 | 0.99359 | 61.125 | 1.0001 | 1.0004 | 0.94052 | 0.99359
| 61.1667 | 1.0001 | 1.0004 | 0.94052 | 0.99359 | 61.1667 | 1.0001 | 1.0004 | 0.94052 | 0.99359 | 61.1667 | 1.0001 | 1.0004 | 0.94052 | 0.99359
| 61.2083 | 1.0001 | 1.0004 | 0.94052 | 0.99359 | 61.2083 | 1.0001 | 1.0004 | 0.94052 | 0.99359 | 61.2083 | 1.0001 | 1.0004 | 0.94052 | 0.99359
| 61.25 | 1.0001 | 1.0004 | 0.94052 | 0.99359 | 61.25 | 1.0001 | 1.0004 | 0.94052 | 0.99359 | 61.25 | 1.0001 | 1.0004 | 0.94052 | 0.99359
| 61.2917 | 1.0001 | 1.0004 | 0.94052 | 0.99359 | 61.2917 | 1.0001 | 1.0004 | 0.94052 | 0.99359 | 61.2917 | 1.0001 | 1.0004 | 0.94052 | 0.99359
| 61.3333 | 1.0001 | 1.0004 | 0.94052 | 0.99359 | 61.3333 | 1.0001 | 1.0004 | 0.94052 | 0.99359 | 61.3333 | 1.0001 | 1.0004 | 0.94052 | 0.99359
| 61.375 | 1.0001 | 1.0004 | 0.94052 | 0.99359 | 61.375 | 1.0001 | 1.0004 | 0.94052 | 0.99359 | 61.375 | 1.0001 | 1.0004 | 0.94052 | 0.99359
| 61.4167 | 1.0001 | 1.0004 | 0.94052 | 0.99359 | 61.4167 | 1.0001 | 1.0004 | 0.94052 | 0.99359 | 61.4167 | 1.0001 | 1.0004 | 0.94052 | 0.99359
| 61.4583 | 1.0001 | 1.0004 | 0.94052 | 0.99359 | 61.4583 | 1.0001 | 1.0004 | 0.94052 | 0.99359 | 61.4583 | 1.0001 | 1.0004 | 0.94052 | 0.99359
| 61.5 | 1.0001 | 1.0004 | 0.94052 | 0.99359 | 61.5 | 1.0001 | 1.0004 | 0.94052 | 0.99359 | 61.5 | 1.0001 | 1.0004 | 0.94052 | 0.99359
| 61.5417 | 1.0001 | 1.0004 | 0.94052 | 0.99359 | 61.5417 | 1.0001 | 1.0004 | 0.94052 | 0.99359 | 61.5417 | 1.0001 | 1.0004 | 0.94052 | 0.99359
| 61.5833 | 1.0001 | 1.0004 | 0.94052 | 0.99359 | 61.5833 | 1.0001 | 1.0004 | 0.94052 | 0.99359 | 61.5833 | 1.0001 | 1.0004 | 0.94052 | 0.99359
| 61.625 | 1.0001 | 1.0004 | 0.94052 | 0.99359 | 61.625 | 1.0001 | 1.0004 | 0.94052 | 0.99359 | 61.625 | 1.0001 | 1.0004 | 0.94052 | 0.99359
| 61.6667 | 1.0001 | 1.0004 | 0.94052 | 0.99359 | 61.6667 | 1.0001 | 1.0004 | 0.94052 | 0.99359 | 61.6667 | 1.0001 | 1.0004 | 0.94052 | 0.99359
| 61.7083 | 1.0001 | 1.0004 | 0.94052 | 0.99359 | 61.7083 | 1.0001 | 1.0004 | 0.94052 | 0.99359 | 61.7083 | 1.0001 | 1.0004 | 0.94052 | 0.99359
| 61.75 | 1.0001 | 1.0004 | 0.94052 | 0.99359 | 61.75 | 1.0001 | 1.0004 | 0.94052 | 0.99359 | 61.75 | 1.0001 | 1.0004 | 0.94052 | 0.99359
| 61.7917 | 1.0001 | 1.0004 | 0.94052 | 0.99359 | 61.7917 | 1.0001 | 1.0004 | 0.94052 | 0.99359 | 61.7917 | 1.0001 | 1.0004 | 0.94052 | 0.99359
| 61.8333 | 1.0001 | 1.0004 | 0.94052 | 0.99359 | 61.8333 | 1.0001 | 1.0004 | 0.94052 | 0.99359 | 61.8333 | 1.0001 | 1.0004 | 0.94052 | 0.99359
| 61.875 | 1.0001 | 1.0004 | 0.94052 | 0.99359 | 61.875 | 1.0001 | 1.0004 | 0.94052 | 0.99359 | 61.875 | 1.0001 | 1.0004 | 0.94052 | 0.99359
| 61.9167 | 1.0001 | 1.0004 | 0.94052 | 0.99359 | 61.9167 | 1.0001 | 1.0004 | 0.94052 | 0.99359 | 61.9167 | 1.0001 | 1.0004 | 0.94052 | 0.99359
| 61.9583 | 1.0001 | 1.0004 | 0.94052 | 0.99359 | 61.9583 | 1.0001 | 1.0004 | 0.94052 | 0.99359 | 61.9583 | 1.0001 | 1.0004 | 0.94052 | 0.99359
| 62 | 1.0001 | 1.0004 | 0.94119 | 0.99367 | 62 | 1.0001 | 1.0004 | 0.94052 | 0.99359 | 62 | 1.0001 | 1.0004 | 0.94052 | 0.99359
| 62.0417 | 1.0001 | 1.0004 | 0.94119 | 0.99367 | 62.0417 | 1.0001 | 1.0004 | 0.94052 | 0.99359 | 62.0417 | 1.0001 | 1.0004 | 0.94052 | 0.99359
| 62.0833 | 1.0001 | 1.0004 | 0.94119 | 0.99367 | 62.0833 | 1.0001 | 1.0004 | 0.94052 | 0.99359 | 62.0833 | 1.0001 | 1.0004 | 0.94052 | 0.99359
| 62.125 | 1.0001 | 1.0004 | 0.94119 | 0.99367 | 62.125 | 1.0001 | 1.0004 | 0.94052 | 0.99359 | 62.125 | 1.0001 | 1.0004 | 0.94052 | 0.99359
| 62.1667 | 1.0001 | 1.0004 | 0.94119 | 0.99367 | 62.1667 | 1.0001 | 1.0004 | 0.94052 | 0.99359 | 62.1667 | 1.0001 | 1.0004 | 0.94052 | 0.99359
| 62.2083 | 1.0001 | 1.0004 | 0.94119 | 0.99367 | 62.2083 | 1.0001 | 1.0004 | 0.94052 | 0.99359 | 62.2083 | 1.0001 | 1.0004 | 0.94052 | 0.99359
| 62.25 | 1.0001 | 1.0004 | 0.94119 | 0.99367 | 62.25 | 1.0001 | 1.0004 | 0.94052 | 0.99359 | 62.25 | 1.0001 | 1.0004 | 0.94052 | 0.99359
| 62.2917 | 1.0001 | 1.0004 | 0.94119 | 0.99367 | 62.2917 | 1.0001 | 1.0004 | 0.94052 | 0.99359 | 62.2917 | 1.0001 | 1.0004 | 0.94052 | 0.99359
| 62.3333 | 1.0001 | 1.0004 | 0.94119 | 0.99367 | 62.3333 | 1.0001 | 1.0004 | 0.94052 | 0.99359 | 62.3333 | 1.0001 | 1.0004 | 0.94052 | 0.99359
| 62.375 | 1.0001 | 1.0004 | 0.94119 | 0.99367 | 62.375 | 1.0001 | 1.0004 | 0.94052 | 0.99359 | 62.375 | 1.0001 | 1.0004 | 0.94052 | 0.99359
| 62.4167 | 1.0001 | 1.0004 | 0.94119 | 0.99367 | 62.4167 | 1.0001 | 1.0004 | 0.94052 | 0.99359 | 62.4167 | 1.0001 | 1.0004 | 0.94052 | 0.99359
| 62.4583 | 1.0001 | 1.0004 | 0.94119 | 0.99367 | 62.4583 | 1.0001 | 1.0004 | 0.94052 | 0.99359 | 62.4583 | 1.0001 | 1.0004 | 0.94052 | 0.99359
| 62.5 | 1.0001 | 1.0004 | 0.94119 | 0.99367 | 62.5 | 1.0001 | 1.0004 | 0.94052 | 0.99359 | 62.5 | 1.0001 | 1.0004 | 0.94052 | 0.99359
| 62.5417 | 1.0001 | 1.0004 | 0.94119 | 0.99367 | 62.5417 | 1.0001 | 1.0004 | 0.94052 | 0.99359 | 62.5417 | 1.0001 | 1.0004 | 0.94052 | 0.99359
| 62.5833 | 1.0001 | 1.0004 | 0.94119 | 0.99367 | 62.5833 | 1.0001 | 1.0004 | 0.94052 | 0.99359 | 62.5833 | 1.0001 | 1.0004 | 0.94052 | 0.99359
| 62.625 | 1.0001 | 1.0004 | 0.94119 | 0.99367 | 62.625 | 1.0001 | 1.0004 | 0.94052 | 0.99359 | 62.625 | 1.0001 | 1.0004 | 0.94052 | 0.99359
| 62.6667 | 1.0001 | 1.0004 | 0.94119 | 0.99367 | 62.6667 | 1.0001 | 1.0004 | 0.94052 | 0.99359 | 62.6667 | 1.0001 | 1.0004 | 0.94052 | 0.99359
| 62.7083 | 1.0001 | 1.0004 | 0.94119 | 0.99367 | 62.7083 | 1.0001 | 1.0004 | 0.94052 | 0.99359 | 62.7083 | 1.0001 | 1.0004 | 0.94052 | 0.99359
| 62.75 | 1.0001 | 1.0004 | 0.94119 | 0.99367 | 62.75 | 1.0001 | 1.0004 | 0.94052 | 0.99359 | 62.75 | 1.0001 | 1.0004 | 0.94052 | 0.99359
| 62.7917 | 1.0001 | 1.0004 | 0.94119 | 0.99367 | 62.7917 | 1.0001 | 1.0004 | 0.94052 | 0.99359 | 62.7917 | 1.0001 | 1.0004 | 0.94052 | 0.99359
| 62.8333 | 1.0001 | 1.0004 | 0.94119 | 0.99367 | 62.8333 | 1.0001 | 1.0004 | 0.94052 | 0.99359 | 62.8333 | 1.0001 | 1.0004 | 0.94052 | 0.99359
| 62.875 | 1.0001 | 1.0004 | 0.94119 | 0.99366 | 62.875 | 1.0001 | 1.0004 | 0.94052 | 0.99359 | 62.875 | 1.0001 | 1.0004 | 0.94052 | 0.99359
| 62.9167 | 1.0001 | 1.0004 | 0.94119 | 0.99366 | 62.9167 | 1.0001 | 1.0004 | 0.94052 | 0.99359 | 62.9167 | 1.0001 | 1.0004 | 0.94052 | 0.99359
| 62.9583 | 1.0001 | 1.0004 | 0.94286 | 0.99385 | 62.9583 | 1.0001 | 1.0004 | 0.94219 | 0.99378 | 62.9583 | 1.0001 | 1.0004 | 0.94052 | 0.99359
| 63 | 1.0001 | 1.0004 | 0.94219 | 0.99378 | 63 | 1.0001 | 1.0004 | 0.94219 | 0.99378 | 63 | 1.0001 | 1.0004 | 0.94052 | 0.99359
| 63.0417 | 1.0001 | 1.0004 | 0.94376 | 0.99395 | 63.0417 | 1.0001 | 1.0004 | 0.94219 | 0.99377 | 63.0417 | 1.0001 | 1.0004 | 0.94052 | 0.99359
| 63.0833 | 1.0001 | 1.0004 | 0.94376 | 0.99395 | 63.0833 | 1.0001 | 1.0004 | 0.94219 | 0.99377 | 63.0833 | 1.0001 | 1.0004 | 0.94052 | 0.99359
| 63.125 | 1.0001 | 1.0004 | 0.94376 | 0.99395 | 63.125 | 1.0001 | 1.0004 | 0.94219 | 0.99377 | 63.125 | 1.0001 | 1.0004 | 0.94052 | 0.99359
| 63.1667 | 1.0001 | 1.0004 | 0.94376 | 0.99395 | 63.1667 | 1.0001 | 1.0004 | 0.94219 | 0.99377 | 63.1667 | 1.0001 | 1.0004 | 0.94052 | 0.99359
| 63.2083 | 1.0001 | 1.0004 | 0.94376 | 0.99395 | 63.2083 | 1.0001 | 1.0004 | 0.94219 | 0.99377 | 63.2083 | 1.0001 | 1.0004 | 0.94052 | 0.99359
| 63.25 | 1.0001 | 1.0004 | 0.94376 | 0.99395 | 63.25 | 1.0001 | 1.0004 | 0.94219 | 0.99377 | 63.25 | 1.0001 | 1.0004 | 0.94052 | 0.99359
| 63.2917 | 1.0001 | 1.0004 | 0.94376 | 0.99395 | 63.2917 | 1.0001 | 1.0004 | 0.94219 | 0.99377 | 63.2917 | 1.0001 | 1.0004 | 0.94052 | 0.99359
| 63.3333 | 1.0001 | 1.0004 | 0.94376 | 0.99395 | 63.3333 | 1.0001 | 1.0004 | 0.94219 | 0.99377 | 63.3333 | 1.0001 | 1.0004 | 0.94052 | 0.99359
| 63.375 | 1.0001 | 1.0004 | 0.94376 | 0.99395 | 63.375 | 1.0001 | 1.0004 | 0.94219 | 0.99377 | 63.375 | 1.0001 | 1.0004 | 0.94052 | 0.99359
| 63.4167 | 1.0001 | 1.0004 | 0.94376 | 0.99395 | 63.4167 | 1.0001 | 1.0004 | 0.94219 | 0.99377 | 63.4167 | 1.0001 | 1.0004 | 0.94052 | 0.99359
| 63.4583 | 1.0001 | 1.0004 | 0.94376 | 0.99395 | 63.4583 | 1.0001 | 1.0004 | 0.94219 | 0.99377 | 63.4583 | 1.0001 | 1.0004 | 0.94052 | 0.99359
| 63.5 | 1.0001 | 1.0004 | 0.94376 | 0.99395 | 63.5 | 1.0001 | 1.0004 | 0.94219 | 0.99377 | 63.5 | 1.0001 | 1.0004 | 0.94052 | 0.99359
| 63.5417 | 1.0001 | 1.0004 | 0.94376 | 0.99395 | 63.5417 | 1.0001 | 1.0004 | 0.94219 | 0.99377 | 63.5417 | 1.0001 | 1.0004 | 0.94052 | 0.99359
| 63.5833 | 1.0001 | 1.0004 | 0.94376 | 0.99395 | 63.5833 | 1.0001 | 1.0004 | 0.94219 | 0.99377 | 63.5833 | 1.0001 | 1.0004 | 0.94052 | 0.99359
| 63.625 | 1.0001 | 1.0004 | 0.94376 | 0.99395 | 63.625 | 1.0001 | 1.0004 | 0.94219 | 0.99377 | 63.625 | 1.0001 | 1.0004 | 0.94052 | 0.99359
| 63.6667 | 1.0001 | 1.0004 | 0.94376 | 0.99395 | 63.6667 | 1.0001 | 1.0004 | 0.94219 | 0.99377 | 63.6667 | 1.0001 | 1.0004 | 0.94052 | 0.99359
| 63.7083 | 1.0001 | 1.0004 | 0.94376 | 0.99395 | 63.7083 | 1.0001 | 1.0004 | 0.94219 | 0.99377 | 63.7083 | 1.0001 | 1.0004 | 0.94052 | 0.99359
| 63.75 | 1.0001 | 1.0004 | 0.94376 | 0.99395 | 63.75 | 1.0001 | 1.0004 | 0.94219 | 0.99377 | 63.75 | 1.0001 | 1.0004 | 0.94052 | 0.99359
| 63.7917 | 1.0001 | 1.0004 | 0.94376 | 0.99395 | 63.7917 | 1.0001 | 1.0004 | 0.94219 | 0.99377 | 63.7917 | 1.0001 | 1.0004 | 0.94052 | 0.99359
| 63.8333 | 1.0001 | 1.0004 | 0.94376 | 0.99395 | 63.8333 | 1.0001 | 1.0004 | 0.94219 | 0.99377 | 63.8333 | 1.0001 | 1.0004 | 0.94052 | 0.99359
| 63.875 | 1.0001 | 1.0004 | 0.94376 | 0.99395 | 63.875 | 1.0001 | 1.0004 | 0.94219 | 0.99377 | 63.875 | 1.0001 | 1.0004 | 0.94052 | 0.99359
| 63.9167 | 1.0001 | 1.0004 | 0.94376 | 0.99395 | 63.9167 | 1.0001 | 1.0004 | 0.94219 | 0.99377 | 63.9167 | 1.0001 | 1.0004 | 0.94052 | 0.99359
| 63.9583 | 1.0001 | 1.0004 | 0.94209 | 0.99376 | 63.9583 | 1.0001 | 1.0004 | 0.94052 | 0.99359 | 63.9583 | 1.0001 | 1.0004 | 0.94052 | 0.99359
| 64 | 1.0001 | 1.0004 | 0.94209 | 0.99376 | 64 | 1.0001 | 1.0004 | 0.94052 | 0.99359 | 64 | 1.0001 | 1.0004 | 0.94052 | 0.99359
| 64.0417 | 1.0001 | 1.0004 | 0.94052 | 0.99359 | 64.0417 | 1.0001 | 1.0004 | 0.94052 | 0.99359 | 64.0417 | 1.0001 | 1.0004 | 0.94052 | 0.99359
| 64.0833 | 1.0001 | 1.0004 | 0.94052 | 0.99359 | 64.0833 | 1.0001 | 1.0004 | 0.94052 | 0.99359 | 64.0833 | 1.0001 | 1.0004 | 0.94052 | 0.99359
| 64.125 | 1.0001 | 1.0004 | 0.94052 | 0.99359 | 64.125 | 1.0001 | 1.0004 | 0.94052 | 0.99359 | 64.125 | 1.0001 | 1.0004 | 0.94052 | 0.99359
| 64.1667 | 1.0001 | 1.0004 | 0.94052 | 0.99359 | 64.1667 | 1.0001 | 1.0004 | 0.94052 | 0.99359 | 64.1667 | 1.0001 | 1.0004 | 0.94052 | 0.99359
| 64.2083 | 1.0001 | 1.0004 | 0.94052 | 0.99359 | 64.2083 | 1.0001 | 1.0004 | 0.94052 | 0.99359 | 64.2083 | 1.0001 | 1.0004 | 0.94052 | 0.99359
| 64.25 | 1.0001 | 1.0004 | 0.94052 | 0.99359 | 64.25 | 1.0001 | 1.0004 | 0.94052 | 0.99359 | 64.25 | 1.0001 | 1.0004 | 0.94052 | 0.99359
| 64.2917 | 1.0001 | 1.0004 | 0.94052 | 0.99359 | 64.2917 | 1.0001 | 1.0004 | 0.94052 | 0.99359 | 64.2917 | 1.0001 | 1.0004 | 0.94052 | 0.99359
| 64.3333 | 1.0001 | 1.0004 | 0.94052 | 0.99359 | 64.3333 | 1.0001 | 1.0004 | 0.94052 | 0.99359 | 64.3333 | 1.0001 | 1.0004 | 0.94052 | 0.99359
| 64.375 | 1.0001 | 1.0004 | 0.94052 | 0.99359 | 64.375 | 1.0001 | 1.0004 | 0.94052 | 0.99359 | 64.375 | 1.0001 | 1.0004 | 0.94052 | 0.99359
| 64.4167 | 1.0001 | 1.0004 | 0.94052 | 0.99359 | 64.4167 | 1.0001 | 1.0004 | 0.94052 | 0.99359 | 64.4167 | 1.0001 | 1.0004 | 0.94052 | 0.99359
| 64.4583 | 1.0001 | 1.0004 | 0.94052 | 0.99359 | 64.4583 | 1.0001 | 1.0004 | 0.94052 | 0.99359 | 64.4583 | 1.0001 | 1.0004 | 0.94052 | 0.99359
| 64.5 | 1.0001 | 1.0004 | 0.94052 | 0.99359 | 64.5 | 1.0001 | 1.0004 | 0.94052 | 0.99359 | 64.5 | 1.0001 | 1.0004 | 0.94052 | 0.99359
| 64.5417 | 1.0001 | 1.0004 | 0.94052 | 0.99359 | 64.5417 | 1.0001 | 1.0004 | 0.94052 | 0.99359 | 64.5417 | 1.0001 | 1.0004 | 0.94052 | 0.99359
| 64.5833 | 1.0001 | 1.0004 | 0.94052 | 0.99359 | 64.5833 | 1.0001 | 1.0004 | 0.94052 | 0.99359 | 64.5833 | 1.0001 | 1.0004 | 0.94052 | 0.99359
| 64.625 | 1.0001 | 1.0004 | 0.94052 | 0.99359 | 64.625 | 1.0001 | 1.0004 | 0.94052 | 0.99359 | 64.625 | 1.0001 | 1.0004 | 0.94052 | 0.99359
| 64.6667 | 1.0001 | 1.0004 | 0.94052 | 0.99359 | 64.6667 | 1.0001 | 1.0004 | 0.94052 | 0.99359 | 64.6667 | 1.0001 | 1.0004 | 0.94052 | 0.99359
| 64.7083 | 1.0001 | 1.0004 | 0.94052 | 0.99359 | 64.7083 | 1.0001 | 1.0004 | 0.94052 | 0.99359 | 64.7083 | 1.0001 | 1.0004 | 0.94052 | 0.99359
| 64.75 | 1.0001 | 1.0004 | 0.94052 | 0.99359 | 64.75 | 1.0001 | 1.0004 | 0.94052 | 0.99359 | 64.75 | 1.0001 | 1.0004 | 0.94052 | 0.99359
| 64.7917 | 1.0001 | 1.0004 | 0.94052 | 0.99359 | 64.7917 | 1.0001 | 1.0004 | 0.94052 | 0.99359 | 64.7917 | 1.0001 | 1.0004 | 0.94052 | 0.99359
| 64.8333 | 1.0001 | 1.0004 | 0.94052 | 0.99359 | 64.8333 | 1.0001 | 1.0004 | 0.94052 | 0.99359 | 64.8333 | 1.0001 | 1.0004 | 0.94052 | 0.99359
| 64.875 | 1.0001 | 1.0004 | 0.94052 | 0.99359 | 64.875 | 1.0001 | 1.0004 | 0.94052 | 0.99359 | 64.875 | 1.0001 | 1.0004 | 0.94052 | 0.99359
| 64.9167 | 1.0001 | 1.0004 | 0.94052 | 0.99359 | 64.9167 | 1.0001 | 1.0004 | 0.94052 | 0.99359 | 64.9167 | 1.0001 | 1.0004 | 0.94052 | 0.99359
| 64.9583 | 1.0001 | 1.0004 | 0.94052 | 0.99359 | 64.9583 | 1.0001 | 1.0004 | 0.94052 | 0.99359 | 64.9583 | 1.0001 | 1.0004 | 0.94052 | 0.99359
| 65 | 1.0001 | 1.0004 | 0.94052 | 0.99359 | 65 | 1.0001 | 1.0004 | 0.94052 | 0.99359 | 65 | 1.0001 | 1.0004 | 0.94052 | 0.99359
| 65.0417 | 1.0001 | 1.0004 | 0.94052 | 0.99359 | 65.0417 | 1.0001 | 1.0004 | 0.94052 | 0.99359 | 65.0417 | 1.0001 | 1.0004 | 0.94052 | 0.99359
| 65.0833 | 1.0001 | 1.0004 | 0.94052 | 0.99359 | 65.0833 | 1.0001 | 1.0004 | 0.94052 | 0.99359 | 65.0833 | 1.0001 | 1.0004 | 0.94052 | 0.99359
| 65.125 | 1.0001 | 1.0004 | 0.94052 | 0.99359 | 65.125 | 1.0001 | 1.0004 | 0.94052 | 0.99359 | 65.125 | 1.0001 | 1.0004 | 0.94052 | 0.99359
| 65.1667 | 1.0001 | 1.0004 | 0.94052 | 0.99359 | 65.1667 | 1.0001 | 1.0004 | 0.94052 | 0.99359 | 65.1667 | 1.0001 | 1.0004 | 0.94052 | 0.99359
| 65.2083 | 1.0001 | 1.0004 | 0.94052 | 0.99359 | 65.2083 | 1.0001 | 1.0004 | 0.94052 | 0.99359 | 65.2083 | 1.0001 | 1.0004 | 0.94052 | 0.99359
| 65.25 | 1.0001 | 1.0004 | 0.94052 | 0.99359 | 65.25 | 1.0001 | 1.0004 | 0.94052 | 0.99359 | 65.25 | 1.0001 | 1.0004 | 0.94052 | 0.99359
| 65.2917 | 1.0001 | 1.0004 | 0.94052 | 0.99359 | 65.2917 | 1.0001 | 1.0004 | 0.94052 | 0.99359 | 65.2917 | 1.0001 | 1.0004 | 0.94052 | 0.99359
| 65.3333 | 1.0001 | 1.0004 | 0.94052 | 0.99359 | 65.3333 | 1.0001 | 1.0004 | 0.94052 | 0.99359 | 65.3333 | 1.0001 | 1.0004 | 0.94052 | 0.99359
| 65.375 | 1.0001 | 1.0004 | 0.94052 | 0.99359 | 65.375 | 1.0001 | 1.0004 | 0.94052 | 0.99359 | 65.375 | 1.0001 | 1.0004 | 0.94052 | 0.99359
| 65.4167 | 1.0001 | 1.0004 | 0.94052 | 0.99359 | 65.4167 | 1.0001 | 1.0004 | 0.94052 | 0.99359 | 65.4167 | 1.0001 | 1.0004 | 0.94052 | 0.99358
| 65.4583 | 1.0001 | 1.0004 | 0.94052 | 0.99359 | 65.4583 | 1.0001 | 1.0004 | 0.94052 | 0.99359 | 65.4583 | 1.0001 | 1.0004 | 0.94052 | 0.99358
| 65.5 | 1.0001 | 1.0004 | 0.94052 | 0.99359 | 65.5 | 1.0001 | 1.0004 | 0.94052 | 0.99359 | 65.5 | 1.0001 | 1.0004 | 0.94052 | 0.99358
| 65.5417 | 1.0001 | 1.0004 | 0.94052 | 0.99359 | 65.5417 | 1.0001 | 1.0004 | 0.94052 | 0.99359 | 65.5417 | 1.0001 | 1.0004 | 0.94052 | 0.99358
| 65.5833 | 1.0001 | 1.0004 | 0.94052 | 0.99359 | 65.5833 | 1.0001 | 1.0004 | 0.94052 | 0.99359 | 65.5833 | 1.0001 | 1.0004 | 0.94052 | 0.99358
| 65.625 | 1.0001 | 1.0004 | 0.94052 | 0.99359 | 65.625 | 1.0001 | 1.0004 | 0.94052 | 0.99359 | 65.625 | 1.0001 | 1.0004 | 0.94052 | 0.99358
| 65.6667 | 1.0001 | 1.0004 | 0.94052 | 0.99359 | 65.6667 | 1.0001 | 1.0004 | 0.94052 | 0.99359 | 65.6667 | 1.0001 | 1.0004 | 0.94052 | 0.99358
| 65.7083 | 1.0001 | 1.0004 | 0.94052 | 0.99359 | 65.7083 | 1.0001 | 1.0004 | 0.94052 | 0.99359 | 65.7083 | 1.0001 | 1.0004 | 0.94052 | 0.99358
| 65.75 | 1.0001 | 1.0004 | 0.94052 | 0.99359 | 65.75 | 1.0001 | 1.0004 | 0.94052 | 0.99359 | 65.75 | 1.0001 | 1.0004 | 0.94052 | 0.99358
| 65.7917 | 1.0001 | 1.0004 | 0.94052 | 0.99359 | 65.7917 | 1.0001 | 1.0004 | 0.94052 | 0.99359 | 65.7917 | 1.0001 | 1.0004 | 0.94052 | 0.99359
| 65.8333 | 1.0001 | 1.0004 | 0.94052 | 0.99359 | 65.8333 | 1.0001 | 1.0004 | 0.94052 | 0.99359 | 65.8333 | 1.0001 | 1.0004 | 0.94052 | 0.99359
| 65.875 | 1.0001 | 1.0004 | 0.94052 | 0.99359 | 65.875 | 1.0001 | 1.0004 | 0.94052 | 0.99359 | 65.875 | 1.0001 | 1.0004 | 0.94052 | 0.99359
| 65.9167 | 1.0001 | 1.0004 | 0.94052 | 0.99359 | 65.9167 | 1.0001 | 1.0004 | 0.94052 | 0.99359 | 65.9167 | 1.0001 | 1.0004 | 0.94052 | 0.99359
| 65.9583 | 1.0001 | 1.0004 | 0.94052 | 0.99359 | 65.9583 | 1.0001 | 1.0004 | 0.94052 | 0.99359 | 65.9583 | 1.0001 | 1.0004 | 0.94052 | 0.99359
| 66 | 1.0001 | 1.0004 | 0.94052 | 0.99359 | 66 | 1.0001 | 1.0004 | 0.94052 | 0.99359 | 66 | 1.0001 | 1.0004 | 0.94052 | 0.99359
| 66.0417 | 1.0001 | 1.0004 | 0.94052 | 0.99359 | 66.0417 | 1.0001 | 1.0004 | 0.94052 | 0.99359 | 66.0417 | 1.0001 | 1.0004 | 0.94052 | 0.99359
| 66.0833 | 1.0001 | 1.0004 | 0.94052 | 0.99359 | 66.0833 | 1.0001 | 1.0004 | 0.94052 | 0.99359 | 66.0833 | 1.0001 | 1.0004 | 0.94052 | 0.99359
| 66.125 | 1.0001 | 1.0004 | 0.94052 | 0.99359 | 66.125 | 1.0001 | 1.0004 | 0.94052 | 0.99359 | 66.125 | 1.0001 | 1.0004 | 0.94052 | 0.99359
| 66.1667 | 1.0001 | 1.0004 | 0.94052 | 0.99359 | 66.1667 | 1.0001 | 1.0004 | 0.94052 | 0.99359 | 66.1667 | 1.0001 | 1.0004 | 0.94052 | 0.99359
| 66.2083 | 1.0001 | 1.0004 | 0.94052 | 0.99359 | 66.2083 | 1.0001 | 1.0004 | 0.94052 | 0.99359 | 66.2083 | 1.0001 | 1.0004 | 0.94052 | 0.99359
| 66.25 | 1.0001 | 1.0004 | 0.94052 | 0.99359 | 66.25 | 1.0001 | 1.0004 | 0.94052 | 0.99359 | 66.25 | 1.0001 | 1.0004 | 0.94052 | 0.99359
| 66.2917 | 1.0001 | 1.0004 | 0.94052 | 0.99359 | 66.2917 | 1.0001 | 1.0004 | 0.94052 | 0.99359 | 66.2917 | 1.0001 | 1.0004 | 0.94052 | 0.99359
| 66.3333 | 1.0001 | 1.0004 | 0.94052 | 0.99359 | 66.3333 | 1.0001 | 1.0004 | 0.94052 | 0.99359 | 66.3333 | 1.0001 | 1.0004 | 0.94052 | 0.99359
| 66.375 | 1.0001 | 1.0004 | 0.94052 | 0.99359 | 66.375 | 1.0001 | 1.0004 | 0.94052 | 0.99359 | 66.375 | 1.0001 | 1.0004 | 0.94052 | 0.99359
| 66.4167 | 1.0001 | 1.0004 | 0.94052 | 0.99359 | 66.4167 | 1.0001 | 1.0004 | 0.94052 | 0.99359 | 66.4167 | 1.0001 | 1.0004 | 0.94052 | 0.99359
| 66.4583 | 1.0001 | 1.0004 | 0.94052 | 0.99359 | 66.4583 | 1.0001 | 1.0004 | 0.94052 | 0.99359 | 66.4583 | 1.0001 | 1.0004 | 0.94052 | 0.99359
| 66.5 | 1.0001 | 1.0004 | 0.94052 | 0.99359 | 66.5 | 1.0001 | 1.0004 | 0.94052 | 0.99359 | 66.5 | 1.0001 | 1.0004 | 0.94052 | 0.99359
| 66.5417 | 1.0001 | 1.0004 | 0.94052 | 0.99359 | 66.5417 | 1.0001 | 1.0004 | 0.94052 | 0.99359 | 66.5417 | 1.0001 | 1.0004 | 0.94052 | 0.99359
| 66.5833 | 1.0001 | 1.0004 | 0.94052 | 0.99359 | 66.5833 | 1.0001 | 1.0004 | 0.94052 | 0.99359 | 66.5833 | 1.0001 | 1.0004 | 0.94052 | 0.99359
| 66.625 | 1.0001 | 1.0004 | 0.94052 | 0.99359 | 66.625 | 1.0001 | 1.0004 | 0.94052 | 0.99359 | 66.625 | 1.0001 | 1.0004 | 0.94052 | 0.99359
| 66.6667 | 1.0001 | 1.0004 | 0.94052 | 0.99359 | 66.6667 | 1.0001 | 1.0004 | 0.94052 | 0.99359 | 66.6667 | 1.0001 | 1.0004 | 0.94052 | 0.99359
| 66.7083 | 1.0001 | 1.0004 | 0.94052 | 0.99359 | 66.7083 | 1.0001 | 1.0004 | 0.94052 | 0.99359 | 66.7083 | 1.0001 | 1.0004 | 0.94052 | 0.99359
| 66.75 | 1.0001 | 1.0004 | 0.94052 | 0.99359 | 66.75 | 1.0001 | 1.0004 | 0.94052 | 0.99359 | 66.75 | 1.0001 | 1.0004 | 0.94052 | 0.99359
| 66.7917 | 1.0001 | 1.0004 | 0.94052 | 0.99359 | 66.7917 | 1.0001 | 1.0004 | 0.94052 | 0.99359 | 66.7917 | 1.0001 | 1.0004 | 0.94052 | 0.99359
| 66.8333 | 1.0001 | 1.0004 | 0.94052 | 0.99359 | 66.8333 | 1.0001 | 1.0004 | 0.94052 | 0.99359 | 66.8333 | 1.0001 | 1.0004 | 0.94052 | 0.99359
| 66.875 | 1.0001 | 1.0004 | 0.94052 | 0.99359 | 66.875 | 1.0001 | 1.0004 | 0.94052 | 0.99359 | 66.875 | 1.0001 | 1.0004 | 0.94052 | 0.99359
| 66.9167 | 1.0001 | 1.0004 | 0.94052 | 0.99359 | 66.9167 | 1.0001 | 1.0004 | 0.94052 | 0.99359 | 66.9167 | 1.0001 | 1.0004 | 0.94052 | 0.99359
| 66.9583 | 1.0001 | 1.0004 | 0.94052 | 0.99359 | 66.9583 | 1.0001 | 1.0004 | 0.94052 | 0.99359 | 66.9583 | 1.0001 | 1.0004 | 0.94052 | 0.99359
| 67 | 1.0001 | 1.0004 | 0.94052 | 0.99359 | 67 | 1.0001 | 1.0004 | 0.94052 | 0.99359 | 67 | 1.0001 | 1.0004 | 0.94052 | 0.99359
| 67.0417 | 1.0001 | 1.0004 | 0.94052 | 0.99359 | 67.0417 | 1.0001 | 1.0004 | 0.94052 | 0.99359 | 67.0417 | 1.0001 | 1.0004 | 0.94052 | 0.99359
| 67.0833 | 1.0001 | 1.0004 | 0.94052 | 0.99359 | 67.0833 | 1.0001 | 1.0004 | 0.94052 | 0.99359 | 67.0833 | 1.0001 | 1.0004 | 0.94052 | 0.99359
| 67.125 | 1.0001 | 1.0004 | 0.94052 | 0.99359 | 67.125 | 1.0001 | 1.0004 | 0.94052 | 0.99359 | 67.125 | 1.0001 | 1.0004 | 0.94052 | 0.99359
| 67.1667 | 1.0001 | 1.0004 | 0.94052 | 0.99359 | 67.1667 | 1.0001 | 1.0004 | 0.94052 | 0.99359 | 67.1667 | 1.0001 | 1.0004 | 0.94052 | 0.99359
| 67.2083 | 1.0001 | 1.0004 | 0.94052 | 0.99359 | 67.2083 | 1.0001 | 1.0004 | 0.94052 | 0.99359 | 67.2083 | 1.0001 | 1.0004 | 0.94052 | 0.99359
| 67.25 | 1.0001 | 1.0004 | 0.94052 | 0.99359 | 67.25 | 1.0001 | 1.0004 | 0.94052 | 0.99359 | 67.25 | 1.0001 | 1.0004 | 0.94052 | 0.99359
| 67.2917 | 1.0001 | 1.0004 | 0.94052 | 0.99359 | 67.2917 | 1.0001 | 1.0004 | 0.94052 | 0.99359 | 67.2917 | 1.0001 | 1.0004 | 0.94052 | 0.99359
| 67.3333 | 1.0001 | 1.0004 | 0.94052 | 0.99359 | 67.3333 | 1.0001 | 1.0004 | 0.94052 | 0.99359 | 67.3333 | 1.0001 | 1.0004 | 0.94052 | 0.99359
| 67.375 | 1.0001 | 1.0004 | 0.94052 | 0.99359 | 67.375 | 1.0001 | 1.0004 | 0.94052 | 0.99359 | 67.375 | 1.0001 | 1.0004 | 0.94052 | 0.99359
| 67.4167 | 1.0001 | 1.0004 | 0.94052 | 0.99359 | 67.4167 | 1.0001 | 1.0004 | 0.94052 | 0.99359 | 67.4167 | 1.0001 | 1.0004 | 0.94052 | 0.99359
| 67.4583 | 1.0001 | 1.0004 | 0.94052 | 0.99359 | 67.4583 | 1.0001 | 1.0004 | 0.94052 | 0.99359 | 67.4583 | 1.0001 | 1.0004 | 0.94052 | 0.99359
| 67.5 | 1.0001 | 1.0004 | 0.94052 | 0.99359 | 67.5 | 1.0001 | 1.0004 | 0.94052 | 0.99359 | 67.5 | 1.0001 | 1.0004 | 0.94052 | 0.99359
| 67.5417 | 1.0001 | 1.0004 | 0.94052 | 0.99359 | 67.5417 | 1.0001 | 1.0004 | 0.94052 | 0.99359 | 67.5417 | 1.0001 | 1.0004 | 0.94052 | 0.99359
| 67.5833 | 1.0001 | 1.0004 | 0.94052 | 0.99359 | 67.5833 | 1.0001 | 1.0004 | 0.94052 | 0.99359 | 67.5833 | 1.0001 | 1.0004 | 0.94052 | 0.99359
| 67.625 | 1.0001 | 1.0004 | 0.94052 | 0.99359 | 67.625 | 1.0001 | 1.0004 | 0.94052 | 0.99359 | 67.625 | 1.0001 | 1.0004 | 0.94052 | 0.99359
| 67.6667 | 1.0001 | 1.0004 | 0.94052 | 0.99359 | 67.6667 | 1.0001 | 1.0004 | 0.94052 | 0.99359 | 67.6667 | 1.0001 | 1.0004 | 0.94052 | 0.99359
| 67.7083 | 1.0001 | 1.0004 | 0.94052 | 0.99359 | 67.7083 | 1.0001 | 1.0004 | 0.94052 | 0.99359 | 67.7083 | 1.0001 | 1.0004 | 0.94052 | 0.99359
| 67.75 | 1.0001 | 1.0004 | 0.94052 | 0.99359 | 67.75 | 1.0001 | 1.0004 | 0.94052 | 0.99359 | 67.75 | 1.0001 | 1.0004 | 0.94052 | 0.99359
| 67.7917 | 1.0001 | 1.0004 | 0.94052 | 0.99359 | 67.7917 | 1.0001 | 1.0004 | 0.94052 | 0.99359 | 67.7917 | 1.0001 | 1.0004 | 0.94052 | 0.99359
| 67.8333 | 1.0001 | 1.0004 | 0.94052 | 0.99359 | 67.8333 | 1.0001 | 1.0004 | 0.94052 | 0.99359 | 67.8333 | 1.0001 | 1.0004 | 0.94052 | 0.99359
| 67.875 | 1.0001 | 1.0004 | 0.94052 | 0.99359 | 67.875 | 1.0001 | 1.0004 | 0.94052 | 0.99359 | 67.875 | 1.0001 | 1.0004 | 0.94052 | 0.99359
| 67.9167 | 1.0001 | 1.0004 | 0.94052 | 0.99359 | 67.9167 | 1.0001 | 1.0004 | 0.94052 | 0.99359 | 67.9167 | 1.0001 | 1.0004 | 0.94052 | 0.99359
| 67.9583 | 1.0001 | 1.0004 | 0.94052 | 0.99359 | 67.9583 | 1.0001 | 1.0004 | 0.94052 | 0.99359 | 67.9583 | 1.0001 | 1.0004 | 0.94052 | 0.99359
| 68 | 1.0001 | 1.0004 | 0.94052 | 0.99359 | 68 | 1.0001 | 1.0004 | 0.94052 | 0.99359 | 68 | 1.0001 | 1.0004 | 0.94052 | 0.99359
| 68.0417 | 1.0001 | 1.0004 | 0.94052 | 0.99359 | 68.0417 | 1.0001 | 1.0004 | 0.94052 | 0.99359 | 68.0417 | 1.0001 | 1.0004 | 0.94052 | 0.99359
| 68.0833 | 1.0001 | 1.0004 | 0.94052 | 0.99359 | 68.0833 | 1.0001 | 1.0004 | 0.94052 | 0.99359 | 68.0833 | 1.0001 | 1.0004 | 0.94052 | 0.99359
| 68.125 | 1.0001 | 1.0004 | 0.94052 | 0.99359 | 68.125 | 1.0001 | 1.0004 | 0.94052 | 0.99359 | 68.125 | 1.0001 | 1.0004 | 0.94052 | 0.99359
| 68.1667 | 1.0001 | 1.0004 | 0.94052 | 0.99359 | 68.1667 | 1.0001 | 1.0004 | 0.94052 | 0.99359 | 68.1667 | 1.0001 | 1.0004 | 0.94052 | 0.99359
| 68.2083 | 1.0001 | 1.0004 | 0.94052 | 0.99359 | 68.2083 | 1.0001 | 1.0004 | 0.94052 | 0.99359 | 68.2083 | 1.0001 | 1.0004 | 0.94052 | 0.99359
| 68.25 | 1.0001 | 1.0004 | 0.94052 | 0.99359 | 68.25 | 1.0001 | 1.0004 | 0.94052 | 0.99359 | 68.25 | 1.0001 | 1.0004 | 0.94052 | 0.99359
| 68.2917 | 1.0001 | 1.0004 | 0.94052 | 0.99359 | 68.2917 | 1.0001 | 1.0004 | 0.94052 | 0.99359 | 68.2917 | 1.0001 | 1.0004 | 0.94052 | 0.99359
| 68.3333 | 1.0001 | 1.0004 | 0.94052 | 0.99359 | 68.3333 | 1.0001 | 1.0004 | 0.94052 | 0.99359 | 68.3333 | 1.0001 | 1.0004 | 0.94052 | 0.99359
| 68.375 | 1.0001 | 1.0004 | 0.94052 | 0.99359 | 68.375 | 1.0001 | 1.0004 | 0.94052 | 0.99359 | 68.375 | 1.0001 | 1.0004 | 0.94052 | 0.99359
| 68.4167 | 1.0001 | 1.0004 | 0.94052 | 0.99359 | 68.4167 | 1.0001 | 1.0004 | 0.94052 | 0.99359 | 68.4167 | 1.0001 | 1.0004 | 0.94052 | 0.99359
| 68.4583 | 1.0001 | 1.0004 | 0.94052 | 0.99359 | 68.4583 | 1.0001 | 1.0004 | 0.94052 | 0.99359 | 68.4583 | 1.0001 | 1.0004 | 0.94052 | 0.99359
| 68.5 | 1.0001 | 1.0004 | 0.94052 | 0.99359 | 68.5 | 1.0001 | 1.0004 | 0.94052 | 0.99359 | 68.5 | 1.0001 | 1.0004 | 0.94052 | 0.99359
| 68.5417 | 1.0001 | 1.0004 | 0.94052 | 0.99359 | 68.5417 | 1.0001 | 1.0004 | 0.94052 | 0.99359 | 68.5417 | 1.0001 | 1.0004 | 0.94052 | 0.99359
| 68.5833 | 1.0001 | 1.0004 | 0.94052 | 0.99359 | 68.5833 | 1.0001 | 1.0004 | 0.94052 | 0.99359 | 68.5833 | 1.0001 | 1.0004 | 0.94052 | 0.99359
| 68.625 | 1.0001 | 1.0004 | 0.94052 | 0.99359 | 68.625 | 1.0001 | 1.0004 | 0.94052 | 0.99359 | 68.625 | 1.0001 | 1.0004 | 0.94052 | 0.99359
| 68.6667 | 1.0001 | 1.0004 | 0.94052 | 0.99359 | 68.6667 | 1.0001 | 1.0004 | 0.94052 | 0.99359 | 68.6667 | 1.0001 | 1.0004 | 0.94052 | 0.99359
| 68.7083 | 1.0001 | 1.0004 | 0.94052 | 0.99359 | 68.7083 | 1.0001 | 1.0004 | 0.94052 | 0.99359 | 68.7083 | 1.0001 | 1.0004 | 0.94052 | 0.99359
| 68.75 | 1.0001 | 1.0004 | 0.94052 | 0.99359 | 68.75 | 1.0001 | 1.0004 | 0.94052 | 0.99359 | 68.75 | 1.0001 | 1.0004 | 0.94052 | 0.99359
| 68.7917 | 1.0001 | 1.0004 | 0.94052 | 0.99359 | 68.7917 | 1.0001 | 1.0004 | 0.94052 | 0.99359 | 68.7917 | 1.0001 | 1.0004 | 0.94052 | 0.99359
| 68.8333 | 1.0001 | 1.0004 | 0.94052 | 0.99359 | 68.8333 | 1.0001 | 1.0004 | 0.94052 | 0.99359 | 68.8333 | 1.0001 | 1.0004 | 0.94052 | 0.99359
| 68.875 | 1.0001 | 1.0004 | 0.94052 | 0.99359 | 68.875 | 1.0001 | 1.0004 | 0.94052 | 0.99359 | 68.875 | 1.0001 | 1.0004 | 0.94052 | 0.99359
| 68.9167 | 1.0001 | 1.0004 | 0.94052 | 0.99359 | 68.9167 | 1.0001 | 1.0004 | 0.94052 | 0.99359 | 68.9167 | 1.0001 | 1.0004 | 0.94052 | 0.99359
| 68.9583 | 1.0001 | 1.0004 | 0.94052 | 0.99359 | 68.9583 | 1.0001 | 1.0004 | 0.94052 | 0.99359 | 68.9583 | 1.0001 | 1.0004 | 0.94052 | 0.99359
| 69 | 1.0001 | 1.0004 | 0.94052 | 0.99359 | 69 | 1.0001 | 1.0004 | 0.94052 | 0.99359 | 69 | 1.0001 | 1.0004 | 0.94052 | 0.99359
| 69.0417 | 1.0001 | 1.0004 | 0.94052 | 0.99359 | 69.0417 | 1.0001 | 1.0004 | 0.94052 | 0.99359 | 69.0417 | 1.0001 | 1.0004 | 0.94052 | 0.99359
| 69.0833 | 1.0001 | 1.0004 | 0.94052 | 0.99359 | 69.0833 | 1.0001 | 1.0004 | 0.94052 | 0.99359 | 69.0833 | 1.0001 | 1.0004 | 0.94052 | 0.99359
| 69.125 | 1.0001 | 1.0004 | 0.94052 | 0.99359 | 69.125 | 1.0001 | 1.0004 | 0.94052 | 0.99359 | 69.125 | 1.0001 | 1.0004 | 0.94052 | 0.99359
| 69.1667 | 1.0001 | 1.0004 | 0.94052 | 0.99359 | 69.1667 | 1.0001 | 1.0004 | 0.94052 | 0.99359 | 69.1667 | 1.0001 | 1.0004 | 0.94052 | 0.99359
| 69.2083 | 1.0001 | 1.0004 | 0.94052 | 0.99359 | 69.2083 | 1.0001 | 1.0004 | 0.94052 | 0.99359 | 69.2083 | 1.0001 | 1.0004 | 0.94052 | 0.99359
| 69.25 | 1.0001 | 1.0004 | 0.94052 | 0.99359 | 69.25 | 1.0001 | 1.0004 | 0.94052 | 0.99359 | 69.25 | 1.0001 | 1.0004 | 0.94052 | 0.99359
| 69.2917 | 1.0001 | 1.0004 | 0.94052 | 0.99359 | 69.2917 | 1.0001 | 1.0004 | 0.94052 | 0.99359 | 69.2917 | 1.0001 | 1.0004 | 0.94052 | 0.99359
| 69.3333 | 1.0001 | 1.0004 | 0.94052 | 0.99359 | 69.3333 | 1.0001 | 1.0004 | 0.94052 | 0.99359 | 69.3333 | 1.0001 | 1.0004 | 0.94052 | 0.99359
| 69.375 | 1.0001 | 1.0004 | 0.94052 | 0.99359 | 69.375 | 1.0001 | 1.0004 | 0.94052 | 0.99359 | 69.375 | 1.0001 | 1.0004 | 0.94052 | 0.99359
| 69.4167 | 1.0001 | 1.0004 | 0.94052 | 0.99359 | 69.4167 | 1.0001 | 1.0004 | 0.94052 | 0.99359 | 69.4167 | 1.0001 | 1.0004 | 0.94054 | 0.99359
| 69.4583 | 1.0001 | 1.0004 | 0.94052 | 0.99359 | 69.4583 | 1.0001 | 1.0004 | 0.94052 | 0.99359 | 69.4583 | 1.0001 | 1.0004 | 0.94054 | 0.99359
| 69.5 | 1.0001 | 1.0004 | 0.94052 | 0.99359 | 69.5 | 1.0001 | 1.0004 | 0.94052 | 0.99359 | 69.5 | 1.0001 | 1.0004 | 0.94219 | 0.99377
| 69.5417 | 1.0001 | 1.0004 | 0.94362 | 0.99393 | 69.5417 | 1.0001 | 1.0004 | 0.94052 | 0.99359 | 69.5417 | 1.0001 | 1.0004 | 0.94219 | 0.99377
| 69.5833 | 1.0001 | 1.0004 | 0.94362 | 0.99393 | 69.5833 | 1.0001 | 1.0004 | 0.94052 | 0.99359 | 69.5833 | 1.0001 | 1.0004 | 0.94385 | 0.99396
| 69.625 | 1.0001 | 1.0004 | 0.94362 | 0.99393 | 69.625 | 1.0001 | 1.0004 | 0.94052 | 0.99359 | 69.625 | 1.0001 | 1.0004 | 0.94385 | 0.99396
| 69.6667 | 1.0001 | 1.0004 | 0.94361 | 0.99393 | 69.6667 | 1.0001 | 1.0004 | 0.94052 | 0.99359 | 69.6667 | 1.0001 | 1.0004 | 0.94387 | 0.99396
| 69.7083 | 1.0001 | 1.0004 | 0.94361 | 0.99393 | 69.7083 | 1.0001 | 1.0004 | 0.94052 | 0.99359 | 69.7083 | 1.0001 | 1.0004 | 0.94387 | 0.99396
| 69.75 | 1.0001 | 1.0004 | 0.9436 | 0.99393 | 69.75 | 1.0001 | 1.0004 | 0.94052 | 0.99359 | 69.75 | 1.0001 | 1.0004 | 0.94387 | 0.99396
| 69.7917 | 1.0001 | 1.0004 | 0.9436 | 0.99393 | 69.7917 | 1.0001 | 1.0004 | 0.94052 | 0.99359 | 69.7917 | 1.0001 | 1.0004 | 0.94386 | 0.99396
| 69.8333 | 1.0001 | 1.0004 | 0.9436 | 0.99393 | 69.8333 | 1.0001 | 1.0004 | 0.94052 | 0.99359 | 69.8333 | 1.0001 | 1.0004 | 0.94386 | 0.99396
| 69.875 | 1.0001 | 1.0004 | 0.94359 | 0.99393 | 69.875 | 1.0001 | 1.0004 | 0.94052 | 0.99359 | 69.875 | 1.0001 | 1.0004 | 0.94389 | 0.99396
| 69.9167 | 1.0001 | 1.0004 | 0.94359 | 0.99393 | 69.9167 | 1.0001 | 1.0004 | 0.94052 | 0.99359 | 69.9167 | 1.0001 | 1.0004 | 0.94389 | 0.99396
| 69.9583 | 1.0001 | 1.0004 | 0.94526 | 0.99412 | 69.9583 | 1.0001 | 1.0004 | 0.94052 | 0.99359 | 69.9583 | 1.0001 | 1.0004 | 0.94388 | 0.99396
| 70 | 1.0001 | 1.0004 | 0.94525 | 0.99412 | 70 | 1.0001 | 1.0004 | 0.94052 | 0.99359 | 70 | 1.0001 | 1.0004 | 0.94388 | 0.99396

## Fig3 (3rd row)
Difference in Water Age (days)
| System-wide power outage |  |  |  |  | Source-wide power outage |  |  |  |  | Distribution power outage
| Time(days) | West | Central | East | System | Time(days) | West | Central | East | System | Time(days) | West | Central | East | System
| 0 | 0 | 0 | 0 | 0 | 0 | 0 | 0 | 0 | 0 | 0 | 0 | 0 | 0 | 0
| 0.041667 | -5.4042e-06 | 1.3245e-08 | 0 | -2.396e-06 | 0.041667 | 0 | 0 | 0 | 0 | 0.041667 | -5.0267e-06 | 1.3245e-08 | 0 | -2.2282e-06
| 0.083333 | -3.5542e-06 | 7.0643e-08 | 0 | -1.5482e-06 | 0.083333 | 0 | 0 | 0 | 0 | 0.083333 | -3.3025e-06 | 7.0643e-08 | 0 | -1.4364e-06
| 0.125 | -2.5332e-06 | 1.0596e-07 | 0 | -1.0788e-06 | 0.125 | 0 | 0 | 0 | 0 | 0.125 | -2.3444e-06 | 1.0596e-07 | 0 | -9.9488e-07
| 0.16667 | -2.861e-06 | 1.404e-07 | 0 | -1.2092e-06 | 0.16667 | 0 | 0 | 0 | 0 | 0.16667 | -2.6544e-06 | 1.404e-07 | 0 | -1.1173e-06
| 0.20833 | -2.0795e-06 | 1.5453e-07 | 0 | -8.5556e-07 | 0.20833 | 0 | 0 | 0 | 0 | 0.20833 | -1.9051e-06 | 1.5674e-07 | 0 | -7.7707e-07
| 0.25 | -4.7305e-08 | 2.3085e-07 | 0 | 8.1575e-08 | 0.25 | 0 | 0 | 0 | 0 | 0.25 | 1.211e-07 | 2.2707e-07 | 0 | 1.5474e-07
| 0.29167 | -4.8263e-06 | 3.2783e-07 | 0 | -1.9993e-06 | 0.29167 | 0 | 0 | 0 | 0 | 0.29167 | -4.6955e-06 | 3.2617e-07 | 0 | -1.9419e-06
| 0.33333 | -4.2474e-06 | 5.1657e-07 | 0 | -1.6581e-06 | 0.33333 | 0 | 0 | 0 | 0 | 0.33333 | -4.1238e-06 | 5.1952e-07 | 0 | -1.6019e-06
| 0.375 | -4.2293e-06 | 7.6956e-07 | 0 | -1.5377e-06 | 0.375 | 0 | 0 | 0 | 0 | 0.375 | -4.1286e-06 | 7.8016e-07 | 0 | -1.4882e-06
| 0.41667 | -5.0309e-06 | 1.0873e-06 | 0 | -1.7527e-06 | 0.41667 | 0 | 0 | 0 | 0 | 0.41667 | -4.9514e-06 | 1.1018e-06 | 0 | -1.7109e-06
| 0.45833 | -9.5632e-06 | 1.3488e-06 | 0 | -3.6508e-06 | 0.45833 | 0 | 0 | 0 | 0 | 0.45833 | -9.5566e-06 | 1.3654e-06 | 0 | -3.6405e-06
| 0.5 | -9.1322e-06 | 1.5619e-06 | 0 | -3.3646e-06 | 0.5 | 0 | 0 | 0 | 0 | 0.5 | -9.1068e-06 | 1.5701e-06 | 0 | -3.3496e-06
| 0.54167 | -1.1867e-05 | 1.7702e-06 | 0 | -4.4875e-06 | 0.54167 | 0 | 0 | 0 | 0 | 0.54167 | -1.1779e-05 | 1.7758e-06 | 0 | -4.4459e-06
| 0.58333 | -1.3333e-05 | 1.9948e-06 | 1.5824e-06 | -4.8633e-06 | 0.58333 | 0 | 0 | 0 | 0 | 0.58333 | -1.3229e-05 | 1.9992e-06 | 1.5824e-06 | -4.8151e-06
| 0.625 | -1.4306e-05 | -1.5381e-06 | 1.5232e-06 | -6.8726e-06 | 0.625 | 0 | 0 | 0 | 0 | 0.625 | -1.4109e-05 | -1.558e-06 | 1.5232e-06 | -6.7938e-06
| 0.66667 | -1.3725e-05 | -1.7297e-06 | 1.4835e-06 | -6.7038e-06 | 0.66667 | 0 | 0 | 0 | 0 | 0.66667 | -1.341e-05 | -1.725e-06 | 1.4835e-06 | -6.5618e-06
| 0.70833 | -1.3093e-05 | -2.2929e-06 | 1.4011e-06 | -6.6826e-06 | 0.70833 | 0 | 0 | 0 | 0 | 0.70833 | -1.2658e-05 | -2.2694e-06 | 1.4011e-06 | -6.4785e-06
| 0.75 | -1.2783e-05 | -2.3284e-06 | 1.3273e-06 | -6.5688e-06 | 0.75 | -1.3943e-09 | 0 | 0 | -6.1967e-10 | 0.75 | -1.2198e-05 | -2.3061e-06 | 1.3273e-06 | -6.2987e-06
| 0.79167 | -1.2356e-05 | -2.3842e-06 | 1.261e-06 | -6.4111e-06 | 0.79167 | -1.3245e-09 | 0 | 0 | -5.8869e-10 | 0.79167 | -1.1604e-05 | -2.363e-06 | 1.261e-06 | -6.0673e-06
| 0.83333 | -1.1821e-05 | -2.5406e-06 | 1.2009e-06 | -6.2493e-06 | 0.83333 | -1.2615e-09 | 0 | 0 | -5.6066e-10 | 0.83333 | -1.0907e-05 | -2.4674e-06 | 1.2009e-06 | -5.8109e-06
| 0.875 | -1.1297e-05 | -2.7912e-06 | 1.156e-06 | -6.1328e-06 | 0.875 | -1.2041e-09 | 0 | 0 | -5.3517e-10 | 0.875 | -1.0218e-05 | -2.743e-06 | 1.156e-06 | -5.6319e-06
| 0.91667 | -1.0818e-05 | -3.1144e-06 | 1.1149e-06 | -6.0683e-06 | 0.91667 | -1.1518e-09 | 0 | 0 | -5.119e-10 | 0.91667 | -9.565e-06 | -3.0868e-06 | 1.1149e-06 | -5.4991e-06
| 0.95833 | -1.0396e-05 | -3.8346e-06 | 1.0773e-06 | -6.205e-06 | 0.95833 | -1.1038e-09 | 0 | 0 | -4.9057e-10 | 0.95833 | -8.9722e-06 | -3.8456e-06 | 1.0773e-06 | -5.5771e-06
| 1 | -1.0398e-05 | -4.552e-06 | 1.0861e-06 | -6.5239e-06 | 1 | -1.1038e-09 | 0 | 0 | -4.9057e-10 | 1 | -8.7492e-06 | -4.6712e-06 | 1.0861e-06 | -5.844e-06
| 1.0417 | -9.9501e-06 | -5.2838e-06 | 1.2539e-06 | -6.6313e-06 | 1.0417 | -1.1038e-09 | 0 | 0 | -4.9057e-10 | 1.0417 | -8.1018e-06 | -5.3964e-06 | 1.2539e-06 | -5.8599e-06
| 1.0833 | -9.9054e-06 | -6.0532e-06 | 1.2627e-06 | -6.9524e-06 | 1.0833 | -1.1038e-09 | 0 | 0 | -4.9057e-10 | 1.0833 | -7.8187e-06 | -6.1591e-06 | 1.2627e-06 | -6.0721e-06
| 1.125 | -9.8844e-06 | -6.7287e-06 | 1.2804e-06 | -7.2414e-06 | 1.125 | -1.1038e-09 | 0 | 0 | -4.9057e-10 | 1.125 | -7.5648e-06 | -6.7971e-06 | 1.2804e-06 | -6.2408e-06
| 1.1667 | -9.7139e-06 | -7.4511e-06 | 1.3157e-06 | -7.4827e-06 | 1.1667 | -1.1038e-09 | 0 | 0 | -4.9057e-10 | 1.1667 | -7.1664e-06 | -7.5019e-06 | 1.3157e-06 | -6.373e-06
| 1.2083 | -9.7106e-06 | -8.1062e-06 | 1.351e-06 | -7.7685e-06 | 1.2083 | -1.1038e-09 | 0 | 0 | -4.9057e-10 | 1.2083 | -6.9307e-06 | -8.0041e-06 | 1.351e-06 | -6.4876e-06
| 1.25 | -1.0176e-05 | -8.4462e-06 | 1.3687e-06 | -8.1244e-06 | 1.25 | -1.1038e-09 | 0 | 0 | -4.9057e-10 | 1.25 | -7.1774e-06 | -8.3358e-06 | 1.3687e-06 | -6.7427e-06
| 1.2917 | -8.5124e-06 | -8.5875e-06 | 1.3864e-06 | -7.4459e-06 | 1.2917 | -1.1038e-09 | 0 | 0 | -4.9057e-10 | 1.2917 | -5.2789e-06 | -8.4136e-06 | 1.3864e-06 | -5.9315e-06
| 1.3333 | -8.4236e-06 | -8.4324e-06 | 1.4217e-06 | -7.3336e-06 | 1.3333 | -1.1038e-09 | 0 | 0 | -4.9057e-10 | 1.3333 | -4.9643e-06 | -8.2768e-06 | 1.4217e-06 | -5.727e-06
| 1.375 | -8.1228e-06 | -8.2834e-06 | 1.457e-06 | -7.1297e-06 | 1.375 | -1.1038e-09 | 0 | 0 | -4.9057e-10 | 1.375 | -4.4295e-06 | -8.1333e-06 | 1.457e-06 | -5.4216e-06
| 1.4167 | -7.3993e-06 | -8.2243e-06 | 1.5012e-06 | -6.777e-06 | 1.4167 | -1.1038e-09 | 0 | 0 | -4.9057e-10 | 1.4167 | -3.4952e-06 | -8.0168e-06 | 1.5012e-06 | -4.9496e-06
| 1.4583 | -4.6917e-06 | -8.109e-06 | 1.5453e-06 | -5.5175e-06 | 1.4583 | -1.1038e-09 | 0 | 0 | -4.9057e-10 | 1.4583 | -5.5686e-07 | -7.9048e-06 | 1.5453e-06 | -3.589e-06
| 1.5 | -4.3092e-06 | -8.0152e-06 | 1.5983e-06 | -5.2999e-06 | 1.5 | -1.1038e-09 | 0 | 0 | -4.9057e-10 | 1.5 | 7.1746e-09 | -7.7365e-06 | 1.5983e-06 | -3.2577e-06
| 1.5417 | -2.1303e-06 | -7.87e-06 | 1.6424e-06 | -4.2621e-06 | 1.5417 | -1.1038e-09 | 0 | 0 | -4.9057e-10 | 1.5417 | 2.3384e-06 | -7.5593e-06 | 1.6424e-06 | -2.1379e-06
| 1.5833 | -5.2099e-07 | -7.7547e-06 | 1.4482e-06 | -3.5172e-06 | 1.5833 | -1.1038e-09 | 0 | 0 | -4.9057e-10 | 1.5833 | 4.1028e-06 | -7.3982e-06 | 1.4482e-06 | -1.3037e-06
| 1.625 | 8.7531e-07 | -5.9064e-06 | 1.5012e-06 | -2.0692e-06 | 1.625 | -1.1038e-09 | 0 | 0 | -4.9057e-10 | 1.625 | 5.5896e-06 | -5.5405e-06 | 1.5012e-06 | 1.8863e-07
| 1.6667 | 1.1932e-06 | -5.1282e-06 | 1.563e-06 | -1.5752e-06 | 1.6667 | -2.2076e-09 | 0 | 0 | -9.8115e-10 | 1.6667 | 5.9682e-06 | -4.7557e-06 | 1.563e-06 | 7.1256e-07
| 1.7083 | 1.4062e-06 | -4.0222e-06 | 1.6424e-06 | -9.8017e-07 | 1.7083 | -3.3114e-09 | 0 | 0 | -1.4717e-09 | 1.7083 | 6.221e-06 | -3.6397e-06 | 1.6424e-06 | 1.3297e-06
| 1.75 | 1.8025e-06 | -3.2164e-06 | 1.7219e-06 | -4.371e-07 | 1.75 | -2.2076e-09 | 0 | 0 | -9.8115e-10 | 1.75 | 6.6172e-06 | -2.8108e-06 | 1.7219e-06 | 1.8831e-06
| 1.7917 | 2.084e-06 | -2.414e-06 | 1.819e-06 | 5.5435e-08 | 1.7917 | -2.2076e-09 | 0 | 0 | -9.8115e-10 | 1.7917 | 6.8722e-06 | -1.9852e-06 | 1.819e-06 | 2.3741e-06
| 1.8333 | 2.2352e-06 | -1.5243e-06 | 1.9162e-06 | 5.2884e-07 | 1.8333 | -2.2076e-09 | 0 | 0 | -9.8115e-10 | 1.8333 | 6.9826e-06 | -1.1485e-06 | 1.9162e-06 | 2.8058e-06
| 1.875 | 2.3698e-06 | -5.9936e-07 | 2.0133e-06 | 1.0106e-06 | 1.875 | -3.3114e-09 | 0 | 0 | -1.4717e-09 | 1.875 | 7.0521e-06 | -2.1027e-07 | 2.0133e-06 | 3.2645e-06
| 1.9167 | 2.489e-06 | 3.7198e-07 | 2.1104e-06 | 1.5061e-06 | 1.9167 | -3.3114e-09 | 0 | 0 | -1.4717e-09 | 1.9167 | 7.0896e-06 | 8.1846e-07 | 2.1104e-06 | 3.7492e-06
| 1.9583 | 2.6237e-06 | 1.6524e-06 | 2.2076e-06 | 2.1458e-06 | 1.9583 | -3.3114e-09 | 0 | 0 | -1.4717e-09 | 1.9583 | 7.1283e-06 | 2.2137e-06 | 2.2076e-06 | 4.3973e-06
| 2 | 2.7352e-06 | 2.8389e-06 | 2.3047e-06 | 2.7335e-06 | 2 | -3.3114e-09 | 0 | 0 | -1.4717e-09 | 2 | 7.1382e-06 | 3.579e-06 | 2.3047e-06 | 5.0193e-06
| 2.0417 | 2.8522e-06 | 4.1216e-06 | 2.4372e-06 | 3.3702e-06 | 2.0417 | -3.3114e-09 | 0 | 0 | -1.4717e-09 | 2.0417 | 7.1492e-06 | 4.8594e-06 | 2.4372e-06 | 5.608e-06
| 2.0833 | 2.552e-06 | 5.3633e-06 | 2.552e-06 | 3.8015e-06 | 2.0833 | -3.3114e-09 | 0 | 0 | -1.4717e-09 | 2.0833 | 6.7364e-06 | 6.1354e-06 | 2.552e-06 | 6.0044e-06
| 2.125 | 2.3886e-06 | 6.4792e-06 | 2.6668e-06 | 4.2376e-06 | 2.125 | -3.3114e-09 | 0 | 0 | -1.4717e-09 | 2.125 | 6.4627e-06 | 7.1873e-06 | 2.6668e-06 | 6.363e-06
| 2.1667 | 2.5188e-06 | 7.9594e-06 | 2.7816e-06 | 4.9661e-06 | 2.1667 | -3.3114e-09 | 0 | 0 | -1.4717e-09 | 2.1667 | 6.477e-06 | 8.6487e-06 | 2.7816e-06 | 7.0316e-06
| 2.2083 | 2.5641e-06 | 9.2233e-06 | 2.914e-06 | 5.5626e-06 | 2.2083 | -3.3114e-09 | 0 | 0 | -1.4717e-09 | 2.2083 | 6.4185e-06 | 9.8143e-06 | 2.914e-06 | 7.5384e-06
| 2.25 | 2.7926e-06 | 1.0309e-05 | 3.0641e-06 | 6.1636e-06 | 2.25 | -3.3114e-09 | 0 | 0 | -1.4717e-09 | 2.25 | 6.5444e-06 | 1.0931e-05 | 3.0641e-06 | 8.1075e-06
| 2.2917 | 2.4316e-06 | 1.1217e-05 | 3.2231e-06 | 6.4241e-06 | 2.2917 | -3.3114e-09 | 0 | 0 | -1.4717e-09 | 2.2917 | 6.0742e-06 | 1.1808e-05 | 3.2231e-06 | 8.3056e-06
| 2.3333 | 3.3125e-06 | 1.2091e-05 | 3.3644e-06 | 7.2198e-06 | 2.3333 | -4.4152e-09 | 0 | 0 | -1.9623e-09 | 2.3333 | 6.8369e-06 | 1.2717e-05 | 3.3644e-06 | 9.0646e-06
| 2.375 | 2.7738e-06 | 1.2785e-05 | 3.5321e-06 | 7.3076e-06 | 2.375 | -4.4152e-09 | 0 | 0 | -1.9623e-09 | 2.375 | 6.1757e-06 | 1.3444e-05 | 3.5321e-06 | 9.1122e-06
| 2.4167 | 3.0983e-06 | 1.3773e-05 | 3.6381e-06 | 7.9024e-06 | 2.4167 | -5.5189e-09 | 0 | 0 | -2.4529e-09 | 2.4167 | 6.4053e-06 | 1.4396e-05 | 3.6381e-06 | 9.6491e-06
| 2.4583 | 1.1833e-06 | 1.4472e-05 | 3.7529e-06 | 7.375e-06 | 2.4583 | -5.5189e-09 | 0 | 0 | -2.4529e-09 | 2.4583 | 4.3887e-06 | 1.5129e-05 | 3.7529e-06 | 9.0915e-06
| 2.5 | 2.0994e-06 | 1.547e-05 | 3.8677e-06 | 8.2382e-06 | 2.5 | -6.6227e-09 | 0 | 0 | -2.9434e-09 | 2.5 | 5.2088e-06 | 1.6095e-05 | 3.8677e-06 | 9.8983e-06
| 2.5417 | -2.7076e-06 | 1.5714e-05 | 4.009e-06 | 6.2261e-06 | 2.5417 | -8.8303e-09 | 0 | 0 | -3.9246e-09 | 2.5417 | 2.9361e-07 | 1.6332e-05 | 4.009e-06 | 7.8347e-06
| 2.5833 | -1.2329e-06 | 1.8365e-05 | 5.9516e-06 | 8.2755e-06 | 2.5833 | -1.1038e-08 | 0 | 0 | -4.9057e-09 | 2.5833 | 1.6744e-06 | 1.895e-05 | 5.9516e-06 | 9.8277e-06
| 2.625 | -3.8975e-06 | 1.7903e-05 | 6.0929e-06 | 6.9019e-06 | 2.625 | -1.2142e-08 | 0 | 0 | -5.3963e-09 | 2.625 | -1.0762e-06 | 1.8512e-05 | 6.0929e-06 | 8.4261e-06
| 2.6667 | -2.2882e-06 | 2.0827e-05 | 6.2519e-06 | 8.9343e-06 | 2.6667 | -1.2142e-08 | 0 | 0 | -5.3963e-09 | 2.6667 | 4.4814e-07 | 2.1417e-05 | 6.2519e-06 | 1.0412e-05
| 2.7083 | -5.636e-06 | 2.1906e-05 | 6.402e-06 | 7.9424e-06 | 2.7083 | -1.2142e-08 | 0 | 0 | -5.3963e-09 | 2.7083 | -2.9736e-06 | 2.2484e-05 | 6.402e-06 | 9.3827e-06
| 2.75 | -1.4526e-06 | 2.5796e-05 | 6.5433e-06 | 1.1546e-05 | 2.75 | -1.3245e-08 | 0 | 0 | -5.8869e-09 | 2.75 | 1.1347e-06 | 2.6362e-05 | 6.5433e-06 | 1.2948e-05
| 2.7917 | -8.6946e-06 | 2.5856e-05 | 6.6669e-06 | 8.3682e-06 | 2.7917 | -1.4349e-08 | 0 | 0 | -6.3775e-09 | 2.7917 | -6.1823e-06 | 2.6413e-05 | 6.6669e-06 | 9.732e-06
| 2.8333 | -4.6149e-06 | 3.0879e-05 | 6.8082e-06 | 1.2429e-05 | 2.8333 | -1.5453e-08 | 0 | 0 | -6.868e-09 | 2.8333 | -2.1745e-06 | 3.1459e-05 | 6.8082e-06 | 1.3772e-05
| 2.875 | -9.816e-06 | 3.2551e-05 | 6.9406e-06 | 1.0876e-05 | 2.875 | -1.4349e-08 | 0 | 0 | -6.3775e-09 | 2.875 | -7.444e-06 | 3.3153e-05 | 6.9406e-06 | 1.2198e-05
| 2.9167 | -7.6758e-06 | 3.8132e-05 | 7.0907e-06 | 1.4324e-05 | 2.9167 | -1.4349e-08 | 0 | 0 | -6.3775e-09 | 2.9167 | -5.3777e-06 | 3.8711e-05 | 7.0907e-06 | 1.5603e-05
| 2.9583 | -1.423e-05 | 3.6001e-05 | 7.2497e-06 | 1.0482e-05 | 2.9583 | -1.4349e-08 | 0 | 0 | -6.3775e-09 | 2.9583 | -1.2008e-05 | 3.6522e-05 | 7.2497e-06 | 1.1701e-05
| 3 | -1.015e-05 | 4.3834e-05 | 7.4086e-06 | 1.5794e-05 | 3 | -1.5453e-08 | 0 | 0 | -6.868e-09 | 3 | -7.9981e-06 | 4.433e-05 | 7.4086e-06 | 1.6971e-05
| 3.0417 | -1.993e-05 | 2.4676e-05 | -3.5507e-05 | -1.8357e-06 | 3.0417 | -1.5453e-08 | 0 | 0 | -6.868e-09 | 3.0417 | -1.7857e-05 | 2.5185e-05 | -3.5507e-05 | -6.8827e-07
| 3.0833 | -2.4537e-05 | 2.6747e-05 | -3.3255e-05 | -2.7129e-06 | 3.0833 | -1.6557e-08 | 0 | 0 | -7.3586e-09 | 3.0833 | -2.254e-05 | 2.7242e-05 | -3.3255e-05 | -1.6056e-06
| 3.125 | -2.7193e-05 | 1.8037e-05 | -3.3078e-05 | -7.7447e-06 | 3.125 | -1.7661e-08 | 0 | 0 | -7.8492e-09 | 3.125 | -2.5277e-05 | 1.8583e-05 | -3.3078e-05 | -6.6502e-06
| 3.1667 | -2.5434e-05 | 2.7056e-05 | -3.2796e-05 | -2.9228e-06 | 3.1667 | -1.7661e-08 | 0 | 0 | -7.8492e-09 | 3.1667 | -2.36e-05 | 2.7659e-05 | -3.2796e-05 | -1.8401e-06
| 3.2083 | -2.669e-05 | 2.7175e-05 | -3.2354e-05 | -3.3791e-06 | 3.2083 | -1.7661e-08 | 0 | 0 | -7.8492e-09 | 3.2083 | -2.4945e-05 | 2.7726e-05 | -3.2354e-05 | -2.3587e-06
| 3.25 | -2.6777e-05 | 2.6258e-05 | -3.2354e-05 | -3.8255e-06 | 3.25 | -1.7661e-08 | -1.1038e-09 | 0 | -8.3397e-09 | 3.25 | -2.5112e-05 | 2.6778e-05 | -3.2354e-05 | -2.8546e-06
| 3.2917 | -2.559e-05 | 2.8001e-05 | -3.2257e-05 | -2.5127e-06 | 3.2917 | -1.7661e-08 | -1.1038e-09 | 0 | -8.3397e-09 | 3.2917 | -2.4011e-05 | 2.8503e-05 | -3.2257e-05 | -1.5875e-06
| 3.3333 | -2.4831e-05 | 2.8186e-05 | -3.2345e-05 | -2.1026e-06 | 3.3333 | -1.6557e-08 | -1.1038e-09 | 0 | -7.8492e-09 | 3.3333 | -2.3326e-05 | 2.8678e-05 | -3.2345e-05 | -1.2156e-06
| 3.375 | -2.3846e-05 | 2.9207e-05 | -3.1816e-05 | -1.1524e-06 | 3.375 | -1.8764e-08 | -1.1038e-09 | 0 | -8.8303e-09 | 3.375 | -2.2419e-05 | 2.9717e-05 | -3.1816e-05 | -2.914e-07
| 3.4167 | -2.3068e-05 | 3.3389e-05 | -3.1312e-05 | 1.1077e-06 | 3.4167 | -1.7661e-08 | -3.3114e-09 | 0 | -9.3209e-09 | 3.4167 | -2.1724e-05 | 3.3885e-05 | -3.1312e-05 | 1.926e-06
| 3.4583 | -2.1317e-05 | 3.2719e-05 | -3.0809e-05 | 1.6439e-06 | 3.4583 | -1.7661e-08 | -3.3114e-09 | 0 | -9.3209e-09 | 3.4583 | -2.0039e-05 | 3.3212e-05 | -3.0809e-05 | 2.4313e-06
| 3.5 | -2.1143e-05 | 3.2748e-05 | -3.035e-05 | 1.7857e-06 | 3.5 | -1.6557e-08 | -3.3114e-09 | 0 | -8.8303e-09 | 3.5 | -1.9933e-05 | 3.3216e-05 | -3.035e-05 | 2.5314e-06
| 3.5417 | -1.622e-05 | 3.3863e-05 | -2.9997e-05 | 4.5084e-06 | 3.5417 | -1.4349e-08 | -3.3114e-09 | 0 | -7.8492e-09 | 3.5417 | -1.5063e-05 | 3.4314e-05 | -2.9997e-05 | 5.2226e-06
| 3.5833 | -1.6792e-05 | 3.3975e-05 | -2.9696e-05 | 4.3372e-06 | 3.5833 | -1.2142e-08 | -3.3114e-09 | 0 | -6.868e-09 | 3.5833 | -1.5686e-05 | 3.4393e-05 | -2.9696e-05 | 5.0146e-06
| 3.625 | -1.424e-05 | 3.4917e-05 | -2.9078e-05 | 5.959e-06 | 3.625 | -1.1038e-08 | -3.3114e-09 | 0 | -6.3775e-09 | 3.625 | -1.3188e-05 | 3.5315e-05 | -2.9069e-05 | 6.6041e-06
| 3.6667 | -1.4206e-05 | 3.3465e-05 | -2.8646e-05 | 5.3767e-06 | 3.6667 | -9.9341e-09 | -5.5189e-09 | 0 | -6.868e-09 | 3.6667 | -1.3206e-05 | 3.3831e-05 | -2.8637e-05 | 5.985e-06
| 3.7083 | -1.3585e-05 | 3.1307e-05 | -2.8707e-05 | 4.6864e-06 | 3.7083 | -8.8303e-09 | -5.5189e-09 | 0 | -6.3775e-09 | 3.7083 | -1.2639e-05 | 3.1691e-05 | -2.869e-05 | 5.2795e-06
| 3.75 | -1.4766e-05 | 3.0679e-05 | -2.801e-05 | 3.9599e-06 | 3.75 | -7.7265e-09 | -5.5189e-09 | 0 | -5.8869e-09 | 3.75 | -1.3872e-05 | 3.1285e-05 | -2.7992e-05 | 4.6286e-06
| 3.7917 | -1.2564e-05 | 3.016e-05 | -2.914e-05 | 4.5824e-06 | 3.7917 | -6.6227e-09 | -5.5189e-09 | 0 | -5.3963e-09 | 3.7917 | -1.1727e-05 | 3.0774e-05 | -2.9114e-05 | 5.2305e-06
| 3.8333 | -1.3209e-05 | 2.8671e-05 | -2.7966e-05 | 3.7647e-06 | 3.8333 | -5.5189e-09 | -6.6227e-09 | 0 | -5.3963e-09 | 3.8333 | -1.2425e-05 | 2.9428e-05 | -2.7939e-05 | 4.4524e-06
| 3.875 | -1.0214e-05 | 2.6357e-05 | -2.8593e-05 | 3.9977e-06 | 3.875 | -5.5189e-09 | -6.6227e-09 | 0 | -5.3963e-09 | 3.875 | -9.4827e-06 | 2.7085e-05 | -2.8566e-05 | 4.6492e-06
| 3.9167 | -1.0377e-05 | 2.3509e-05 | -2.7877e-05 | 2.7389e-06 | 3.9167 | -6.6227e-09 | -6.6227e-09 | 0 | -5.8869e-09 | 3.9167 | -9.6968e-06 | 2.4201e-05 | -2.7851e-05 | 3.3516e-06
| 3.9583 | -6.5929e-06 | 2.4928e-05 | -2.763e-05 | 5.0789e-06 | 3.9583 | -7.7265e-09 | -6.6227e-09 | 0 | -6.3775e-09 | 3.9583 | -5.9616e-06 | 2.5647e-05 | -2.7586e-05 | 5.6838e-06
| 4 | -6.7916e-06 | 2.084e-05 | -2.537e-05 | 3.4247e-06 | 4 | -7.7265e-09 | -6.6227e-09 | 0 | -6.3775e-09 | 4 | -6.2121e-06 | 2.1546e-05 | -2.5325e-05 | 4.0011e-06
| 4.0417 | -2.393e-06 | 4.0764e-05 | -3.0685e-05 | 1.3644e-05 | 4.0417 | -7.7265e-09 | -6.6227e-09 | 0 | -6.3775e-09 | 4.0417 | -1.8599e-06 | 4.1476e-05 | -3.0641e-05 | 1.4203e-05
| 4.0833 | -3.0465e-07 | 4.0601e-05 | -3.7211e-05 | 1.3775e-05 | 4.0833 | -6.6227e-09 | -6.6227e-09 | 0 | -5.8869e-09 | 4.0833 | 1.7881e-07 | 4.1333e-05 | -3.7167e-05 | 1.432e-05
| 4.125 | 1.3113e-06 | 4.9306e-05 | -4.4452e-05 | 1.7558e-05 | 4.125 | -5.5189e-09 | -8.8303e-09 | 0 | -6.3775e-09 | 4.125 | 1.7528e-06 | 5.0108e-05 | -4.4399e-05 | 1.8116e-05
| 4.1667 | 8.2674e-07 | 4.1605e-05 | -4.3065e-05 | 1.4074e-05 | 4.1667 | -5.5189e-09 | -8.8303e-09 | 0 | -6.3775e-09 | 4.1667 | 1.2252e-06 | 4.2429e-05 | -4.3012e-05 | 1.4623e-05
| 4.2083 | 2.382e-06 | 4.2032e-05 | -4.5176e-05 | 1.472e-05 | 4.2083 | -6.6227e-09 | -8.8303e-09 | 0 | -6.868e-09 | 4.2083 | 2.7341e-06 | 4.2898e-05 | -4.5123e-05 | 1.5267e-05
| 4.25 | 3.2341e-06 | 4.3275e-05 | -4.7039e-05 | 1.5444e-05 | 4.25 | -6.6227e-09 | -7.7265e-09 | 0 | -6.3775e-09 | 4.25 | 3.541e-06 | 4.4195e-05 | -4.6986e-05 | 1.5995e-05
| 4.2917 | 2.1999e-06 | 4.2281e-05 | -4.862e-05 | 1.4367e-05 | 4.2917 | -7.7265e-09 | -7.7265e-09 | 0 | -6.868e-09 | 4.2917 | 2.4648e-06 | 4.324e-05 | -4.8567e-05 | 1.4917e-05
| 4.3333 | 1.8798e-06 | 4.2038e-05 | -5.103e-05 | 1.3849e-05 | 4.3333 | -7.7265e-09 | -7.7265e-09 | 0 | -6.868e-09 | 4.3333 | 2.1005e-06 | 4.3168e-05 | -5.0977e-05 | 1.4455e-05
| 4.375 | 1.8577e-06 | 4.172e-05 | -5.2037e-05 | 1.3586e-05 | 4.375 | -5.5189e-09 | -7.7265e-09 | 0 | -5.8869e-09 | 4.375 | 2.0343e-06 | 4.2961e-05 | -5.1984e-05 | 1.4222e-05
| 4.4167 | 1.7771e-06 | 3.883e-05 | -5.1887e-05 | 1.2282e-05 | 4.4167 | -5.5189e-09 | -5.5189e-09 | 0 | -4.9057e-09 | 4.4167 | 1.9118e-06 | 4.0155e-05 | -5.1834e-05 | 1.2937e-05
| 4.4583 | 1.223e-06 | 4.039e-05 | -5.1754e-05 | 1.2744e-05 | 4.4583 | -5.5189e-09 | -5.5189e-09 | 0 | -4.9057e-09 | 4.4583 | 1.308e-06 | 4.1682e-05 | -5.1702e-05 | 1.3362e-05
| 4.5 | 1.4614e-06 | 4.0808e-05 | -5.1878e-05 | 1.3022e-05 | 4.5 | -5.5189e-09 | -5.5189e-09 | 0 | -4.9057e-09 | 4.5 | 1.5045e-06 | 4.2086e-05 | -5.1816e-05 | 1.3616e-05
| 4.5417 | 1.1678e-06 | 4.1288e-05 | -5.2028e-05 | 1.3088e-05 | 4.5417 | -6.6227e-09 | -5.5189e-09 | 0 | -5.3963e-09 | 4.5417 | 1.1656e-06 | 4.2556e-05 | -5.1966e-05 | 1.3658e-05
| 4.5833 | 1.3444e-06 | 4.037e-05 | -4.7225e-05 | 1.3293e-05 | 4.5833 | -6.6227e-09 | -5.5189e-09 | 0 | -5.3963e-09 | 4.5833 | 1.3036e-06 | 4.1615e-05 | -4.7154e-05 | 1.3836e-05
| 4.625 | 1.3444e-06 | 4.0094e-05 | -4.6598e-05 | 1.324e-05 | 4.625 | -6.6227e-09 | -5.5189e-09 | 0 | -5.3963e-09 | 4.625 | 1.2649e-06 | 4.1325e-05 | -4.6536e-05 | 1.3758e-05
| 4.6667 | 1.2881e-06 | 4.1592e-05 | -4.6871e-05 | 1.385e-05 | 4.6667 | -6.6227e-09 | -3.3114e-09 | 0 | -4.4152e-09 | 4.6667 | 1.1733e-06 | 4.2903e-05 | -4.681e-05 | 1.4389e-05
| 4.7083 | 2.0884e-06 | 4.2652e-05 | -4.6951e-05 | 1.4668e-05 | 4.7083 | -6.6227e-09 | -3.3114e-09 | 0 | -4.4152e-09 | 4.7083 | 1.9338e-06 | 4.3963e-05 | -4.6898e-05 | 1.5188e-05
| 4.75 | 2.0641e-06 | 4.21e-05 | -4.7286e-05 | 1.4374e-05 | 4.75 | -6.6227e-09 | -3.3114e-09 | 0 | -4.4152e-09 | 4.75 | 1.8709e-06 | 4.3166e-05 | -4.7225e-05 | 1.4769e-05
| 4.7917 | 3.435e-06 | 4.3496e-05 | -4.7119e-05 | 1.5623e-05 | 4.7917 | -6.6227e-09 | -3.3114e-09 | 0 | -4.4152e-09 | 4.7917 | 3.2076e-06 | 4.4553e-05 | -4.7066e-05 | 1.5998e-05
| 4.8333 | 3.2153e-06 | 4.1751e-05 | -4.756e-05 | 1.4701e-05 | 4.8333 | -6.6227e-09 | -2.2076e-09 | 0 | -3.9246e-09 | 4.8333 | 2.9537e-06 | 4.265e-05 | -4.7507e-05 | 1.499e-05
| 4.875 | 4.0001e-06 | 4.3439e-05 | -4.7383e-05 | 1.5819e-05 | 4.875 | -6.6227e-09 | -2.2076e-09 | 0 | -3.9246e-09 | 4.875 | 3.7054e-06 | 4.4301e-05 | -4.7322e-05 | 1.6078e-05
| 4.9167 | 4.063e-06 | 4.3434e-05 | -4.7551e-05 | 1.5826e-05 | 4.9167 | -5.5189e-09 | -2.2076e-09 | 0 | -3.434e-09 | 4.9167 | 3.7297e-06 | 4.4281e-05 | -4.7463e-05 | 1.6064e-05
| 4.9583 | 4.8147e-06 | 4.5198e-05 | -4.7613e-05 | 1.6938e-05 | 4.9583 | -4.4152e-09 | -2.2076e-09 | 0 | -2.9434e-09 | 4.9583 | 4.4505e-06 | 4.5977e-05 | -4.7534e-05 | 1.7131e-05
| 5 | 4.4814e-06 | 4.5322e-05 | -4.8328e-05 | 1.6765e-05 | 5 | -3.3114e-09 | -2.2076e-09 | 0 | -2.4529e-09 | 5 | 4.0829e-06 | 4.5961e-05 | -4.8249e-05 | 1.6881e-05
| 5.0417 | 6.2861e-06 | 4.6614e-05 | -0.00014354 | 7.5627e-06 | 5.0417 | -3.3114e-09 | -2.2076e-09 | 0 | -2.4529e-09 | 5.0417 | 5.8567e-06 | 4.7103e-05 | -0.00014346 | 7.598e-06
| 5.0833 | 8.4462e-06 | 4.6939e-05 | -0.00014208 | 8.8288e-06 | 5.0833 | -4.4152e-09 | -2.2076e-09 | 0 | -2.9434e-09 | 5.0833 | 7.9793e-06 | 4.7312e-05 | -0.000142 | 8.796e-06
| 5.125 | 9.3027e-06 | 4.7768e-05 | -0.00013904 | 9.9155e-06 | 5.125 | -4.4152e-09 | 0 | 0 | -1.9623e-09 | 5.125 | 8.8027e-06 | 4.7997e-05 | -0.00013895 | 9.8061e-06
| 5.1667 | 9.178e-06 | 5.0009e-05 | -0.00012812 | 1.207e-05 | 5.1667 | -4.4152e-09 | 0 | 0 | -1.9623e-09 | 5.1667 | 8.6471e-06 | 5.0017e-05 | -0.000128 | 1.1851e-05
| 5.2083 | 1.0009e-05 | 5.1002e-05 | -0.00012913 | 1.2769e-05 | 5.2083 | -3.3114e-09 | 0 | 0 | -1.4717e-09 | 5.2083 | 9.4473e-06 | 5.0863e-05 | -0.000129 | 1.2471e-05
| 5.25 | 9.8292e-06 | 5.2918e-05 | -0.00012842 | 1.3619e-05 | 5.25 | -3.3114e-09 | 0 | -8.8303e-09 | -2.4529e-09 | 5.25 | 9.2387e-06 | 5.2611e-05 | -0.00012826 | 1.3238e-05
| 5.2917 | 1.0176e-05 | 5.3993e-05 | -0.00012774 | 1.4326e-05 | 5.2917 | -2.2076e-09 | -4.4152e-09 | -8.8303e-09 | -3.9246e-09 | 5.2917 | 9.5599e-06 | 5.3595e-05 | -0.00012757 | 1.3894e-05
| 5.3333 | 1.0228e-05 | 5.5109e-05 | -0.00012724 | 1.4901e-05 | 5.3333 | -2.2076e-09 | -4.4152e-09 | -8.8303e-09 | -3.9246e-09 | 5.3333 | 9.582e-06 | 5.4481e-05 | -0.00012707 | 1.4354e-05
| 5.375 | 1.0473e-05 | 5.5634e-05 | -0.0001283 | 1.5125e-05 | 5.375 | -2.2076e-09 | -4.4152e-09 | -8.8303e-09 | -3.9246e-09 | 5.375 | 9.7994e-06 | 5.4812e-05 | -0.00012813 | 1.448e-05
| 5.4167 | 1.0424e-05 | 5.5474e-05 | -0.00012825 | 1.5038e-05 | 5.4167 | -2.2076e-09 | -4.4152e-09 | -8.8303e-09 | -3.9246e-09 | 5.4167 | 9.7288e-06 | 5.4537e-05 | -0.00012807 | 1.4333e-05
| 5.4583 | 1.183e-05 | 5.6029e-05 | -0.000128 | 1.5938e-05 | 5.4583 | -2.2076e-09 | -4.4152e-09 | -8.8303e-09 | -3.9246e-09 | 5.4583 | 1.1114e-05 | 5.5103e-05 | -0.00012781 | 1.5229e-05
| 5.5 | 1.1326e-05 | 5.6813e-05 | -0.00012768 | 1.6098e-05 | 5.5 | -2.2076e-09 | -4.4152e-09 | -8.8303e-09 | -3.9246e-09 | 5.5 | 1.0573e-05 | 5.5879e-05 | -0.00012748 | 1.537e-05
| 5.5417 | 1.2323e-05 | 5.6954e-05 | -0.00012724 | 1.6653e-05 | 5.5417 | -1.1038e-09 | -4.4152e-09 | -8.8303e-09 | -3.434e-09 | 5.5417 | 1.1542e-05 | 5.6022e-05 | -0.00012703 | 1.5914e-05
| 5.5833 | 1.2027e-05 | 5.7331e-05 | -0.00012544 | 1.6887e-05 | 5.5833 | -1.1038e-09 | -4.4152e-09 | -8.8303e-09 | -3.434e-09 | 5.5833 | 1.1209e-05 | 5.6403e-05 | -0.00012524 | 1.6134e-05
| 5.625 | 1.3234e-05 | 5.9814e-05 | -0.00012537 | 1.8536e-05 | 5.625 | -1.1038e-09 | -4.4152e-09 | -8.8303e-09 | -3.434e-09 | 5.625 | 1.2386e-05 | 5.8902e-05 | -0.00012516 | 1.7776e-05
| 5.6667 | 1.2877e-05 | 5.8719e-05 | -0.00012497 | 1.7935e-05 | 5.6667 | -1.1038e-09 | -6.6227e-09 | -8.8303e-09 | -4.4152e-09 | 5.6667 | 1.1993e-05 | 5.7729e-05 | -0.00012474 | 1.7128e-05
| 5.7083 | 1.5066e-05 | 6.0722e-05 | -0.0001243 | 1.9873e-05 | 5.7083 | -1.1038e-09 | -6.6227e-09 | -8.8303e-09 | -4.4152e-09 | 5.7083 | 1.4153e-05 | 5.9675e-05 | -0.00012407 | 1.9027e-05
| 5.75 | 1.3336e-05 | 6.0948e-05 | -0.000124 | 1.9238e-05 | 5.75 | -1.1038e-09 | -6.6227e-09 | -8.8303e-09 | -4.4152e-09 | 5.75 | 1.2402e-05 | 5.9908e-05 | -0.00012377 | 1.8386e-05
| 5.7917 | 1.7934e-05 | 6.2163e-05 | -0.00012266 | 2.197e-05 | 5.7917 | -1.1038e-09 | -6.6227e-09 | -8.8303e-09 | -4.4152e-09 | 5.7917 | 1.6981e-05 | 6.1122e-05 | -0.00012243 | 2.1109e-05
| 5.8333 | 1.5636e-05 | 6.2371e-05 | -0.00012221 | 2.1091e-05 | 5.8333 | -1.1038e-09 | -8.8303e-09 | -8.8303e-09 | -5.3963e-09 | 5.8333 | 1.4658e-05 | 6.1341e-05 | -0.00012197 | 2.0225e-05
| 5.875 | 1.7917e-05 | 6.3616e-05 | -0.00012037 | 2.2863e-05 | 5.875 | -1.1038e-09 | -8.8303e-09 | -8.8303e-09 | -5.3963e-09 | 5.875 | 1.6919e-05 | 6.2661e-05 | -0.00012012 | 2.2022e-05
| 5.9167 | 1.69e-05 | 6.3627e-05 | -0.00012014 | 2.2441e-05 | 5.9167 | -1.1038e-09 | -8.8303e-09 | -8.8303e-09 | -5.3963e-09 | 5.9167 | 1.5889e-05 | 6.2684e-05 | -0.00011991 | 2.1598e-05
| 5.9583 | 1.9636e-05 | 6.5239e-05 | -0.0001201 | 2.4378e-05 | 5.9583 | -1.1038e-09 | -8.8303e-09 | -8.8303e-09 | -5.3963e-09 | 5.9583 | 1.8605e-05 | 6.4425e-05 | -0.00011987 | 2.3583e-05
| 6 | 1.7237e-05 | 6.3892e-05 | -0.00012075 | 2.264e-05 | 6 | -1.1038e-09 | -1.1038e-08 | -8.8303e-09 | -6.3775e-09 | 6 | 1.6187e-05 | 6.3258e-05 | -0.00012053 | 2.1917e-05
| 6.0417 | 2.1643e-05 | 6.4473e-05 | 0.00010831 | 5.0309e-05 | 6.0417 | -1.1038e-09 | -1.1038e-08 | -8.8303e-09 | -6.3775e-09 | 6.0417 | 2.058e-05 | 6.4045e-05 | 0.00010857 | 4.9674e-05
| 6.0833 | 2.3461e-05 | 6.4751e-05 | 0.00011308 | 5.177e-05 | 6.0833 | 3.3307e-16 | -1.1038e-08 | -8.8303e-09 | -5.8869e-09 | 6.0833 | 2.2386e-05 | 6.4404e-05 | 0.00011335 | 5.1167e-05
| 6.125 | 2.4931e-05 | 6.6639e-05 | 0.00011688 | 5.3684e-05 | 6.125 | 3.7007e-16 | -1.3245e-08 | -8.8303e-09 | -6.868e-09 | 6.125 | 2.3844e-05 | 6.6233e-05 | 0.00011713 | 5.3048e-05
| 6.1667 | 2.4782e-05 | 6.548e-05 | 0.00010532 | 5.1819e-05 | 6.1667 | 3.3307e-16 | -1.3245e-08 | -8.8303e-09 | -6.868e-09 | 6.1667 | 2.3682e-05 | 6.5168e-05 | 0.00010554 | 5.1215e-05
| 6.2083 | 2.4716e-05 | 6.6477e-05 | 0.00010806 | 5.2536e-05 | 6.2083 | 3.7007e-16 | -1.5453e-08 | -8.8303e-09 | -7.8492e-09 | 6.2083 | 2.3602e-05 | 6.6198e-05 | 0.00010828 | 5.1942e-05
| 6.25 | 2.4979e-05 | 6.685e-05 | 0.00011064 | 5.3107e-05 | 6.25 | 2.9606e-16 | -1.5453e-08 | 0 | -6.868e-09 | 6.25 | 2.3854e-05 | 6.6581e-05 | 0.00011085 | 5.2509e-05
| 6.2917 | 2.5887e-05 | 6.731e-05 | 0.0001119 | 5.3854e-05 | 6.2917 | 3.7007e-16 | -1.1038e-08 | 0 | -4.9057e-09 | 6.2917 | 2.4747e-05 | 6.6985e-05 | 0.0001121 | 5.3225e-05
| 6.3333 | 2.5489e-05 | 6.8e-05 | 0.00011455 | 5.4278e-05 | 6.3333 | 3.3307e-16 | -1.1038e-08 | 0 | -4.9057e-09 | 6.3333 | 2.4337e-05 | 6.7609e-05 | 0.00011476 | 5.3616e-05
| 6.375 | 2.5781e-05 | 6.8767e-05 | 0.00011626 | 5.4939e-05 | 6.375 | 3.7007e-16 | -1.1038e-08 | 0 | -4.9057e-09 | 6.375 | 2.4622e-05 | 6.8357e-05 | 0.00011647 | 5.4265e-05
| 6.4167 | 2.5764e-05 | 6.9473e-05 | 0.0001163 | 5.525e-05 | 6.4167 | 3.7007e-16 | -1.1038e-08 | 0 | -4.9057e-09 | 6.4167 | 2.4595e-05 | 6.9067e-05 | 0.00011651 | 5.4573e-05
| 6.4583 | 2.601e-05 | 7.0216e-05 | 0.0001162 | 5.5678e-05 | 6.4583 | 3.7007e-16 | -1.3245e-08 | 0 | -5.8869e-09 | 6.4583 | 2.4835e-05 | 6.9778e-05 | 0.00011641 | 5.4985e-05
| 6.5 | 2.6043e-05 | 7.091e-05 | 0.00011628 | 5.601e-05 | 6.5 | 2.9606e-16 | -1.3245e-08 | 0 | -5.8869e-09 | 6.5 | 2.4876e-05 | 7.0449e-05 | 0.00011648 | 5.5309e-05
| 6.5417 | 2.6208e-05 | 7.1772e-05 | 0.00011649 | 5.649e-05 | 6.5417 | 3.7007e-16 | -1.3245e-08 | 0 | -5.8869e-09 | 6.5417 | 2.5041e-05 | 7.1269e-05 | 0.00011669 | 5.577e-05
| 6.5833 | 2.6315e-05 | 7.2443e-05 | 0.00011164 | 5.6297e-05 | 6.5833 | 3.7007e-16 | -1.5453e-08 | 0 | -6.868e-09 | 6.5833 | 2.5156e-05 | 7.1921e-05 | 0.00011184 | 5.5573e-05
| 6.625 | 2.6123e-05 | 7.339e-05 | 0.00011155 | 5.6623e-05 | 6.625 | 4.0708e-16 | -1.5453e-08 | 0 | -6.868e-09 | 6.625 | 2.4973e-05 | 7.282e-05 | 0.00011177 | 5.5882e-05
| 6.6667 | 2.5867e-05 | 7.4252e-05 | 0.00011177 | 5.6916e-05 | 6.6667 | 2.5905e-16 | -1.5453e-08 | 0 | -6.868e-09 | 6.6667 | 2.4728e-05 | 7.3655e-05 | 0.00011198 | 5.6168e-05
| 6.7083 | 2.6601e-05 | 7.4958e-05 | 0.00011215 | 5.7599e-05 | 6.7083 | 3.7007e-16 | -1.5453e-08 | 0 | -6.868e-09 | 6.7083 | 2.5466e-05 | 7.436e-05 | 0.00011237 | 5.6852e-05
| 6.75 | 2.6409e-05 | 7.5536e-05 | 0.00011215 | 5.7769e-05 | 6.75 | 4.0708e-16 | -1.7661e-08 | 0 | -7.8492e-09 | 6.75 | 2.5272e-05 | 7.4914e-05 | 0.00011237 | 5.7012e-05
| 6.7917 | 2.6466e-05 | 7.6154e-05 | 0.00011263 | 5.8123e-05 | 6.7917 | 3.7007e-16 | -1.7661e-08 | 0 | -7.8492e-09 | 6.7917 | 2.5328e-05 | 7.5524e-05 | 0.00011286 | 5.7363e-05
| 6.8333 | 2.6512e-05 | 7.7047e-05 | 0.00011554 | 5.8863e-05 | 6.8333 | 4.0708e-16 | -1.7661e-08 | 0 | -7.8492e-09 | 6.8333 | 2.5378e-05 | 7.6402e-05 | 0.00011576 | 5.8098e-05
| 6.875 | 2.6594e-05 | 7.7759e-05 | 0.00011562 | 5.9225e-05 | 6.875 | -2.2076e-09 | -1.7661e-08 | 0 | -8.8303e-09 | 6.875 | 2.5462e-05 | 7.7094e-05 | 0.00011584 | 5.8452e-05
| 6.9167 | 3.1785e-05 | 6.8966e-05 | 0.00011538 | 5.7598e-05 | 6.9167 | -5.5189e-09 | -1.7661e-08 | 0 | -1.0302e-08 | 6.9167 | 3.0653e-05 | 6.8317e-05 | 0.0001156 | 5.6831e-05
| 6.9583 | -1.1445e-05 | -1.0994e-06 | 0.00012009 | 7.7682e-06 | 6.9583 | -1.1038e-08 | -1.7661e-08 | 0 | -1.2755e-08 | 6.9583 | -1.2582e-05 | -1.8577e-06 | 0.0001203 | 6.9495e-06
| 7 | -0.00041654 | -0.00022982 | 0.00012413 | -0.00027348 | 7 | -2.6491e-08 | -1.5453e-08 | 0 | -1.8642e-08 | 7 | -0.00041769 | -0.00023065 | 0.00012435 | -0.00027434
| 7.0417 | -0.0004968 | -0.00036384 | -1.3766e-05 | -0.00038404 | 7.0417 | -4.4152e-08 | -1.7661e-08 | 0 | -2.7472e-08 | 7.0417 | -0.00049798 | -0.00036472 | -1.3555e-05 | -0.00038493
| 7.0833 | -0.00055304 | -0.0005337 | -1.9815e-05 | -0.0004852 | 7.0833 | -6.0708e-08 | -2.2076e-08 | -8.8303e-09 | -3.7774e-08 | 7.0833 | -0.00055424 | -0.00053455 | -1.9594e-05 | -0.00048609
| 7.125 | -0.00060768 | -0.00070208 | 1.4217e-06 | -0.00058196 | 7.125 | -7.8369e-08 | -2.2076e-08 | -8.8303e-09 | -4.5623e-08 | 7.125 | -0.00060891 | -0.00070277 | 1.6601e-06 | -0.00058279
| 7.1667 | -0.00065804 | -0.00077787 | -4.5556e-05 | -0.00064325 | 7.1667 | -9.603e-08 | -2.4283e-08 | -8.8303e-09 | -5.4454e-08 | 7.1667 | -0.00065931 | -0.00077847 | -4.5291e-05 | -0.00064405
| 7.2083 | -0.00074322 | -0.0011312 | 4.9626e-06 | -0.00083251 | 7.2083 | -1.159e-07 | -2.4283e-08 | -8.8303e-09 | -6.3284e-08 | 7.2083 | -0.00074452 | -0.0011314 | 5.2452e-06 | -0.00083317
| 7.25 | -0.0007864 | -0.0013861 | 4.4522e-05 | -0.00096059 | 7.25 | -1.3577e-07 | -2.6491e-08 | -8.8303e-09 | -7.3095e-08 | 7.25 | -0.00078774 | -0.0013862 | 4.4796e-05 | -0.00096121
| 7.2917 | -0.00083472 | -0.0018952 | 9.8608e-05 | -0.0012024 | 7.2917 | -1.5674e-07 | -2.8699e-08 | -8.8303e-09 | -8.3397e-08 | 7.2917 | -0.00083611 | -0.0018952 | 9.8873e-05 | -0.0012029
| 7.3333 | -0.00089822 | -0.0021986 | 0.00011443 | -0.0013637 | 7.3333 | -1.7771e-07 | -3.0906e-08 | -8.8303e-09 | -9.3699e-08 | 7.3333 | -0.00089965 | -0.0021985 | 0.00011469 | -0.0013642
| 7.375 | 4.667e-05 | -0.0026508 | 0.00014848 | -0.0011409 | 7.375 | -2.4283e-07 | -3.201e-08 | -8.8303e-09 | -1.2313e-07 | 7.375 | 4.5353e-05 | -0.0026505 | 0.00014873 | -0.0011413
| 7.4167 | 0.0021238 | -0.0031407 | 0.0001479 | -0.0004355 | 7.4167 | -3.6204e-07 | -4.1944e-08 | -8.8303e-09 | -1.8053e-07 | 7.4167 | 0.0021228 | -0.0031403 | 0.00014815 | -0.0004358
| 7.4583 | 0.0036743 | -0.0031282 | 0.00014528 | 0.00025887 | 7.4583 | -4.5476e-07 | -6.5124e-08 | -8.8303e-09 | -2.3204e-07 | 7.4583 | 0.0036735 | -0.0031277 | 0.00014553 | 0.00025872
| 7.5 | 0.0048464 | -0.0032928 | 0.00014423 | 0.00070649 | 7.5 | -5.3534e-07 | -9.9341e-08 | -8.8303e-09 | -2.8306e-07 | 7.5 | 0.0048457 | -0.0032923 | 0.00014448 | 0.00070644
| 7.5417 | 0.0066071 | -0.0036997 | 0.00014479 | 0.0013083 | 7.5417 | -6.402e-07 | -1.1259e-07 | -8.8303e-09 | -3.3555e-07 | 7.5417 | 0.0066067 | -0.0036991 | 0.00014504 | 0.0013084
| 7.5833 | 0.0085207 | -0.0040568 | 4.1741e-05 | 0.0019886 | 7.5833 | -7.0532e-07 | -1.17e-07 | -8.8303e-09 | -3.6646e-07 | 7.5833 | 0.0085203 | -0.0040562 | 4.2006e-05 | 0.0019887
| 7.625 | 0.0074048 | -0.0038457 | 3.027e-05 | 0.0015852 | 7.625 | -6.6007e-07 | -1.468e-07 | -8.8303e-09 | -3.5959e-07 | 7.625 | 0.0074044 | -0.0038446 | 3.0526e-05 | 0.0015855
| 7.6667 | 0.0053716 | -0.0043132 | -3.5277e-05 | 0.00046648 | 7.6667 | -6.2364e-07 | -1.7881e-07 | -8.8303e-09 | -3.5763e-07 | 7.6667 | 0.0053705 | -0.004312 | -3.5012e-05 | 0.00046655
| 7.7083 | 0.0011811 | -0.004447 | -0.00016563 | -0.0014699 | 7.7083 | -3.4217e-07 | -2.1414e-07 | -8.8303e-09 | -2.4823e-07 | 7.7083 | 0.0011789 | -0.0044457 | -0.00016533 | -0.0014703
| 7.75 | -0.0010062 | -0.0047002 | -0.00029069 | -0.0025684 | 7.75 | -1.9868e-07 | -2.4615e-07 | -8.8303e-09 | -1.9868e-07 | 7.75 | -0.0010087 | -0.0046988 | -0.00029038 | -0.002569
| 7.7917 | -0.0032569 | -0.0058866 | -0.0005885 | -0.0041291 | 7.7917 | -2.8699e-08 | -2.4504e-07 | -8.8303e-09 | -1.2264e-07 | 7.7917 | -0.0032598 | -0.0058855 | -0.00058818 | -0.00413
| 7.8333 | -0.0048962 | -0.0069777 | -0.0011169 | -0.0054014 | 7.8333 | 1.0596e-07 | -1.5343e-07 | -8.8303e-09 | -2.2076e-08 | 7.8333 | -0.0048995 | -0.006977 | -0.0011166 | -0.0054025
| 7.875 | -0.0057584 | -0.0077607 | -0.0012661 | -0.0061491 | 7.875 | 1.7881e-07 | -6.1812e-08 | -8.8303e-09 | 5.102e-08 | 7.875 | -0.0057617 | -0.0077601 | -0.0012658 | -0.0061504
| 7.9167 | -0.0064019 | -0.0083975 | -0.001439 | -0.0067374 | 7.9167 | 2.1634e-07 | -7.7265e-09 | -8.8303e-09 | 9.1737e-08 | 7.9167 | -0.0064054 | -0.008397 | -0.0014386 | -0.0067387
| 7.9583 | -0.0063453 | -0.0086912 | -0.0005959 | -0.0067491 | 7.9583 | 2.2076e-07 | 1.9868e-08 | -8.8303e-09 | 1.0596e-07 | 7.9583 | -0.0063489 | -0.0086908 | -0.00059553 | -0.0067505
| 8 | -0.0060936 | -0.0087437 | -0.00081284 | -0.0066847 | 8 | 2.1634e-07 | 2.318e-08 | -8.8303e-09 | 1.0547e-07 | 8 | -0.0060972 | -0.0087433 | -0.00081246 | -0.0066861
| 8.0417 | -0.0066144 | -0.0088247 | -0.0017286 | -0.0070539 | 8.0417 | 2.8036e-07 | 2.318e-08 | -8.8303e-09 | 1.3393e-07 | 8.0417 | -0.0066181 | -0.0088242 | -0.0017283 | -0.0070553
| 8.0833 | -0.0070421 | -0.0086704 | -0.0018652 | -0.0071906 | 8.0833 | 2.914e-07 | 2.5387e-08 | 0 | 1.4079e-07 | 8.0833 | -0.0070459 | -0.0086698 | -0.0018648 | -0.0071919
| 8.125 | -0.0085767 | -0.0086123 | -0.0020974 | -0.0078726 | 8.125 | 3.786e-07 | 2.7595e-08 | 0 | 1.8053e-07 | 8.125 | -0.0085808 | -0.0086118 | -0.0020971 | -0.0078741
| 8.1667 | -0.0088819 | -0.0086077 | -0.0022808 | -0.0080266 | 8.1667 | 4.2496e-07 | 3.201e-08 | 0 | 2.031e-07 | 8.1667 | -0.0088859 | -0.0086072 | -0.0022805 | -0.0080281
| 8.2083 | -0.0091313 | -0.0083087 | -0.0024227 | -0.0080203 | 8.2083 | 4.4814e-07 | 3.6425e-08 | 0 | 2.1536e-07 | 8.2083 | -0.0091354 | -0.0083085 | -0.0024224 | -0.008022
| 8.25 | -0.0098093 | -0.0080136 | -0.0024552 | -0.0081941 | 8.25 | 4.6856e-07 | 1.5453e-08 | 0 | 2.1512e-07 | 8.25 | -0.0098134 | -0.0080135 | -0.0024549 | -0.0081958
| 8.2917 | -0.010129 | -0.007564 | -0.0024897 | -0.0081404 | 8.2917 | 4.9284e-07 | 1.1038e-09 | 0 | 2.1953e-07 | 8.2917 | -0.010134 | -0.0075639 | -0.0024893 | -0.0081422
| 8.3333 | -0.010027 | -0.0070654 | -0.0026042 | -0.0078861 | 8.3333 | 4.9505e-07 | -1.4349e-08 | -8.8303e-09 | 2.1266e-07 | 8.3333 | -0.010031 | -0.0070653 | -0.0026039 | -0.0078878
| 8.375 | -0.011188 | -0.0065549 | -0.0025787 | -0.0081724 | 8.375 | 5.7839e-07 | -2.8699e-08 | -8.8303e-09 | 2.4332e-07 | 8.375 | -0.011192 | -0.0065558 | -0.0025783 | -0.0081746
| 8.4167 | -0.013418 | -0.0058858 | -0.0025606 | -0.0088641 | 8.4167 | 6.9208e-07 | -2.8699e-08 | -2.6491e-08 | 2.9189e-07 | 8.4167 | -0.013423 | -0.0058873 | -0.0025602 | -0.0088668
| 8.4583 | -0.015102 | -0.0055263 | -0.0025405 | -0.0094503 | 8.4583 | 7.7652e-07 | -3.5321e-08 | -2.6491e-08 | 3.2648e-07 | 8.4583 | -0.015107 | -0.0055279 | -0.0025401 | -0.0094531
| 8.5 | -0.016416 | -0.0048446 | -0.0025112 | -0.009728 | 8.5 | 8.4881e-07 | -3.201e-08 | -2.6491e-08 | 3.6008e-07 | 8.5 | -0.016421 | -0.0048466 | -0.0025108 | -0.0097311
| 8.5417 | -0.018285 | -0.0039246 | -0.0024833 | -0.010147 | 8.5417 | 9.5036e-07 | -4.9671e-08 | -2.6491e-08 | 3.9736e-07 | 8.5417 | -0.01829 | -0.0039266 | -0.0024829 | -0.01015
| 8.5833 | -0.020325 | -0.0032198 | -0.0024002 | -0.010731 | 8.5833 | 1.01e-06 | -6.2916e-08 | -2.6491e-08 | 4.1797e-07 | 8.5833 | -0.02033 | -0.0032223 | -0.0023998 | -0.010734
| 8.625 | -0.019307 | -0.0030603 | -0.0023726 | -0.010205 | 8.625 | 9.6085e-07 | -6.0708e-08 | -2.6491e-08 | 3.9712e-07 | 8.625 | -0.019312 | -0.0030645 | -0.0023722 | -0.010209
| 8.6667 | -0.017402 | -0.0021727 | -0.0022524 | -0.0089503 | 8.6667 | 9.1946e-07 | -5.4086e-08 | -4.4152e-08 | 3.797e-07 | 8.6667 | -0.017407 | -0.0021774 | -0.002252 | -0.0089545
| 8.7083 | -0.013309 | -0.0017554 | -0.0020619 | -0.0069246 | 8.7083 | 6.3358e-07 | -6.2916e-08 | -5.2982e-08 | 2.4774e-07 | 8.7083 | -0.013313 | -0.0017601 | -0.0020615 | -0.0069284
| 8.75 | -0.011249 | -0.0012614 | -0.0018893 | -0.0057699 | 8.75 | 4.8732e-07 | -5.6293e-08 | -6.1812e-08 | 1.847e-07 | 8.75 | -0.011252 | -0.0012663 | -0.0018889 | -0.0057737
| 8.7917 | -0.0090299 | -0.00062058 | -0.0016206 | -0.0044692 | 8.7917 | 3.0906e-07 | -5.9605e-08 | -6.1812e-08 | 1.04e-07 | 8.7917 | -0.0090331 | -0.00062538 | -0.0016202 | -0.0044727
| 8.8333 | -0.0075094 | 0.00016404 | -0.0010446 | -0.0033807 | 8.8333 | 1.7329e-07 | -9.1615e-08 | -6.1812e-08 | 2.9434e-08 | 8.8333 | -0.0075123 | 0.00015946 | -0.0010441 | -0.003384
| 8.875 | -0.0066071 | 0.0010312 | -0.00081721 | -0.0025689 | 8.875 | 9.7685e-08 | -1.5453e-07 | -6.1812e-08 | -3.2133e-08 | 8.875 | -0.0066099 | 0.0010268 | -0.0008168 | -0.0025721
| 8.9167 | -0.0060793 | 0.0019371 | -0.00057922 | -0.0019054 | 8.9167 | 6.2916e-08 | -2.1193e-07 | -6.1812e-08 | -7.3095e-08 | 8.9167 | -0.0060822 | 0.0019327 | -0.00057883 | -0.0019085
| 8.9583 | -0.0061826 | 0.0026239 | -0.0013592 | -0.0017327 | 8.9583 | 6.2364e-08 | -2.4835e-07 | -7.0643e-08 | -9.0511e-08 | 8.9583 | -0.0061855 | 0.0026196 | -0.0013588 | -0.0017358
| 9 | -0.0061428 | 0.0032472 | -0.0010787 | -0.0014068 | 9 | 8.0577e-08 | -2.6712e-07 | -7.9473e-08 | -9.1737e-08 | 9 | -0.0061455 | 0.0032429 | -0.0010783 | -0.0014099
| 9.0417 | -0.0056106 | 0.0037917 | 0.0017524 | -0.00061368 | 9.0417 | 3.201e-08 | -2.8478e-07 | -9.7133e-08 | -1.2313e-07 | 9.0417 | -0.0056133 | 0.0037874 | 0.0017527 | -0.00061678
| 9.0833 | -0.0052001 | 0.0040827 | 0.0020103 | -0.00027327 | 9.0833 | 3.3666e-08 | -3.0244e-07 | -1.0596e-07 | -1.3123e-07 | 9.0833 | -0.0052027 | 0.0040783 | 0.0020107 | -0.00027633
| 9.125 | -0.0036477 | 0.0045366 | 0.0022752 | 0.00064786 | 9.125 | -4.3048e-08 | -3.1348e-07 | -1.0596e-07 | -1.7023e-07 | 9.125 | -0.0036502 | 0.0045326 | 0.0022756 | 0.00064506
| 9.1667 | -0.0032595 | 0.0049023 | 0.0025954 | 0.0010185 | 9.1667 | -7.7817e-08 | -3.4328e-07 | -1.1479e-07 | -1.9991e-07 | 9.1667 | -0.003262 | 0.0048984 | 0.0025958 | 0.0010157
| 9.2083 | -0.002882 | 0.0052493 | 0.002809 | 0.0013643 | 9.2083 | -8.7751e-08 | -3.6756e-07 | -1.3245e-07 | -2.1708e-07 | 9.2083 | -0.0028844 | 0.0052455 | 0.0028094 | 0.0013616
| 9.25 | -0.0030023 | 0.0054463 | 0.002912 | 0.0014098 | 9.25 | -6.7331e-08 | -3.6756e-07 | -1.4129e-07 | -2.0898e-07 | 9.25 | -0.0030048 | 0.0054424 | 0.0029123 | 0.001407
| 9.2917 | -0.0026885 | 0.0057725 | 0.0030121 | 0.0017053 | 9.2917 | -7.285e-08 | -3.7087e-07 | -1.5012e-07 | -2.1389e-07 | 9.2917 | -0.0026909 | 0.0057701 | 0.0030124 | 0.0017032
| 9.3333 | -0.0028147 | 0.0059094 | 0.0032413 | 0.0017356 | 9.3333 | -5.3534e-08 | -3.775e-07 | -1.4129e-07 | -2.0727e-07 | 9.3333 | -0.0028172 | 0.005907 | 0.0032417 | 0.0017335
| 9.375 | -0.0026735 | 0.006187 | 0.003307 | 0.001929 | 9.375 | -7.2298e-08 | -3.8412e-07 | -1.5895e-07 | -2.2051e-07 | 9.375 | -0.002676 | 0.0061855 | 0.0033074 | 0.0019273
| 9.4167 | -0.0025985 | 0.0063525 | 0.0033986 | 0.002046 | 9.4167 | -6.5675e-08 | -3.9626e-07 | -1.5012e-07 | -2.2198e-07 | 9.4167 | -0.002601 | 0.0063516 | 0.0033989 | 0.0020446
| 9.4583 | -0.0025334 | 0.0063713 | 0.0034941 | 0.002094 | 9.4583 | -5.4638e-08 | -3.8191e-07 | -1.5012e-07 | -2.107e-07 | 9.4583 | -0.0025358 | 0.0063705 | 0.0034945 | 0.0020926
| 9.5 | -0.0024861 | 0.0062526 | 0.0035867 | 0.0020726 | 9.5 | -4.0288e-08 | -3.797e-07 | -1.5012e-07 | -2.0334e-07 | 9.5 | -0.0024885 | 0.0062523 | 0.003587 | 0.0020713
| 9.5417 | -0.0024165 | 0.0061458 | 0.0036783 | 0.0020661 | 9.5417 | -3.5873e-08 | -3.7639e-07 | -1.5012e-07 | -1.9991e-07 | 9.5417 | -0.002419 | 0.0061457 | 0.0036787 | 0.002065
| 9.5833 | -0.0023561 | 0.0061991 | 0.0038179 | 0.0021322 | 9.5833 | -2.9802e-08 | -3.8743e-07 | -1.5012e-07 | -2.0212e-07 | 9.5833 | -0.0023586 | 0.0061995 | 0.0038182 | 0.0021313
| 9.625 | -0.002305 | 0.0062496 | 0.0039334 | 0.0021902 | 9.625 | -2.5939e-08 | -3.8081e-07 | -1.5895e-07 | -1.9844e-07 | 9.625 | -0.0023075 | 0.0062513 | 0.0039337 | 0.0021899
| 9.6667 | -0.0022508 | 0.0062447 | 0.0040238 | 0.0022221 | 9.6667 | -1.6557e-08 | -3.7032e-07 | -1.5012e-07 | -1.8863e-07 | 9.6667 | -0.0022533 | 0.0062468 | 0.0040241 | 0.002222
| 9.7083 | -0.0022015 | 0.0064016 | 0.0040976 | 0.002322 | 9.7083 | -1.1038e-08 | -3.5818e-07 | -1.5895e-07 | -1.8176e-07 | 9.7083 | -0.002204 | 0.0064037 | 0.0040979 | 0.0023219
| 9.75 | -0.0025347 | 0.0066027 | 0.0041823 | 0.0022727 | 9.75 | 3.3114e-09 | -3.6591e-07 | -1.5012e-07 | -1.7783e-07 | 9.75 | -0.0025373 | 0.0066051 | 0.0041826 | 0.0022726
| 9.7917 | -0.0026385 | 0.0075954 | 0.0043424 | 0.0026856 | 9.7917 | 1.3245e-08 | -3.786e-07 | -1.5895e-07 | -1.8004e-07 | 9.7917 | -0.002641 | 0.007598 | 0.0043427 | 0.0026856
| 9.8333 | -0.0025896 | 0.0083424 | 0.0043848 | 0.003044 | 9.8333 | 1.7661e-08 | -4.6414e-07 | -1.6778e-07 | -2.1708e-07 | 9.8333 | -0.0025921 | 0.0083452 | 0.004385 | 0.0030441
| 9.875 | -0.0026981 | 0.0087007 | 0.0044568 | 0.003163 | 9.875 | 2.7043e-08 | -5.0112e-07 | -1.7661e-07 | -2.3032e-07 | 9.875 | -0.0027007 | 0.0087033 | 0.0044571 | 0.003163
| 9.9167 | -0.0026551 | 0.0088853 | 0.0045377 | 0.0032732 | 9.9167 | 3.2562e-08 | -5.2872e-07 | -1.9427e-07 | -2.421e-07 | 9.9167 | -0.0026576 | 0.0088878 | 0.004538 | 0.0032732
| 9.9583 | -0.0026337 | 0.0090066 | 0.004618 | 0.0033455 | 9.9583 | 3.8081e-08 | -5.4969e-07 | -2.031e-07 | -2.4995e-07 | 9.9583 | -0.0026363 | 0.0090088 | 0.0046183 | 0.0033454
| 10 | -0.0025864 | 0.0091111 | 0.0046998 | 0.0034221 | 10 | 4.4152e-08 | -5.5355e-07 | -1.9427e-07 | -2.4798e-07 | 10 | -0.0025889 | 0.0091132 | 0.0047002 | 0.0034219
| 10.0417 | -0.0025833 | 0.0092344 | 0.0030591 | 0.003296 | 10.0417 | 5.243e-08 | -5.5907e-07 | -1.8544e-07 | -2.4578e-07 | 10.0417 | -0.0025858 | 0.0092364 | 0.0030594 | 0.0032957
| 10.0833 | -0.0025754 | 0.0094041 | 0.0031285 | 0.0033826 | 10.0833 | 6.0708e-08 | -5.6735e-07 | -1.8544e-07 | -2.4578e-07 | 10.0833 | -0.0025779 | 0.0094059 | 0.0031288 | 0.0033823
| 10.125 | -0.0026037 | 0.0095054 | 0.0032652 | 0.0034302 | 10.125 | 7.3954e-08 | -5.817e-07 | -2.031e-07 | -2.4823e-07 | 10.125 | -0.0026062 | 0.0095068 | 0.0032655 | 0.0034297
| 10.1667 | -0.002701 | 0.0096546 | 0.0033897 | 0.0034671 | 10.1667 | 8.4992e-08 | -5.7563e-07 | -1.9427e-07 | -2.3965e-07 | 10.1667 | -0.0027036 | 0.0096557 | 0.00339 | 0.0034665
| 10.2083 | -0.0028073 | 0.009806 | 0.0034936 | 0.0034987 | 10.2083 | 9.7685e-08 | -5.7783e-07 | -1.8544e-07 | -2.34e-07 | 10.2083 | -0.0028098 | 0.0098071 | 0.0034939 | 0.0034981
| 10.25 | -0.0020305 | 0.010012 | 0.0035635 | 0.0039433 | 10.25 | 8.3888e-08 | -5.8115e-07 | -1.9427e-07 | -2.4259e-07 | 10.25 | -0.0020329 | 0.010013 | 0.0035638 | 0.0039428
| 10.2917 | -0.0020379 | 0.010191 | 0.0036412 | 0.004028 | 10.2917 | 9.0511e-08 | -5.828e-07 | -1.9427e-07 | -2.4038e-07 | 10.2917 | -0.0020403 | 0.01019 | 0.0036415 | 0.0040268
| 10.3333 | -0.0020129 | 0.010305 | 0.0037133 | 0.004098 | 10.3333 | 9.7133e-08 | -5.8446e-07 | -2.1193e-07 | -2.4014e-07 | 10.3333 | -0.0020153 | 0.010303 | 0.0037136 | 0.0040961
| 10.375 | -0.0019962 | 0.010414 | 0.0037961 | 0.0041632 | 10.375 | 1.0431e-07 | -5.817e-07 | -2.031e-07 | -2.3474e-07 | 10.375 | -0.0019986 | 0.010412 | 0.0037964 | 0.0041613
| 10.4167 | -0.001976 | 0.010515 | 0.0038669 | 0.0042247 | 10.4167 | 1.0983e-07 | -5.8059e-07 | -2.031e-07 | -2.318e-07 | 10.4167 | -0.0019783 | 0.010513 | 0.0038672 | 0.0042227
| 10.4583 | -0.0019642 | 0.010569 | 0.0039357 | 0.0042617 | 10.4583 | 1.1314e-07 | -5.8446e-07 | -2.031e-07 | -2.3204e-07 | 10.4583 | -0.0019666 | 0.010567 | 0.003936 | 0.0042597
| 10.5 | -0.0019249 | 0.010616 | 0.0040029 | 0.0043075 | 10.5 | 1.1535e-07 | -5.7563e-07 | -2.031e-07 | -2.2714e-07 | 10.5 | -0.0019273 | 0.010614 | 0.0040032 | 0.0043055
| 10.5417 | -0.0019399 | 0.010655 | 0.0040701 | 0.0043257 | 10.5417 | 1.1921e-07 | -5.5852e-07 | -2.2076e-07 | -2.1978e-07 | 10.5417 | -0.0019423 | 0.010653 | 0.0040705 | 0.0043237
| 10.5833 | -0.0019269 | 0.0107 | 0.004136 | 0.0043588 | 10.5833 | 1.2418e-07 | -5.5465e-07 | -2.2076e-07 | -2.1585e-07 | 10.5833 | -0.0019293 | 0.010698 | 0.0041363 | 0.0043567
| 10.625 | -0.0019304 | 0.010726 | 0.0042127 | 0.004377 | 10.625 | 1.319e-07 | -5.6404e-07 | -2.2076e-07 | -2.1659e-07 | 10.625 | -0.0019328 | 0.010723 | 0.004213 | 0.004375
| 10.6667 | -0.0019066 | 0.010757 | 0.0042817 | 0.0044092 | 10.6667 | 1.3466e-07 | -5.679e-07 | -2.2959e-07 | -2.1806e-07 | 10.6667 | -0.001909 | 0.010755 | 0.0042821 | 0.0044071
| 10.7083 | -0.0019052 | 0.010764 | 0.0043426 | 0.0044196 | 10.7083 | 1.4184e-07 | -5.5465e-07 | -2.2959e-07 | -2.0898e-07 | 10.7083 | -0.0019076 | 0.010761 | 0.0043429 | 0.0044175
| 10.75 | -0.0014943 | 0.010768 | 0.004407 | 0.0046111 | 10.75 | 1.3742e-07 | -5.4086e-07 | -2.2959e-07 | -2.0481e-07 | 10.75 | -0.0014966 | 0.010765 | 0.0044073 | 0.004609
| 10.7917 | -0.0014017 | 0.010768 | 0.0044676 | 0.0046594 | 10.7917 | 1.4404e-07 | -5.4527e-07 | -2.2076e-07 | -2.0285e-07 | 10.7917 | -0.001404 | 0.010766 | 0.004468 | 0.0046572
| 10.8333 | -0.0013791 | 0.010775 | 0.0045258 | 0.0046788 | 10.8333 | 1.468e-07 | -5.4251e-07 | -2.2959e-07 | -2.0138e-07 | 10.8333 | -0.0013814 | 0.010772 | 0.0045261 | 0.0046766
| 10.875 | -0.0013547 | 0.01078 | 0.0021536 | 0.0044283 | 10.875 | 1.5012e-07 | -5.5797e-07 | -2.4725e-07 | -2.0874e-07 | 10.875 | -0.0013571 | 0.010778 | 0.0021539 | 0.0044262
| 10.9167 | -0.0013328 | 0.010783 | 0.0021735 | 0.0044416 | 10.9167 | 1.5067e-07 | -5.4638e-07 | -2.3842e-07 | -2.0236e-07 | 10.9167 | -0.0013352 | 0.010781 | 0.0021738 | 0.0044395
| 10.9583 | -0.0013064 | 0.010788 | 0.0022231 | 0.0044611 | 10.9583 | 1.5508e-07 | -5.381e-07 | -2.3842e-07 | -1.9672e-07 | 10.9583 | -0.0013088 | 0.010786 | 0.0022234 | 0.0044592
| 11 | -0.0012862 | 0.01079 | 0.0022659 | 0.0044757 | 11 | 1.5784e-07 | -5.4251e-07 | -2.6491e-07 | -2.004e-07 | 11 | -0.0012885 | 0.010788 | 0.0022662 | 0.0044738
| 11.0417 | -0.0012616 | 0.010786 | 0.0026674 | 0.0045296 | 11.0417 | 1.5839e-07 | -5.4031e-07 | -2.6491e-07 | -1.9917e-07 | 11.0417 | -0.001264 | 0.010784 | 0.0026677 | 0.0045277
| 11.0833 | -0.001239 | 0.01079 | 0.0027063 | 0.0045456 | 11.0833 | 1.6226e-07 | -5.3423e-07 | -2.7374e-07 | -1.9574e-07 | 11.0833 | -0.0012414 | 0.010788 | 0.0027066 | 0.0045438
| 11.125 | -0.0012168 | 0.010794 | 0.0027309 | 0.00456 | 11.125 | 1.6226e-07 | -5.3092e-07 | -2.8257e-07 | -1.9525e-07 | 11.125 | -0.0012192 | 0.010792 | 0.0027312 | 0.0045583
| 11.1667 | -0.0011953 | 0.010799 | 0.0028163 | 0.0045814 | 11.1667 | 1.6502e-07 | -5.3589e-07 | -2.914e-07 | -1.9721e-07 | 11.1667 | -0.0011977 | 0.010798 | 0.0028167 | 0.0045797
| 11.2083 | -0.0011747 | 0.010805 | 0.0028729 | 0.0045991 | 11.2083 | 1.6722e-07 | -5.2651e-07 | -2.914e-07 | -1.9206e-07 | 11.2083 | -0.0011771 | 0.010803 | 0.0028732 | 0.0045973
| 11.25 | -0.0011522 | 0.01081 | 0.0028889 | 0.0046134 | 11.25 | 1.6833e-07 | -5.1878e-07 | -3.0023e-07 | -1.8912e-07 | 11.25 | -0.0011546 | 0.010808 | 0.0028893 | 0.0046116
| 11.2917 | -0.0011317 | 0.010814 | 0.0029511 | 0.004631 | 11.2917 | 1.7164e-07 | -5.1657e-07 | -3.0906e-07 | -1.8764e-07 | 11.2917 | -0.0011342 | 0.010812 | 0.0029515 | 0.0046293
| 11.3333 | -0.0011107 | 0.010816 | 0.0030176 | 0.0046489 | 11.3333 | 1.7219e-07 | -5.1437e-07 | -3.0023e-07 | -1.8544e-07 | 11.3333 | -0.0011131 | 0.010816 | 0.0030179 | 0.0046478
| 11.375 | -0.0010925 | 0.010821 | 0.0030829 | 0.0046662 | 11.375 | 1.7274e-07 | -5.2044e-07 | -3.0906e-07 | -1.8887e-07 | 11.375 | -0.001095 | 0.01082 | 0.0030832 | 0.004665
| 11.4167 | -0.0010745 | 0.010824 | 0.0031405 | 0.0046822 | 11.4167 | 1.7385e-07 | -5.2209e-07 | -3.1789e-07 | -1.901e-07 | 11.4167 | -0.0010769 | 0.010824 | 0.0031408 | 0.004681
| 11.4583 | -0.0010574 | 0.010828 | 0.0031956 | 0.0046976 | 11.4583 | 1.7661e-07 | -5.2485e-07 | -3.2672e-07 | -1.9108e-07 | 11.4583 | -0.0010598 | 0.010828 | 0.003196 | 0.0046965
| 11.5 | -0.00104 | 0.010831 | 0.0032498 | 0.0047128 | 11.5 | 1.7716e-07 | -5.254e-07 | -3.3555e-07 | -1.9206e-07 | 11.5 | -0.0010424 | 0.010832 | 0.0032501 | 0.004712
| 11.5417 | -0.0010235 | 0.010835 | 0.0033074 | 0.0047281 | 11.5417 | 1.8213e-07 | -5.3423e-07 | -3.2672e-07 | -1.928e-07 | 11.5417 | -0.0010259 | 0.010834 | 0.0033078 | 0.0047267
| 11.5833 | -0.0010074 | 0.010865 | 0.0033792 | 0.0047567 | 11.5833 | 1.8709e-07 | -5.2982e-07 | -3.3555e-07 | -1.8961e-07 | 11.5833 | -0.0010097 | 0.010864 | 0.0033796 | 0.0047553
| 11.625 | -0.00099334 | 0.010864 | 0.0034396 | 0.0047691 | 11.625 | 1.882e-07 | -5.2264e-07 | -3.3555e-07 | -1.8593e-07 | 11.625 | -0.00099566 | 0.010863 | 0.00344 | 0.0047676
| 11.6667 | -0.00097907 | 0.010862 | 0.0035029 | 0.0047814 | 11.6667 | 1.893e-07 | -5.232e-07 | -3.2672e-07 | -1.847e-07 | 11.6667 | -0.00098136 | 0.010861 | 0.0035033 | 0.00478
| 11.7083 | -0.00096817 | 0.010847 | 0.0035658 | 0.0047868 | 11.7083 | 1.8709e-07 | -5.4141e-07 | -3.1789e-07 | -1.928e-07 | 11.7083 | -0.00097042 | 0.010846 | 0.0035662 | 0.0047854
| 11.75 | -0.00095525 | 0.010821 | 0.0036303 | 0.0047881 | 11.75 | 1.8985e-07 | -5.4306e-07 | -3.2672e-07 | -1.9329e-07 | 11.75 | -0.00095747 | 0.01082 | 0.0036307 | 0.0047869
| 11.7917 | -0.00094805 | 0.010787 | 0.0036981 | 0.0047836 | 11.7917 | 1.8985e-07 | -5.4306e-07 | -3.2672e-07 | -1.9329e-07 | 11.7917 | -0.00095023 | 0.010786 | 0.0036985 | 0.0047824
| 11.8333 | -0.00093636 | 0.010741 | 0.0038995 | 0.0047911 | 11.8333 | 1.9151e-07 | -5.3258e-07 | -3.2672e-07 | -1.8789e-07 | 11.8333 | -0.0009385 | 0.010741 | 0.0039 | 0.0047901
| 11.875 | -0.00092773 | 0.010692 | 0.0063799 | 0.0050486 | 11.875 | 1.9206e-07 | -5.3644e-07 | -3.1789e-07 | -1.8838e-07 | 11.875 | -0.00092983 | 0.010692 | 0.0063804 | 0.0050476
| 11.9167 | -0.00091717 | 0.010638 | 0.0064275 | 0.0050346 | 11.9167 | 1.9537e-07 | -5.4306e-07 | -3.1789e-07 | -1.8985e-07 | 11.9167 | -0.00091924 | 0.010638 | 0.006428 | 0.0050336
| 11.9583 | -0.00090908 | 0.010578 | 0.0065037 | 0.0050198 | 11.9583 | 1.9537e-07 | -5.5245e-07 | -3.1789e-07 | -1.9402e-07 | 11.9583 | -0.00091112 | 0.010577 | 0.0065043 | 0.0050188
| 12 | -0.00089763 | 0.010526 | 0.0065883 | 0.0050113 | 12 | 1.9592e-07 | -5.5189e-07 | -3.0906e-07 | -1.9255e-07 | 12 | -0.00089965 | 0.010526 | 0.0065888 | 0.0050103
| 12.0417 | -0.00088973 | 0.010491 | 0.0062527 | 0.0049618 | 12.0417 | 1.9813e-07 | -5.5631e-07 | -3.1789e-07 | -1.9451e-07 | 12.0417 | -0.00089173 | 0.010491 | 0.0062532 | 0.004961
| 12.0833 | -0.00087996 | 0.010485 | 0.0063442 | 0.0049739 | 12.0833 | 1.9868e-07 | -5.6017e-07 | -3.2672e-07 | -1.9697e-07 | 12.0833 | -0.00088193 | 0.010485 | 0.0063448 | 0.0049732
| 12.125 | -0.00086945 | 0.010418 | 0.0064531 | 0.0049609 | 12.125 | 2.0199e-07 | -5.6348e-07 | -3.0906e-07 | -1.95e-07 | 12.125 | -0.00087139 | 0.010418 | 0.0064537 | 0.0049598
| 12.1667 | -0.00085801 | 0.010335 | 0.0064829 | 0.0049322 | 12.1667 | 2.042e-07 | -5.5852e-07 | -3.0023e-07 | -1.9083e-07 | 12.1667 | -0.00085991 | 0.010335 | 0.0064834 | 0.0049314
| 12.2083 | -0.00084679 | 0.010246 | 0.0065377 | 0.004904 | 12.2083 | 2.053e-07 | -5.7066e-07 | -3.0906e-07 | -1.9672e-07 | 12.2083 | -0.00084866 | 0.010247 | 0.0065383 | 0.0049033
| 12.25 | -0.00083563 | 0.010153 | 0.006664 | 0.0048813 | 12.25 | 2.0751e-07 | -5.8059e-07 | -2.914e-07 | -1.9819e-07 | 12.25 | -0.00083747 | 0.010153 | 0.0066645 | 0.004881
| 12.2917 | -0.00082477 | 0.010051 | 0.0067374 | 0.0048491 | 12.2917 | 2.1138e-07 | -5.817e-07 | -2.8257e-07 | -1.9598e-07 | 12.2917 | -0.00082661 | 0.010052 | 0.0067379 | 0.0048487
| 12.3333 | -0.00081261 | 0.0099406 | 0.0068055 | 0.0048131 | 12.3333 | 2.1469e-07 | -5.8225e-07 | -3.0906e-07 | -1.977e-07 | 12.3333 | -0.00081443 | 0.0099414 | 0.006806 | 0.0048127
| 12.375 | -0.00080154 | 0.0098171 | 0.0068718 | 0.0047704 | 12.375 | 2.1745e-07 | -5.7507e-07 | -3.0906e-07 | -1.9329e-07 | 12.375 | -0.00080335 | 0.0098181 | 0.0068723 | 0.0047702
| 12.4167 | -0.00079022 | 0.009686 | 0.0069348 | 0.0047242 | 12.4167 | 2.2021e-07 | -5.668e-07 | -3.1789e-07 | -1.8936e-07 | 12.4167 | -0.00079203 | 0.0096872 | 0.0069353 | 0.004724
| 12.4583 | -0.00077972 | 0.0095411 | 0.0069976 | 0.0046714 | 12.4583 | 2.2352e-07 | -5.6183e-07 | -3.4438e-07 | -1.8863e-07 | 12.4583 | -0.00078153 | 0.0095421 | 0.0069981 | 0.0046711
| 12.5 | -0.00076879 | 0.0093937 | 0.0070566 | 0.0046173 | 12.5 | 2.2407e-07 | -5.6017e-07 | -3.7087e-07 | -1.9059e-07 | 12.5 | -0.00077059 | 0.0093941 | 0.0070571 | 0.0046168
| 12.5417 | -0.00075853 | 0.0092366 | 0.0071146 | 0.0045585 | 12.5417 | 2.2462e-07 | -5.5521e-07 | -3.797e-07 | -1.8912e-07 | 12.5417 | -0.00076033 | 0.009238 | 0.0071152 | 0.0045584
| 12.5833 | -0.00074696 | 0.00905 | 0.007195 | 0.0044897 | 12.5833 | 2.2407e-07 | -5.5134e-07 | -3.8853e-07 | -1.8863e-07 | 12.5833 | -0.00074876 | 0.0090516 | 0.0071956 | 0.0044897
| 12.625 | -0.00073572 | 0.00889 | 0.0072519 | 0.0044299 | 12.625 | 2.2793e-07 | -5.392e-07 | -3.9736e-07 | -1.8249e-07 | 12.625 | -0.00073751 | 0.0088916 | 0.0072525 | 0.0044299
| 12.6667 | -0.00072262 | 0.0087283 | 0.007302 | 0.0043694 | 12.6667 | 2.318e-07 | -5.3755e-07 | -4.0619e-07 | -1.8102e-07 | 12.6667 | -0.00072441 | 0.0087298 | 0.0073025 | 0.0043693
| 12.7083 | -0.00071135 | 0.008578 | 0.0073496 | 0.0043129 | 12.7083 | 2.3787e-07 | -5.0995e-07 | -3.9736e-07 | -1.6508e-07 | 12.7083 | -0.00071313 | 0.0085794 | 0.0073501 | 0.0043128
| 12.75 | -0.00069519 | 0.0084371 | 0.0073928 | 0.0042623 | 12.75 | 2.4063e-07 | -5.0554e-07 | -4.0619e-07 | -1.6287e-07 | 12.75 | -0.00069696 | 0.0084373 | 0.0073933 | 0.0042616
| 12.7917 | -0.00068466 | 0.008292 | 0.0074327 | 0.0042069 | 12.7917 | 2.4394e-07 | -5.0057e-07 | -4.1502e-07 | -1.6017e-07 | 12.7917 | -0.00068642 | 0.0082921 | 0.0074332 | 0.0042062
| 12.8333 | -0.00066693 | 0.00816 | 0.0073699 | 0.0041491 | 12.8333 | 2.4835e-07 | -4.9781e-07 | -4.2386e-07 | -1.5796e-07 | 12.8333 | -0.00066868 | 0.0081593 | 0.0073705 | 0.0041481
| 12.875 | -0.00065334 | 0.0080242 | 0.0074083 | 0.0040991 | 12.875 | 2.5222e-07 | -4.7353e-07 | -4.4152e-07 | -1.4742e-07 | 12.875 | -0.00065509 | 0.008024 | 0.0074089 | 0.0040983
| 12.9167 | -0.0006367 | 0.0078962 | 0.007482 | 0.0040578 | 12.9167 | 2.5553e-07 | -4.5752e-07 | -4.5035e-07 | -1.3981e-07 | 12.9167 | -0.00063845 | 0.0078948 | 0.0074825 | 0.0040564
| 12.9583 | -0.00062389 | 0.0077694 | 0.0075078 | 0.00401 | 12.9583 | 2.5829e-07 | -4.4759e-07 | -4.5035e-07 | -1.3417e-07 | 12.9583 | -0.00062562 | 0.0077678 | 0.0075083 | 0.0040086
| 13 | -0.00060665 | 0.0076391 | 0.0075409 | 0.0039634 | 13 | 2.6105e-07 | -4.36e-07 | -4.5035e-07 | -1.2779e-07 | 13 | -0.00060838 | 0.0076379 | 0.0075414 | 0.0039622
| 13.0417 | -0.00059637 | 0.0074881 | 0.0070622 | 0.0038477 | 13.0417 | 2.6491e-07 | -4.1889e-07 | -4.4152e-07 | -1.1749e-07 | 13.0417 | -0.00059809 | 0.0074865 | 0.0070627 | 0.0038463
| 13.0833 | -0.00058459 | 0.0073077 | 0.0070818 | 0.0037749 | 13.0833 | 2.6932e-07 | -4.0951e-07 | -4.1502e-07 | -1.0842e-07 | 13.0833 | -0.0005863 | 0.007306 | 0.0070822 | 0.0037734
| 13.125 | -0.00057191 | 0.0071888 | 0.0070914 | 0.0037288 | 13.125 | 2.7319e-07 | -3.9847e-07 | -4.5035e-07 | -1.0572e-07 | 13.125 | -0.00057362 | 0.0071876 | 0.0070919 | 0.0037275
| 13.1667 | -0.00055768 | 0.0070871 | 0.0071127 | 0.0036923 | 13.1667 | 2.7705e-07 | -3.8246e-07 | -4.8567e-07 | -1.0081e-07 | 13.1667 | -0.00055939 | 0.0070853 | 0.0071132 | 0.0036907
| 13.2083 | -0.00054432 | 0.0069894 | 0.0071204 | 0.0036556 | 13.2083 | 2.8036e-07 | -3.7363e-07 | -4.7684e-07 | -9.4435e-08 | 13.2083 | -0.00054605 | 0.0069875 | 0.0071209 | 0.0036541
| 13.25 | -0.0005303 | 0.0068969 | 0.0071392 | 0.0036228 | 13.25 | 2.8202e-07 | -3.5266e-07 | -4.945e-07 | -8.6341e-08 | 13.25 | -0.00053202 | 0.0068943 | 0.0071397 | 0.003621
| 13.2917 | -0.00051713 | 0.0068124 | 0.0071481 | 0.0035921 | 13.2917 | 2.8257e-07 | -3.4549e-07 | -5.0333e-07 | -8.3888e-08 | 13.2917 | -0.00051888 | 0.0068098 | 0.0071486 | 0.0035903
| 13.3333 | -0.00050356 | 0.0067363 | 0.0071502 | 0.0035646 | 13.3333 | 2.8367e-07 | -3.339e-07 | -4.8567e-07 | -7.6284e-08 | 13.3333 | -0.00050531 | 0.0067333 | 0.0071506 | 0.0035625
| 13.375 | -0.00048995 | 0.0066707 | 0.0071518 | 0.0035417 | 13.375 | 2.8533e-07 | -3.2783e-07 | -4.945e-07 | -7.3831e-08 | 13.375 | -0.00049169 | 0.0066668 | 0.0071522 | 0.0035392
| 13.4167 | -0.00047585 | 0.0066109 | 0.0071615 | 0.0035224 | 13.4167 | 2.8754e-07 | -3.2451e-07 | -4.8567e-07 | -7.0397e-08 | 13.4167 | -0.00047759 | 0.0066066 | 0.007162 | 0.0035198
| 13.4583 | -0.00046232 | 0.0065619 | 0.007171 | 0.0035077 | 13.4583 | 2.8754e-07 | -3.2231e-07 | -4.6801e-07 | -6.7454e-08 | 13.4583 | -0.00046409 | 0.0065576 | 0.0071714 | 0.0035051
| 13.5 | -0.00044835 | 0.0065158 | 0.0071784 | 0.0034942 | 13.5 | 2.903e-07 | -3.0685e-07 | -4.5035e-07 | -5.7397e-08 | 13.5 | -0.0004501 | 0.0065115 | 0.0071788 | 0.0034916
| 13.5417 | -0.00043463 | 0.0065538 | 0.0071844 | 0.0035179 | 13.5417 | 2.9195e-07 | -3.0465e-07 | -4.5035e-07 | -5.568e-08 | 13.5417 | -0.00043638 | 0.0065499 | 0.0071848 | 0.0035154
| 13.5833 | -0.00042092 | 0.0065201 | 0.0071971 | 0.0035104 | 13.5833 | 2.9416e-07 | -2.925e-07 | -4.5035e-07 | -4.9303e-08 | 13.5833 | -0.00042267 | 0.0065168 | 0.0071974 | 0.0035082
| 13.625 | -0.00040747 | 0.0064858 | 0.0071993 | 0.0035014 | 13.625 | 2.9306e-07 | -2.8423e-07 | -4.4152e-07 | -4.5133e-08 | 13.625 | -0.00040922 | 0.0064832 | 0.0071996 | 0.0034995
| 13.6667 | -0.00039408 | 0.0064542 | 0.0071983 | 0.0034932 | 13.6667 | 2.9416e-07 | -2.7871e-07 | -4.4152e-07 | -4.2189e-08 | 13.6667 | -0.00039584 | 0.006452 | 0.0071986 | 0.0034915
| 13.7083 | -0.00038149 | 0.0064176 | 0.0072012 | 0.0034829 | 13.7083 | 2.9416e-07 | -2.7926e-07 | -4.4152e-07 | -4.2435e-08 | 13.7083 | -0.00038324 | 0.006416 | 0.0072015 | 0.0034814
| 13.75 | -0.00036938 | 0.0063846 | 0.0072042 | 0.0034739 | 13.75 | 2.9416e-07 | -2.6712e-07 | -4.3269e-07 | -3.6057e-08 | 13.75 | -0.00037115 | 0.0063839 | 0.0072044 | 0.0034728
| 13.7917 | -0.00035622 | 0.0063597 | 0.0072083 | 0.0034691 | 13.7917 | 2.9582e-07 | -2.6877e-07 | -4.3269e-07 | -3.6057e-08 | 13.7917 | -0.00035801 | 0.0063593 | 0.0072085 | 0.0034682
| 13.8333 | -0.00034491 | 0.0063335 | 0.0072115 | 0.0034629 | 13.8333 | 2.9526e-07 | -2.5994e-07 | -4.2386e-07 | -3.1397e-08 | 13.8333 | -0.0003467 | 0.0063339 | 0.0072117 | 0.0034623
| 13.875 | -0.00033292 | 0.0063131 | 0.0072185 | 0.0034599 | 13.875 | 2.9637e-07 | -2.627e-07 | -3.9736e-07 | -2.9189e-08 | 13.875 | -0.00033472 | 0.0063131 | 0.0072187 | 0.0034591
| 13.9167 | -0.00032163 | 0.006291 | 0.0072188 | 0.0034551 | 13.9167 | 2.9692e-07 | -2.5718e-07 | -3.9736e-07 | -2.6491e-08 | 13.9167 | -0.00032346 | 0.0062922 | 0.007219 | 0.0034549
| 13.9583 | -0.00031001 | 0.0062704 | 0.0072229 | 0.0034516 | 13.9583 | 2.9692e-07 | -2.5166e-07 | -3.9736e-07 | -2.4038e-08 | 13.9583 | -0.00031186 | 0.0062726 | 0.0072231 | 0.0034518
| 14 | -0.00029888 | 0.0062482 | 0.0072245 | 0.0034469 | 14 | 2.9968e-07 | -2.5773e-07 | -3.9736e-07 | -2.551e-08 | 14 | -0.00030076 | 0.0062501 | 0.0072246 | 0.0034469
| 14.0417 | 0.024032 | 0.0062321 | 0.0071214 | 0.014242 | 14.0417 | 0.02428 | -2.9858e-07 | -5.4306e-06 | 0.01079 | 14.0417 | -0.00024748 | 0.0062339 | 0.0071049 | 0.0034501
| 14.0833 | 0.065943 | 0.0062251 | 0.0074766 | 0.032905 | 14.0833 | 0.048615 | -1.6358e-06 | -2.0583e-05 | 0.021604 | 14.0833 | -0.00021237 | 0.0062269 | 0.0073509 | 0.0034899
| 14.125 | 0.090974 | 0.0062092 | 0.010418 | 0.04435 | 14.125 | 0.048815 | -4.7066e-06 | -3.6637e-05 | 0.021689 | 14.125 | -0.00019719 | 0.0062111 | 0.012219 | 0.0040305
| 14.1667 | 0.14048 | 0.0062233 | 0.028656 | 0.068387 | 14.1667 | 0.073446 | -2.345e-06 | -4.3145e-05 | 0.032637 | 14.1667 | -0.00015623 | 0.0062252 | 0.035925 | 0.006689
| 14.2083 | 0.16596 | 0.0062017 | 0.090215 | 0.08654 | 14.2083 | 0.07402 | -2.4156e-06 | -4.8161e-05 | 0.032891 | 14.2083 | -0.00013565 | 0.0062036 | 0.097224 | 0.013499
| 14.25 | 0.19183 | 0.0061816 | 0.16955 | 0.10685 | 14.25 | 0.074927 | -9.4043e-07 | -5.337e-05 | 0.033294 | 14.25 | -8.0339e-05 | 0.0061838 | 0.18089 | 0.022812
| 14.2917 | 0.23166 | 0.006166 | 0.26314 | 0.13494 | 14.2917 | 0.090202 | -4.6911e-08 | -5.5031e-05 | 0.040084 | 14.2917 | -2.8572e-05 | 0.0061683 | 0.27519 | 0.033305
| 14.3333 | 0.25901 | 0.0061469 | 0.37345 | 0.15934 | 14.3333 | 0.092458 | -3.8633e-08 | -5.8112e-05 | 0.041086 | 14.3333 | 2.5619e-05 | 0.0061501 | 0.38543 | 0.045571
| 14.375 | 0.26543 | 0.0061314 | 0.51014 | 0.17738 | 14.375 | 0.097824 | -1.893e-07 | -6.0293e-05 | 0.04347 | 14.375 | 0.00010334 | 0.0061354 | 0.52208 | 0.060782
| 14.4167 | 0.27702 | 0.006119 | 0.64487 | 0.19749 | 14.4167 | 0.10811 | -2.0972e-07 | -6.1795e-05 | 0.048044 | 14.4167 | 0.00016269 | 0.006123 | 0.65671 | 0.075762
| 14.4583 | 0.29774 | 0.0061057 | 0.78446 | 0.22221 | 14.4583 | 0.12779 | -3.2948e-07 | -6.3402e-05 | 0.05679 | 14.4583 | 0.00020855 | 0.0061096 | 0.79651 | 0.091309
| 14.5 | 0.3073 | 0.0060952 | 0.92818 | 0.24242 | 14.5 | 0.13695 | -3.7915e-07 | -7.013e-05 | 0.060859 | 14.5 | 0.00026185 | 0.006099 | 0.94028 | 0.1073
| 14.5417 | 0.32644 | 0.0060104 | 1.0738 | 0.26706 | 14.5417 | 0.15648 | -4.945e-07 | -7.255e-05 | 0.069539 | 14.5417 | 0.00031551 | 0.0060137 | 1.086 | 0.12348
| 14.5833 | 0.35117 | 0.0061604 | 1.2249 | 0.29491 | 14.5833 | 0.17741 | 0.00014272 | -4.0408e-05 | 0.078909 | 14.5833 | 0.00035879 | 0.0060057 | 1.2371 | 0.14028
| 14.625 | 0.371 | 0.014299 | 1.3897 | 0.32565 | 14.625 | 0.19856 | 0.0082136 | -4.5335e-05 | 0.091895 | 14.625 | 0.00041807 | 0.0060076 | 1.4017 | 0.1586
| 14.6667 | 0.38707 | 0.014995 | 1.5561 | 0.3516 | 14.6667 | 0.21515 | 0.0088734 | -5.2355e-05 | 0.09956 | 14.6667 | 0.00047406 | 0.006009 | 1.5678 | 0.17708
| 14.7083 | 0.40559 | 0.016748 | 1.5701 | 0.36216 | 14.7083 | 0.23335 | 0.010521 | -5.3909e-05 | 0.10838 | 14.7083 | 0.0005644 | 0.0060189 | 1.5817 | 0.17867
| 14.75 | 0.42905 | 0.017955 | 1.6595 | 0.38306 | 14.75 | 0.25442 | 0.011723 | -4.8523e-05 | 0.11828 | 14.75 | 0.00051903 | 0.0060088 | 1.6714 | 0.18861
| 14.7917 | 0.45222 | 0.019262 | 1.806 | 0.41021 | 14.7917 | 0.27713 | 0.013031 | -5.2275e-05 | 0.12895 | 14.7917 | 0.00055013 | 0.0060067 | 1.836 | 0.20692
| 14.8333 | 0.47626 | 0.020637 | 1.9249 | 0.43472 | 14.8333 | 0.30067 | 0.014409 | 1.5559e-05 | 0.14004 | 14.8333 | 0.00055542 | 0.0060058 | 1.9546 | 0.2201
| 14.875 | 0.50101 | 0.022101 | 1.9674 | 0.45109 | 14.875 | 0.32528 | 0.015874 | 1.0844e-05 | 0.15163 | 14.875 | 0.00055527 | 0.0060052 | 1.9977 | 0.22488
| 14.9167 | 0.52651 | 0.02363 | 2.0466 | 0.47191 | 14.9167 | 0.35073 | 0.017406 | 8.7508e-06 | 0.16362 | 14.9167 | 0.00054109 | 0.0060007 | 2.0746 | 0.23342
| 14.9583 | 0.5527 | 0.025231 | 2.1357 | 0.49415 | 14.9583 | 0.37683 | 0.019009 | 7.8325e-06 | 0.17593 | 14.9583 | 0.00056757 | 0.0059996 | 2.1643 | 0.2434
| 15 | 0.57995 | 0.026881 | 2.2339 | 0.51792 | 15 | 0.40353 | 0.020666 | 8.3711e-06 | 0.18853 | 15 | 0.00054471 | 0.0059907 | 2.2627 | 0.25431
| 15.0417 | 0.58322 | 0.028604 | 2.3401 | 0.53193 | 15.0417 | 0.40659 | 0.022392 | -0.00074607 | 0.19058 | 15.0417 | 0.00050909 | 0.0059833 | 2.3035 | 0.25884
| 15.0833 | 0.56934 | 0.030327 | 2.3888 | 0.53194 | 15.0833 | 0.41026 | 0.024132 | -0.0007473 | 0.19298 | 15.0833 | 0.0004842 | 0.0059656 | 2.353 | 0.26431
| 15.125 | 0.57301 | 0.032102 | 2.4803 | 0.54453 | 15.125 | 0.43875 | 0.025918 | -0.00071778 | 0.20644 | 15.125 | 0.00044838 | 0.0059555 | 2.4443 | 0.27444
| 15.1667 | 0.5535 | 0.033894 | 2.5452 | 0.54387 | 15.1667 | 0.44345 | 0.027745 | -0.00074562 | 0.20934 | 15.1667 | 0.00039045 | 0.0059125 | 2.5039 | 0.28101
| 15.2083 | 0.55808 | 0.035774 | 2.569 | 0.54938 | 15.2083 | 0.47283 | 0.029628 | -0.00075327 | 0.22323 | 15.2083 | 0.00036491 | 0.0059084 | 2.5285 | 0.28374
| 15.25 | 0.56307 | 0.037733 | 2.5199 | 0.54702 | 15.25 | 0.50279 | 0.031588 | -0.00074402 | 0.23742 | 15.25 | 0.0003554 | 0.0059062 | 2.4628 | 0.27643
| 15.2917 | 0.55528 | 0.039792 | 2.4465 | 0.53631 | 15.2917 | 0.51953 | 0.033651 | -0.00074231 | 0.24577 | 15.2917 | 0.00033558 | 0.0059012 | 2.3894 | 0.26826
| 15.3333 | 0.56171 | 0.041988 | 2.3978 | 0.53473 | 15.3333 | 0.55105 | 0.03585 | -0.0007447 | 0.26076 | 15.3333 | 0.00023659 | 0.0058896 | 2.3401 | 0.26273
| 15.375 | 0.59086 | 0.044347 | 2.2342 | 0.53056 | 15.375 | 0.58124 | 0.038213 | -0.00074365 | 0.27523 | 15.375 | 0.00020673 | 0.0058883 | 2.1764 | 0.24453
| 15.4167 | 0.61636 | 0.046837 | 2.0388 | 0.52129 | 15.4167 | 0.60803 | 0.040707 | -0.00074814 | 0.28824 | 15.4167 | 0.00019425 | 0.005888 | 1.9811 | 0.22283
| 15.4583 | 0.63409 | 0.049435 | 1.8373 | 0.50794 | 15.4583 | 0.6268 | 0.043305 | -0.00074754 | 0.29774 | 15.4583 | 0.00017917 | 0.0058881 | 1.7799 | 0.20046
| 15.5 | 0.66415 | 0.052148 | 1.6316 | 0.49965 | 15.5 | 0.65725 | 0.046023 | -0.00075386 | 0.31248 | 15.5 | 0.0001223 | 0.0058829 | 1.574 | 0.17756
| 15.5417 | 0.68565 | 0.055006 | 1.4245 | 0.48746 | 15.5417 | 0.67834 | 0.048888 | -0.00075186 | 0.32313 | 15.5417 | 0.0001055 | 0.0058796 | 1.3663 | 0.15448
| 15.5833 | 0.70267 | 0.058625 | 1.2147 | 0.47332 | 15.5833 | 0.69916 | 0.05233 | -0.0010905 | 0.33387 | 15.5833 | 6.5448e-05 | 0.005865 | 1.1567 | 0.13116
| 15.625 | 0.72548 | 0.057386 | 1.0042 | 0.45952 | 15.625 | 0.72065 | 0.050941 | -0.0010902 | 0.34281 | 15.625 | 3.8673e-05 | 0.0058529 | 0.94621 | 0.10775
| 15.6667 | 0.75266 | 0.06057 | 0.79153 | 0.44938 | 15.6667 | 0.7473 | 0.054173 | -0.0010948 | 0.35609 | 15.6667 | 1.8527e-06 | 0.0058333 | 0.73383 | 0.08413
| 15.7083 | 0.77784 | 0.063184 | 0.71413 | 0.45314 | 15.7083 | 0.77279 | 0.056868 | -0.0010868 | 0.36862 | 15.7083 | -3.2712e-05 | 0.0058284 | 0.65625 | 0.075493
| 15.75 | 0.7985 | 0.066397 | 0.55972 | 0.44659 | 15.75 | 0.79583 | 0.060091 | -0.0010583 | 0.38029 | 15.75 | 4.383e-05 | 0.0058324 | 0.50148 | 0.058332
| 15.7917 | 0.81955 | 0.069554 | 0.34631 | 0.43363 | 15.7917 | 0.81734 | 0.063249 | -0.0010423 | 0.39126 | 15.7917 | 5.0961e-05 | 0.0058318 | 0.26923 | 0.032529
| 15.8333 | 0.83988 | 0.07271 | 0.1582 | 0.42317 | 15.8333 | 0.83815 | 0.066403 | -0.00092656 | 0.40192 | 15.8333 | 7.5929e-05 | 0.0058351 | 0.082072 | 0.011746
| 15.875 | 0.85942 | 0.075824 | 0.040174 | 0.42013 | 15.875 | 0.85782 | 0.069518 | -0.00090818 | 0.41205 | 15.875 | 0.00011199 | 0.0058368 | -0.036074 | -0.0013643
| 15.9167 | 0.87825 | 0.079036 | -0.12226 | 0.41187 | 15.9167 | 0.87668 | 0.074794 | -0.00090725 | 0.42278 | 15.9167 | 0.00015842 | 0.0059614 | -0.19602 | -0.01906
| 15.9583 | 0.89639 | 0.082976 | -0.28089 | 0.40407 | 15.9583 | 0.89492 | 0.077987 | -0.00089373 | 0.4323 | 15.9583 | 0.00016826 | 0.0068189 | -0.35601 | -0.036451
| 16 | 0.91349 | 0.088643 | -0.4445 | 0.396 | 16 | 0.91258 | 0.081323 | -0.00090264 | 0.44163 | 16 | 0.00022195 | 0.0094563 | -0.52012 | -0.053489
| 16.0417 | 0.93036 | 0.095373 | -0.59679 | 0.38957 | 16.0417 | 0.92965 | 0.084753 | 0.0056115 | 0.45147 | 16.0417 | 0.00025406 | 0.013214 | -0.60719 | -0.06148
| 16.0833 | 0.94704 | 0.1041 | -0.67428 | 0.39225 | 16.0833 | 0.94671 | 0.088435 | 0.0056717 | 0.46069 | 16.0833 | 0.00028964 | 0.018958 | -0.68549 | -0.067612
| 16.125 | 0.96276 | 0.11383 | -0.79602 | 0.39004 | 16.125 | 0.96244 | 0.092221 | 0.0056046 | 0.46936 | 16.125 | 0.00035231 | 0.025724 | -0.80933 | -0.078337
| 16.1667 | 0.97721 | 0.12596 | -0.90535 | 0.3897 | 16.1667 | 0.97754 | 0.096469 | 0.0055142 | 0.47795 | 16.1667 | 0.00041243 | 0.034902 | -0.91887 | -0.086401
| 16.2083 | 0.99182 | 0.14156 | -1.0161 | 0.39083 | 16.2083 | 0.99359 | 0.1009 | 0.0055376 | 0.48705 | 16.2083 | 0.000648 | 0.047586 | -1.0307 | -0.093081
| 16.25 | 1.0065 | 0.16167 | -1.0718 | 0.40009 | 16.25 | 1.0206 | 0.10586 | 0.005475 | 0.50127 | 16.25 | 0.0016788 | 0.064812 | -1.0745 | -0.089835
| 16.2917 | 1.0217 | 0.1883 | -1.117 | 0.41366 | 16.2917 | 1.0751 | 0.11216 | 0.0054493 | 0.52827 | 16.2917 | 0.0043785 | 0.088606 | -1.1202 | -0.083139
| 16.3333 | 1.0373 | 0.22489 | -1.203 | 0.42731 | 16.3333 | 1.1701 | 0.12348 | 0.005501 | 0.57553 | 16.3333 | 0.0092816 | 0.12245 | -1.2053 | -0.07538
| 16.375 | 1.0546 | 0.27207 | -1.2009 | 0.45621 | 16.375 | 1.3111 | 0.14345 | 0.0055097 | 0.64708 | 16.375 | 0.016684 | 0.16694 | -1.2032 | -0.052076
| 16.4167 | 1.0726 | 0.33114 | -1.198 | 0.49078 | 16.4167 | 1.4891 | 0.17055 | 0.0055321 | 0.73824 | 16.4167 | 0.027016 | 0.22341 | -1.2 | -0.022034
| 16.4583 | 1.0917 | 0.39738 | -1.1957 | 0.52896 | 16.4583 | 1.686 | 0.20262 | 0.0055898 | 0.83999 | 16.4583 | 0.039721 | 0.28709 | -1.1973 | 0.012218
| 16.5 | 1.112 | 0.47385 | -1.1932 | 0.57226 | 16.5 | 1.8953 | 0.23916 | 0.0055339 | 0.94924 | 16.5 | 0.054782 | 0.36107 | -1.1948 | 0.052071
| 16.5417 | 1.1339 | 0.55831 | -1.1898 | 0.61991 | 16.5417 | 2.1156 | 0.27907 | 0.0055639 | 1.0649 | 16.5417 | 0.072322 | 0.44309 | -1.191 | 0.096737
| 16.5833 | 1.1573 | 0.64988 | -1.1857 | 0.67144 | 16.5833 | 2.3451 | 0.3226 | 0.0051789 | 1.1862 | 16.5833 | 0.092389 | 0.53303 | -1.1875 | 0.14602
| 16.625 | 1.1817 | 0.74609 | -1.1816 | 0.72553 | 16.625 | 2.586 | 0.36549 | 0.0052101 | 1.3123 | 16.625 | 0.11432 | 0.63055 | -1.1827 | 0.19964
| 16.6667 | 1.2076 | 0.85313 | -1.1769 | 0.78512 | 16.6667 | 2.817 | 0.40723 | 0.0054462 | 1.4336 | 16.6667 | 0.13813 | 0.73581 | -1.1786 | 0.25747
| 16.7083 | 1.235 | 0.96847 | -1.1723 | 0.84907 | 16.7083 | 3.0482 | 0.45825 | 0.0056597 | 1.5591 | 16.7083 | 0.16381 | 0.84981 | -1.1734 | 0.32012
| 16.75 | 1.2643 | 1.0923 | -1.166 | 0.91782 | 16.75 | 3.2472 | 0.51897 | 0.0058334 | 1.6745 | 16.75 | 0.19184 | 0.97233 | -1.1671 | 0.38773
| 16.7917 | 1.2958 | 1.2228 | -1.1601 | 0.99048 | 16.7917 | 3.4377 | 0.58287 | 0.0062755 | 1.7876 | 16.7917 | 0.22205 | 1.1016 | -1.1599 | 0.45941
| 16.8333 | 1.3286 | 1.3576 | -1.1526 | 1.0658 | 16.8333 | 3.6214 | 0.63764 | 0.0071351 | 1.8937 | 16.8333 | 0.25376 | 1.2352 | -1.1533 | 0.53363
| 16.875 | 1.363 | 1.4955 | -1.1461 | 1.1431 | 16.875 | 3.7958 | 0.69269 | 0.0079007 | 1.9958 | 16.875 | 0.28669 | 1.372 | -1.1467 | 0.60978
| 16.9167 | 1.3985 | 1.6355 | -1.1417 | 1.2216 | 16.9167 | 3.9576 | 0.75693 | 0.0084663 | 2.0963 | 16.9167 | 0.32059 | 1.5109 | -1.1423 | 0.68708
| 16.9583 | 1.4349 | 1.7759 | -1.1321 | 1.3012 | 16.9583 | 4.1078 | 0.82389 | 0.0097119 | 2.193 | 16.9583 | 0.35517 | 1.6502 | -1.1323 | 0.76548
| 17 | 1.4722 | 1.9158 | -1.1225 | 1.381 | 17 | 4.2509 | 0.89138 | 0.010349 | 2.2866 | 17 | 0.39031 | 1.7891 | -1.1225 | 0.8439
| 17.0417 | 1.5103 | 2.0553 | -1.0969 | 1.4628 | 17.0417 | 4.3909 | 0.95905 | 0.012752 | 2.3792 | 17.0417 | 0.4261 | 1.9276 | -1.0972 | 0.92418
| 17.0833 | 1.5492 | 2.1936 | -1.0856 | 1.5429 | 17.0833 | 4.53 | 1.0269 | 0.014656 | 2.4714 | 17.0833 | 0.4625 | 2.065 | -1.0859 | 1.0027
| 17.125 | 1.5895 | 2.3317 | -1.0737 | 1.6234 | 17.125 | 4.668 | 1.0952 | 0.016091 | 2.5632 | 17.125 | 0.49944 | 2.202 | -1.0737 | 1.0813
| 17.1667 | 1.6308 | 2.4679 | -1.0605 | 1.7038 | 17.1667 | 4.8012 | 1.1649 | 0.019078 | 2.6537 | 17.1667 | 0.53688 | 2.3374 | -1.0602 | 1.1596
| 17.2083 | 1.673 | 2.6014 | -1.0458 | 1.7836 | 17.2083 | 4.9209 | 1.236 | 0.020885 | 2.7387 | 17.2083 | 0.57465 | 2.4699 | -1.0461 | 1.2369
| 17.25 | 1.7162 | 2.7311 | -1.0295 | 1.8622 | 17.25 | 5.0177 | 1.3078 | 0.023451 | 2.8139 | 17.25 | 0.61237 | 2.5987 | -1.0297 | 1.3127
| 17.2917 | 1.7602 | 2.8552 | -1.0118 | 1.9389 | 17.2917 | 5.0671 | 1.3756 | 0.026329 | 2.8663 | 17.2917 | 0.64935 | 2.722 | -1.013 | 1.3858
| 17.3333 | 1.8057 | 2.9707 | -0.99185 | 2.0126 | 17.3333 | 5.0592 | 1.4417 | 0.030565 | 2.8927 | 17.3333 | 0.68551 | 2.8368 | -0.99324 | 1.4551
| 17.375 | 1.8526 | 3.0788 | -0.96879 | 2.0841 | 17.375 | 5.0099 | 1.5029 | 0.035678 | 2.8985 | 17.375 | 0.72065 | 2.9442 | -0.97013 | 1.521
| 17.4167 | 1.9014 | 3.1779 | -0.94511 | 2.1524 | 17.4167 | 4.9286 | 1.549 | 0.041176 | 2.8835 | 17.4167 | 0.75372 | 3.0426 | -0.94611 | 1.5821
| 17.4583 | 1.9514 | 3.2717 | -0.91839 | 2.2193 | 17.4583 | 4.8205 | 1.5834 | 0.047258 | 2.8514 | 17.4583 | 0.7851 | 3.1359 | -0.92078 | 1.6403
| 17.5 | 2.0027 | 3.3568 | -0.89048 | 2.283 | 17.5 | 4.7131 | 1.6164 | 0.054058 | 2.8191 | 17.5 | 0.81451 | 3.2204 | -0.89254 | 1.6941
| 17.5417 | 2.0551 | 3.4347 | -0.86179 | 2.3442 | 17.5417 | 4.6074 | 1.6477 | 0.061308 | 2.7869 | 17.5417 | 0.84159 | 3.2979 | -0.86442 | 1.7437
| 17.5833 | 2.1087 | 3.5055 | -0.831 | 2.4029 | 17.5833 | 4.5056 | 1.6752 | 0.071199 | 2.7549 | 17.5833 | 0.86607 | 3.3679 | -0.83273 | 1.7893
| 17.625 | 2.1639 | 3.5695 | -0.79847 | 2.4595 | 17.625 | 4.4153 | 1.701 | 0.080028 | 2.7272 | 17.625 | 0.8886 | 3.4309 | -0.80078 | 1.8308
| 17.6667 | 2.2211 | 3.6268 | -0.76488 | 2.5141 | 17.6667 | 4.3612 | 1.7322 | 0.089191 | 2.7181 | 17.6667 | 0.9091 | 3.4866 | -0.7666 | 1.8685
| 17.7083 | 2.2803 | 3.6782 | -0.73019 | 2.5671 | 17.7083 | 4.336 | 1.7555 | 0.098596 | 2.7183 | 17.7083 | 0.92773 | 3.5348 | -0.73263 | 1.902
| 17.75 | 2.3409 | 3.727 | -0.69441 | 2.6197 | 17.75 | 4.3923 | 1.7706 | 0.10869 | 2.7511 | 17.75 | 0.94378 | 3.5772 | -0.69681 | 1.9319
| 17.7917 | 2.4021 | 3.7676 | -0.65727 | 2.6691 | 17.7917 | 4.4902 | 1.7866 | 0.11904 | 2.8029 | 17.7917 | 0.95744 | 3.6147 | -0.65971 | 1.9588
| 17.8333 | 2.4637 | 3.805 | -0.61968 | 2.7172 | 17.8333 | 4.6093 | 1.8161 | 0.12958 | 2.8702 | 17.8333 | 0.96961 | 3.6488 | -0.62241 | 1.9835
| 17.875 | 2.5255 | 3.8397 | -0.5821 | 2.7643 | 17.875 | 4.7527 | 1.8451 | 0.14035 | 2.948 | 17.875 | 0.98043 | 3.6802 | -0.5854 | 2.0063
| 17.9167 | 2.5872 | 3.8725 | -0.5454 | 2.8104 | 17.9167 | 4.9243 | 1.8626 | 0.15149 | 3.0333 | 17.9167 | 0.99023 | 3.7095 | -0.54926 | 2.0277
| 17.9583 | 2.6488 | 3.9044 | -0.50741 | 2.8562 | 17.9583 | 5.1188 | 1.8783 | 0.1624 | 3.1279 | 17.9583 | 0.99932 | 3.7378 | -0.51125 | 2.0486
| 18 | 2.7105 | 3.9352 | -0.47014 | 2.9014 | 18 | 5.3302 | 1.8912 | 0.1741 | 3.2288 | 18 | 1.0078 | 3.7649 | -0.47478 | 2.0685
| 18.0417 | 2.7721 | 3.9661 | -0.44539 | 2.9452 | 18.0417 | 5.5508 | 1.9035 | 0.1665 | 3.3315 | 18.0417 | 1.0156 | 3.7921 | -0.44906 | 2.0868
| 18.0833 | 2.8335 | 3.9971 | -0.40429 | 2.9909 | 18.0833 | 5.7859 | 1.9187 | 0.1805 | 3.4443 | 18.0833 | 1.0227 | 3.8193 | -0.40672 | 2.1068
| 18.125 | 2.895 | 4.0281 | -0.36208 | 3.0367 | 18.125 | 6.0286 | 1.9378 | 0.19548 | 3.5624 | 18.125 | 1.0292 | 3.8464 | -0.36441 | 2.1265
| 18.1667 | 2.9563 | 4.0593 | -0.32093 | 3.0824 | 18.1667 | 6.2897 | 1.9581 | 0.20956 | 3.689 | 18.1667 | 1.0352 | 3.8736 | -0.32287 | 2.1459
| 18.2083 | 3.0174 | 4.0903 | -0.28089 | 3.1277 | 18.2083 | 6.5661 | 1.9784 | 0.22488 | 3.8225 | 18.2083 | 1.0407 | 3.9006 | -0.28096 | 2.1649
| 18.25 | 3.0782 | 4.1215 | -0.2404 | 3.1732 | 18.25 | 6.864 | 1.9938 | 0.24006 | 3.9634 | 18.25 | 1.0453 | 3.9276 | -0.24044 | 2.1835
| 18.2917 | 3.1385 | 4.1531 | -0.20035 | 3.2185 | 18.2917 | 7.1913 | 2.0021 | 0.25539 | 4.1143 | 18.2917 | 1.0488 | 3.9549 | -0.20033 | 2.2016
| 18.3333 | 3.198 | 4.1847 | -0.16025 | 3.2634 | 18.3333 | 7.5523 | 2.0056 | 0.27025 | 4.278 | 18.3333 | 1.0508 | 3.982 | -0.16079 | 2.2189
| 18.375 | 3.2565 | 4.2143 | -0.12146 | 3.3068 | 18.375 | 7.9227 | 2.0252 | 0.28509 | 4.453 | 18.375 | 1.0512 | 4.0068 | -0.1217 | 2.2345
| 18.4167 | 3.314 | 4.2437 | -0.087687 | 3.3492 | 18.4167 | 8.2991 | 2.0564 | 0.29697 | 4.6354 | 18.4167 | 1.0505 | 4.0294 | -0.088791 | 2.2478
| 18.4583 | 3.3707 | 4.2698 | -0.05482 | 3.3897 | 18.4583 | 8.6995 | 2.0988 | 0.30867 | 4.8336 | 18.4583 | 1.0489 | 4.0503 | -0.054727 | 2.2603
| 18.5 | 3.4267 | 4.2949 | -0.022363 | 3.4293 | 18.5 | 9.102 | 2.1371 | 0.32023 | 5.0307 | 18.5 | 1.0468 | 4.0702 | -0.021936 | 2.2718
| 18.5417 | 3.482 | 4.3199 | 0.0094176 | 3.4685 | 18.5417 | 9.4947 | 2.1729 | 0.33164 | 5.2225 | 18.5417 | 1.0445 | 4.0894 | 0.011071 | 2.283
| 18.5833 | 3.5365 | 4.3449 | 0.041037 | 3.5074 | 18.5833 | 9.8832 | 2.2072 | 0.34229 | 5.4116 | 18.5833 | 1.042 | 4.1084 | 0.042122 | 2.2937
| 18.625 | 3.5904 | 4.3696 | 0.074508 | 3.5461 | 18.625 | 10.2599 | 2.2404 | 0.35463 | 5.5951 | 18.625 | 1.0393 | 4.1272 | 0.075302 | 2.3046
| 18.6667 | 3.6481 | 4.3942 | 0.10813 | 3.5864 | 18.6667 | 10.6231 | 2.2802 | 0.36688 | 5.7756 | 18.6667 | 1.0366 | 4.1456 | 0.10894 | 2.3153
| 18.7083 | 3.7182 | 4.4213 | 0.13841 | 3.633 | 18.7083 | 10.9594 | 2.3181 | 0.37767 | 5.9431 | 18.7083 | 1.0337 | 4.1628 | 0.13949 | 2.3251
| 18.75 | 3.81 | 4.4433 | 0.16781 | 3.6868 | 18.75 | 11.2611 | 2.3564 | 0.38825 | 6.0954 | 18.75 | 1.0308 | 4.1773 | 0.1689 | 2.3335
| 18.7917 | 3.9186 | 4.4668 | 0.19779 | 3.7488 | 18.7917 | 11.538 | 2.3913 | 0.39871 | 6.2351 | 18.7917 | 1.0279 | 4.1898 | 0.19831 | 2.341
| 18.8333 | 4.0356 | 4.489 | 0.22811 | 3.814 | 18.8333 | 11.7981 | 2.4221 | 0.4086 | 6.3655 | 18.8333 | 1.0249 | 4.2014 | 0.22895 | 2.3482
| 18.875 | 4.1524 | 4.5067 | 0.25746 | 3.8771 | 18.875 | 12.0456 | 2.4525 | 0.41883 | 6.4901 | 18.875 | 1.0219 | 4.2125 | 0.25895 | 2.3552
| 18.9167 | 4.2733 | 4.5242 | 0.28649 | 3.9418 | 18.9167 | 12.2766 | 2.4836 | 0.42906 | 6.6078 | 18.9167 | 1.019 | 4.2234 | 0.2883 | 2.362
| 18.9583 | 4.3957 | 4.5416 | 0.31564 | 4.0072 | 18.9583 | 12.4978 | 2.5188 | 0.43907 | 6.7228 | 18.9583 | 1.0162 | 4.2342 | 0.31776 | 2.3688
| 19 | 4.5195 | 4.5588 | 0.34407 | 4.073 | 19 | 12.7107 | 2.5548 | 0.44907 | 6.8345 | 19 | 1.0134 | 4.2448 | 0.34616 | 2.3755
| 19.0417 | 4.6406 | 4.5753 | 0.36707 | 4.1367 | 19.0417 | 12.9188 | 2.5937 | 0.46769 | 6.9464 | 19.0417 | 1.0109 | 4.2546 | 0.36856 | 2.3812
| 19.0833 | 4.771 | 4.5909 | 0.39801 | 4.2051 | 19.0833 | 13.1141 | 2.631 | 0.47932 | 7.0511 | 19.0833 | 1.0086 | 4.2636 | 0.39797 | 2.3874
| 19.125 | 4.9056 | 4.6059 | 0.42722 | 4.2748 | 19.125 | 13.3049 | 2.6647 | 0.49087 | 7.1521 | 19.125 | 1.0065 | 4.2718 | 0.42754 | 2.3934
| 19.1667 | 5.0529 | 4.6201 | 0.45609 | 4.3498 | 19.1667 | 13.4834 | 2.696 | 0.50227 | 7.2466 | 19.1667 | 1.0046 | 4.2793 | 0.45616 | 2.3991
| 19.2083 | 5.2008 | 4.6339 | 0.48516 | 4.4249 | 19.2083 | 13.6599 | 2.7265 | 0.51375 | 7.34 | 19.2083 | 1.0031 | 4.2864 | 0.48494 | 2.4048
| 19.25 | 5.3701 | 4.6468 | 0.51327 | 4.509 | 19.25 | 13.8279 | 2.7616 | 0.52505 | 7.4314 | 19.25 | 1.0021 | 4.2924 | 0.51338 | 2.4102
| 19.2917 | 5.5517 | 4.6588 | 0.54126 | 4.5981 | 19.2917 | 13.9878 | 2.8081 | 0.53627 | 7.5244 | 19.2917 | 1.002 | 4.2973 | 0.54105 | 2.4153
| 19.3333 | 5.7645 | 4.6703 | 0.56817 | 4.7008 | 19.3333 | 14.1329 | 2.8564 | 0.54713 | 7.6116 | 19.3333 | 1.0033 | 4.3008 | 0.56859 | 2.4205
| 19.375 | 6.0129 | 4.6796 | 0.59442 | 4.8183 | 19.375 | 14.267 | 2.884 | 0.55777 | 7.6846 | 19.375 | 1.0064 | 4.3032 | 0.59486 | 2.4259
| 19.4167 | 6.2808 | 4.6863 | 0.61975 | 4.9431 | 19.4167 | 14.3919 | 2.9057 | 0.56679 | 7.7508 | 19.4167 | 1.0113 | 4.3048 | 0.61988 | 2.4316
| 19.4583 | 6.5676 | 4.7028 | 0.64456 | 5.0807 | 19.4583 | 14.5021 | 2.9213 | 0.57569 | 7.8077 | 19.4583 | 1.018 | 4.306 | 0.64442 | 2.4378
| 19.5 | 6.8833 | 4.7205 | 0.6694 | 5.2316 | 19.5 | 14.5983 | 2.9397 | 0.58447 | 7.8596 | 19.5 | 1.0266 | 4.3067 | 0.66802 | 2.4446
| 19.5417 | 7.2093 | 4.7376 | 0.69312 | 5.3868 | 19.5417 | 14.6925 | 2.9642 | 0.59314 | 7.9133 | 19.5417 | 1.0372 | 4.307 | 0.69082 | 2.452
| 19.5833 | 7.5566 | 4.7532 | 0.71694 | 5.5507 | 19.5833 | 14.7993 | 2.9906 | 0.60153 | 7.9735 | 19.5833 | 1.0502 | 4.3072 | 0.7153 | 2.4605
| 19.625 | 7.9404 | 4.7762 | 0.74031 | 5.7341 | 19.625 | 14.9306 | 3.0187 | 0.61059 | 8.0453 | 19.625 | 1.0656 | 4.3073 | 0.73899 | 2.4701
| 19.6667 | 8.343 | 4.7853 | 0.76368 | 5.9196 | 19.6667 | 15.0665 | 3.0388 | 0.61964 | 8.1156 | 19.6667 | 1.0838 | 4.3076 | 0.76173 | 2.4808
| 19.7083 | 8.7349 | 4.8121 | 0.786 | 6.1082 | 19.7083 | 15.2468 | 3.059 | 0.62787 | 8.2057 | 19.7083 | 1.1046 | 4.3083 | 0.78478 | 2.4929
| 19.75 | 9.1167 | 4.8467 | 0.80888 | 6.2958 | 19.75 | 15.4601 | 3.0777 | 0.63592 | 8.3097 | 19.75 | 1.1281 | 4.3094 | 0.80703 | 2.5063
| 19.7917 | 9.5003 | 4.8832 | 0.83112 | 6.485 | 19.7917 | 15.7041 | 3.0986 | 0.6439 | 8.4283 | 19.7917 | 1.1536 | 4.3107 | 0.82929 | 2.5207
| 19.8333 | 9.8854 | 4.9204 | 0.85309 | 6.6751 | 19.8333 | 15.9962 | 3.1205 | 0.65179 | 8.5687 | 19.8333 | 1.1806 | 4.3121 | 0.85192 | 2.5358
| 19.875 | 10.2734 | 4.9612 | 0.87416 | 6.868 | 19.875 | 16.3076 | 3.1434 | 0.66025 | 8.7183 | 19.875 | 1.2086 | 4.3136 | 0.87237 | 2.5512
| 19.9167 | 10.6586 | 5.0005 | 0.8963 | 7.0592 | 19.9167 | 16.6246 | 3.166 | 0.6685 | 8.8701 | 19.9167 | 1.2375 | 4.3152 | 0.89485 | 2.5673
| 19.9583 | 11.0425 | 5.0381 | 0.9182 | 7.2489 | 19.9583 | 16.9483 | 3.1856 | 0.67625 | 9.0235 | 19.9583 | 1.2669 | 4.3168 | 0.91644 | 2.5835
| 20 | 11.425 | 5.0769 | 0.94039 | 7.4386 | 20 | 17.2774 | 3.2068 | 0.68384 | 9.1801 | 20 | 1.2968 | 4.3185 | 0.9386 | 2.6
| 20.0417 | 11.8102 | 5.1129 | 0.96156 | 7.6282 | 20.0417 | 17.6258 | 3.2252 | 0.69637 | 9.3444 | 20.0417 | 1.3271 | 4.3203 | 0.96012 | 2.6166
| 20.0833 | 12.1858 | 5.1513 | 0.98364 | 7.8147 | 20.0833 | 17.9788 | 3.242 | 0.70548 | 9.5099 | 20.0833 | 1.3577 | 4.3221 | 0.98253 | 2.6335
| 20.125 | 12.5574 | 5.1896 | 1.0064 | 7.9994 | 20.125 | 18.3542 | 3.2581 | 0.71427 | 9.6848 | 20.125 | 1.3887 | 4.324 | 1.0042 | 2.6505
| 20.1667 | 12.9163 | 5.2273 | 1.029 | 8.1782 | 20.1667 | 18.7394 | 3.2735 | 0.72286 | 9.8638 | 20.1667 | 1.4199 | 4.3259 | 1.0265 | 2.6678
| 20.2083 | 13.2745 | 5.2657 | 1.0519 | 8.357 | 20.2083 | 19.1301 | 3.2897 | 0.73143 | 10.0456 | 20.2083 | 1.4514 | 4.3279 | 1.0491 | 2.6851
| 20.25 | 13.6108 | 5.3034 | 1.0751 | 8.5257 | 20.25 | 19.5355 | 3.3147 | 0.74076 | 10.238 | 20.25 | 1.4831 | 4.3299 | 1.0716 | 2.7026
| 20.2917 | 13.9345 | 5.343 | 1.0983 | 8.6898 | 20.2917 | 19.9577 | 3.3538 | 0.74982 | 10.444 | 20.2917 | 1.5149 | 4.3321 | 1.0954 | 2.7204
| 20.3333 | 14.2264 | 5.3867 | 1.1203 | 8.8414 | 20.3333 | 20.3837 | 3.3985 | 0.75887 | 10.6541 | 20.3333 | 1.5465 | 4.3344 | 1.1171 | 2.7379
| 20.375 | 14.4835 | 5.4348 | 1.1429 | 8.9795 | 20.375 | 20.8325 | 3.4464 | 0.76788 | 10.8759 | 20.375 | 1.5778 | 4.3369 | 1.1394 | 2.7554
| 20.4167 | 14.7206 | 5.4816 | 1.1655 | 9.1083 | 20.4167 | 21.289 | 3.4977 | 0.77605 | 11.1026 | 20.4167 | 1.6084 | 4.3396 | 1.1627 | 2.7727
| 20.4583 | 14.9377 | 5.5236 | 1.1879 | 9.2259 | 20.4583 | 21.7457 | 3.5513 | 0.78399 | 11.3302 | 20.4583 | 1.6382 | 4.3423 | 1.1847 | 2.7896
| 20.5 | 15.123 | 5.5641 | 1.21 | 9.3287 | 20.5 | 22.2039 | 3.6046 | 0.79191 | 11.5584 | 20.5 | 1.6675 | 4.3461 | 1.2081 | 2.807
| 20.5417 | 15.293 | 5.6016 | 1.2344 | 9.4236 | 20.5417 | 22.6609 | 3.6566 | 0.80028 | 11.7856 | 20.5417 | 1.6954 | 4.3518 | 1.2325 | 2.8246
| 20.5833 | 15.438 | 5.6403 | 1.2585 | 9.508 | 20.5833 | 23.096 | 3.7123 | 0.80899 | 12.0047 | 20.5833 | 1.7215 | 4.3594 | 1.2561 | 2.8422
| 20.625 | 15.5433 | 5.6755 | 1.2815 | 9.573 | 20.625 | 23.4959 | 3.7778 | 0.81793 | 12.2126 | 20.625 | 1.7455 | 4.3716 | 1.2797 | 2.8609
| 20.6667 | 15.6283 | 5.7395 | 1.3047 | 9.6418 | 20.6667 | 23.8456 | 3.858 | 0.82687 | 12.4046 | 20.6667 | 1.7674 | 4.3897 | 1.3036 | 2.8813
| 20.7083 | 15.7121 | 5.7865 | 1.3297 | 9.7027 | 20.7083 | 24.1824 | 3.9587 | 0.83555 | 12.6 | 20.7083 | 1.787 | 4.4147 | 1.328 | 2.9039
| 20.75 | 15.781 | 5.8347 | 1.3538 | 9.7574 | 20.75 | 24.4121 | 4.0851 | 0.84399 | 12.7592 | 20.75 | 1.8043 | 4.4487 | 1.3522 | 2.9293
| 20.7917 | 15.8281 | 5.8839 | 1.3773 | 9.8028 | 20.7917 | 24.6499 | 4.2234 | 0.85216 | 12.9273 | 20.7917 | 1.8195 | 4.4904 | 1.376 | 2.9573
| 20.8333 | 15.8645 | 5.943 | 1.3997 | 9.8477 | 20.8333 | 24.8527 | 4.3758 | 0.86014 | 13.086 | 20.8333 | 1.8334 | 4.5382 | 1.3984 | 2.9872
| 20.875 | 15.8985 | 6.0162 | 1.4219 | 9.8978 | 20.875 | 25.0344 | 4.5465 | 0.86635 | 13.2433 | 20.875 | 1.847 | 4.5918 | 1.4206 | 3.0195
| 20.9167 | 15.9331 | 6.096 | 1.4418 | 9.9509 | 20.9167 | 25.2126 | 4.7236 | 0.87221 | 13.4019 | 20.9167 | 1.8606 | 4.65 | 1.4413 | 3.0537
| 20.9583 | 15.9681 | 6.1815 | 1.4642 | 10.007 | 20.9583 | 25.384 | 4.9133 | 0.88616 | 13.5639 | 20.9583 | 1.8746 | 4.7122 | 1.4637 | 3.0901
| 21 | 16.004 | 6.2694 | 1.4872 | 10.0645 | 21 | 25.55 | 5.1099 | 0.89517 | 13.7261 | 21 | 1.8891 | 4.7781 | 1.4886 | 3.1286
| 21.0417 | 16.0419 | 6.3641 | 1.5119 | 10.1262 | 21.0417 | 25.6973 | 5.3175 | 0.8961 | 13.8839 | 21.0417 | 1.9043 | 4.8481 | 1.5134 | 3.1692
| 21.0833 | 16.0811 | 6.4609 | 1.5334 | 10.189 | 21.0833 | 25.8401 | 5.5351 | 0.90527 | 14.0451 | 21.0833 | 1.9201 | 4.9226 | 1.536 | 3.2119
| 21.125 | 16.1215 | 6.5608 | 1.5547 | 10.2538 | 21.125 | 25.9613 | 5.7606 | 0.91486 | 14.2003 | 21.125 | 1.9366 | 5.0001 | 1.5575 | 3.256
| 21.1667 | 16.1634 | 6.6651 | 1.576 | 10.3211 | 21.1667 | 26.0735 | 5.9954 | 0.92499 | 14.3556 | 21.1667 | 1.954 | 5.0813 | 1.5799 | 3.3023
| 21.2083 | 16.2049 | 6.772 | 1.5978 | 10.3895 | 21.2083 | 26.1805 | 6.2374 | 0.93546 | 14.5119 | 21.2083 | 1.9711 | 5.166 | 1.6009 | 3.3499
| 21.25 | 16.2465 | 6.884 | 1.6182 | 10.46 | 21.25 | 26.2749 | 6.4822 | 0.94597 | 14.6638 | 21.25 | 1.9872 | 5.255 | 1.6223 | 3.399
| 21.2917 | 16.2863 | 6.9992 | 1.6389 | 10.5313 | 21.2917 | 26.3545 | 6.7254 | 0.95727 | 14.8086 | 21.2917 | 2.0018 | 5.3497 | 1.6423 | 3.4498
| 21.3333 | 16.3257 | 7.1185 | 1.6603 | 10.6041 | 21.3333 | 26.4328 | 6.9861 | 0.9701 | 14.9606 | 21.3333 | 2.0145 | 5.4532 | 1.6641 | 3.5039
| 21.375 | 16.3629 | 6.7901 | 1.6823 | 10.4771 | 21.375 | 26.4873 | 7.2691 | 0.98481 | 15.1122 | 21.375 | 2.0242 | 5.1144 | 1.6864 | 3.3601
| 21.4167 | 16.403 | 6.4943 | 1.7071 | 10.3663 | 21.4167 | 26.5314 | 7.5744 | 1.0009 | 15.2694 | 21.4167 | 2.0304 | 4.799 | 1.7108 | 3.2254
| 21.4583 | 16.4449 | 6.1882 | 1.7326 | 10.2516 | 21.4583 | 26.581 | 7.8974 | 1.0193 | 15.437 | 21.4583 | 2.0337 | 4.4837 | 1.7365 | 3.0895
| 21.5 | 16.4889 | 5.8727 | 1.7591 | 10.1339 | 21.5 | 26.622 | 8.2359 | 1.0397 | 15.6079 | 21.5 | 2.0334 | 4.1589 | 1.7625 | 2.948
| 21.5417 | 16.5375 | 5.579 | 1.7856 | 10.028 | 21.5417 | 26.6648 | 8.5879 | 1.0626 | 15.7859 | 21.5417 | 2.0307 | 3.8495 | 1.7895 | 2.8122
| 21.5833 | 16.5894 | 5.2895 | 1.8133 | 9.9254 | 21.5833 | 26.7098 | 8.9501 | 1.0906 | 15.9701 | 21.5833 | 2.0258 | 3.5418 | 1.8169 | 2.6764
| 21.625 | 16.6442 | 4.9966 | 1.8423 | 9.8228 | 21.625 | 26.7574 | 9.3106 | 1.1194 | 16.1546 | 21.625 | 2.0188 | 3.2318 | 1.8452 | 2.5386
| 21.6667 | 16.696 | 4.6922 | 1.8721 | 9.7139 | 21.6667 | 26.8403 | 9.6674 | 1.1511 | 16.3535 | 21.6667 | 2.0099 | 2.9181 | 1.8749 | 2.3986
| 21.7083 | 16.747 | 4.4185 | 1.9041 | 9.6185 | 21.7083 | 26.893 | 10.013 | 1.1874 | 16.5346 | 21.7083 | 2 | 2.6377 | 1.9067 | 2.2731
| 21.75 | 16.8175 | 4.1473 | 1.9382 | 9.533 | 21.75 | 27.0096 | 10.3434 | 1.2278 | 16.7377 | 21.75 | 1.9892 | 2.331 | 1.9415 | 2.1358
| 21.7917 | 16.926 | 3.8533 | 1.9752 | 9.4547 | 21.7917 | 27.0813 | 10.6671 | 1.2726 | 16.9185 | 21.7917 | 1.9782 | 2.0516 | 1.978 | 2.0108
| 21.8333 | 17.0399 | 3.5829 | 2.0138 | 9.3894 | 21.8333 | 27.1442 | 10.9796 | 1.3205 | 17.0906 | 21.8333 | 1.9667 | 1.7706 | 2.0159 | 1.885
| 21.875 | 17.1801 | 3.3144 | 2.0533 | 9.3368 | 21.875 | 27.2083 | 11.2814 | 1.3709 | 17.2589 | 21.875 | 1.9544 | 1.4955 | 2.0555 | 1.7617
| 21.9167 | 17.3397 | 3.027 | 2.0924 | 9.2843 | 21.9167 | 27.2726 | 11.5752 | 1.4223 | 17.4237 | 21.9167 | 1.9411 | 1.2182 | 2.0936 | 1.6367
| 21.9583 | 17.5047 | 2.7355 | 2.1337 | 9.2327 | 21.9583 | 27.3413 | 11.8568 | 1.4714 | 17.5849 | 21.9583 | 1.9267 | 0.93685 | 2.1351 | 1.5099
| 22 | 17.6868 | 2.4368 | 2.1755 | 9.1855 | 22 | 27.4104 | 12.1319 | 1.528 | 17.7441 | 22 | 1.9111 | 0.65159 | 2.176 | 1.3807
| 22.0417 | 17.8851 | 2.1511 | 2.2155 | 9.1511 | 22.0417 | 27.4786 | 12.3966 | 1.5863 | 17.8986 | 22.0417 | 1.8943 | 0.36238 | 2.2156 | 1.2491
| 22.0833 | 18.0845 | 1.8621 | 2.2608 | 9.1163 | 22.0833 | 27.5459 | 12.6521 | 1.6604 | 18.0503 | 22.0833 | 1.8761 | 0.068292 | 2.2597 | 1.1152
| 22.125 | 18.2867 | 1.5701 | 2.3068 | 9.0816 | 22.125 | 27.6123 | 12.9004 | 1.7376 | 18.1987 | 22.125 | 1.8566 | -0.22776 | 2.3058 | 0.98014
| 22.1667 | 18.4965 | 1.2741 | 2.3539 | 9.0485 | 22.1667 | 27.6777 | 13.1397 | 1.8197 | 18.3432 | 22.1667 | 1.8357 | -0.52733 | 2.3521 | 0.84286
| 22.2083 | 18.718 | 0.97462 | 2.4015 | 9.0191 | 22.2083 | 27.7422 | 13.3711 | 1.9042 | 18.4841 | 22.2083 | 1.8144 | -0.83153 | 2.4001 | 0.70352
| 22.25 | 18.9564 | 0.671 | 2.4515 | 8.9957 | 22.25 | 27.8043 | 13.5908 | 1.9924 | 18.6192 | 22.25 | 1.7932 | -1.1742 | 2.4497 | 0.54729
| 22.2917 | 19.2304 | 0.36287 | 2.5022 | 8.9862 | 22.2917 | 27.8641 | 13.7973 | 2.0847 | 18.7478 | 22.2917 | 1.7724 | -1.5503 | 2.5016 | 0.37666
| 22.3333 | 19.5381 | 0.012234 | 2.5557 | 8.973 | 22.3333 | 27.9206 | 13.9833 | 2.1833 | 18.8665 | 22.3333 | 1.752 | -1.9408 | 2.5551 | 0.20001
| 22.375 | 19.8713 | 0.073384 | 2.6109 | 9.1544 | 22.375 | 27.9809 | 14.1503 | 2.2869 | 18.9791 | 22.375 | 1.7329 | -1.8875 | 2.61 | 0.22129
| 22.4167 | 20.2414 | 0.10542 | 2.6638 | 9.339 | 22.4167 | 28.0402 | 14.298 | 2.3781 | 19.0812 | 22.4167 | 1.7157 | -1.8738 | 2.663 | 0.22562
| 22.4583 | 20.6246 | 0.1533 | 2.7178 | 9.5366 | 22.4583 | 28.0942 | 14.4311 | 2.4711 | 19.1747 | 22.4583 | 1.7002 | -1.841 | 2.7168 | 0.23929
| 22.5 | 21.0355 | 0.21714 | 2.7721 | 9.7536 | 22.5 | 28.1559 | 14.5493 | 2.5658 | 19.2652 | 22.5 | 1.6867 | -1.7996 | 2.771 | 0.2577
| 22.5417 | 21.4521 | 0.27972 | 2.8265 | 9.9727 | 22.5417 | 28.2182 | 14.6521 | 2.6612 | 19.3491 | 22.5417 | 1.6746 | -1.7757 | 2.8251 | 0.26893
| 22.5833 | 21.8941 | 0.34137 | 2.8811 | 10.2025 | 22.5833 | 28.2809 | 14.7419 | 2.7563 | 19.4275 | 22.5833 | 1.6638 | -1.7538 | 2.8802 | 0.28002
| 22.625 | 22.3431 | 0.40459 | 2.9374 | 10.4365 | 22.625 | 28.3429 | 14.8275 | 2.8614 | 19.5048 | 22.625 | 1.6545 | -1.7025 | 2.9366 | 0.30494
| 22.6667 | 22.8019 | 0.46603 | 2.9936 | 10.6739 | 22.6667 | 28.4053 | 14.9066 | 2.9675 | 19.5794 | 22.6667 | 1.6462 | -1.6278 | 2.9929 | 0.3407
| 22.7083 | 23.2661 | 0.52585 | 3.0476 | 10.9128 | 22.7083 | 28.4669 | 14.9816 | 3.0639 | 19.6509 | 22.7083 | 1.6383 | -1.5981 | 3.0469 | 0.35641
| 22.75 | 23.7181 | 0.58566 | 3.1012 | 11.1463 | 22.75 | 28.5274 | 15.0506 | 3.1604 | 19.7191 | 22.75 | 1.6305 | -1.5478 | 3.1006 | 0.38126
| 22.7917 | 24.1365 | 0.64812 | 3.1546 | 11.3659 | 22.7917 | 28.5875 | 15.1153 | 3.2558 | 19.7852 | 22.7917 | 1.6229 | -1.5187 | 3.154 | 0.39675
| 22.8333 | 24.5512 | 0.70091 | 3.2078 | 11.5796 | 22.8333 | 28.6472 | 15.1774 | 3.3509 | 19.8499 | 22.8333 | 1.6153 | -1.494 | 3.2074 | 0.4103
| 22.875 | 24.9388 | 0.75419 | 3.261 | 11.7815 | 22.875 | 28.7067 | 15.2327 | 3.4447 | 19.9114 | 22.875 | 1.6078 | -1.4807 | 3.2606 | 0.4188
| 22.9167 | 25.3056 | 0.80938 | 3.3136 | 11.9748 | 22.9167 | 28.7658 | 15.2904 | 3.5375 | 19.9736 | 22.9167 | 1.6005 | -1.4692 | 3.3132 | 0.42645
| 22.9583 | 25.6667 | 0.864 | 3.3658 | 12.1654 | 22.9583 | 28.8198 | 15.3486 | 3.6301 | 20.0337 | 22.9583 | 1.5932 | -1.4674 | 3.3655 | 0.42989
| 23 | 26.0097 | 0.91793 | 3.4169 | 12.3475 | 23 | 28.8727 | 15.407 | 3.7224 | 20.0935 | 23 | 1.5862 | -1.4851 | 3.4165 | 0.42456
| 23.0417 | 26.3344 | 0.97176 | 3.4693 | 12.5215 | 23.0417 | 28.9253 | 15.4659 | 3.8281 | 20.1548 | 23.0417 | 1.5794 | -1.5086 | 3.4689 | 0.41693
| 23.0833 | 26.6569 | 1.0263 | 3.523 | 12.6951 | 23.0833 | 28.9778 | 15.5249 | 3.9368 | 20.2164 | 23.0833 | 1.5729 | -1.5378 | 3.5228 | 0.407
| 23.125 | 26.975 | 1.0808 | 3.5762 | 12.8666 | 23.125 | 29.0304 | 15.5839 | 4.045 | 20.278 | 23.125 | 1.5667 | -1.5905 | 3.5763 | 0.38677
| 23.1667 | 27.2841 | 1.136 | 3.6289 | 13.0344 | 23.1667 | 29.0835 | 15.6429 | 4.151 | 20.3396 | 23.1667 | 1.5608 | -1.6494 | 3.6287 | 0.36384
| 23.2083 | 27.5818 | 1.1911 | 3.681 | 13.1969 | 23.2083 | 29.1375 | 15.7019 | 4.257 | 20.4016 | 23.2083 | 1.5554 | -1.7072 | 3.6807 | 0.3415
| 23.25 | 27.8626 | 1.2456 | 3.7321 | 13.3517 | 23.25 | 29.1895 | 15.7611 | 4.3614 | 20.4627 | 23.25 | 1.5507 | -1.7313 | 3.732 | 0.33442
| 23.2917 | 28.1098 | 1.3006 | 3.7827 | 13.4916 | 23.2917 | 29.2408 | 15.8205 | 4.4643 | 20.5233 | 23.2917 | 1.5471 | -1.7267 | 3.7824 | 0.34044
| 23.3333 | 28.3241 | 1.3538 | 3.832 | 13.6159 | 23.3333 | 29.2916 | 15.8776 | 4.5647 | 20.5824 | 23.3333 | 1.5451 | -1.7183 | 3.8318 | 0.3488
| 23.375 | 28.5137 | 1.4053 | 3.8803 | 13.7285 | 23.375 | 29.3383 | 15.9291 | 4.6632 | 20.637 | 23.375 | 1.5455 | -1.7288 | 3.8801 | 0.34964
| 23.4167 | 28.6639 | 1.4557 | 3.9255 | 13.8227 | 23.4167 | 29.3881 | 15.9766 | 4.7455 | 20.6894 | 23.4167 | 1.5482 | -1.7048 | 3.9253 | 0.36654
| 23.4583 | 28.806 | 1.4943 | 3.9703 | 13.9079 | 23.4583 | 29.4374 | 16.0206 | 4.8267 | 20.7398 | 23.4583 | 1.5531 | -1.7003 | 3.97 | 0.3757
| 23.5 | 28.9248 | 1.5123 | 4.0146 | 13.9737 | 23.5 | 29.4863 | 16.0624 | 4.9068 | 20.7891 | 23.5 | 1.5603 | -1.6976 | 4.0143 | 0.38503
| 23.5417 | 29.038 | 1.5267 | 4.0579 | 14.0352 | 23.5417 | 29.5347 | 16.1024 | 4.9859 | 20.8371 | 23.5417 | 1.5702 | -1.6936 | 4.0577 | 0.39604
| 23.5833 | 29.1258 | 1.5424 | 4.1012 | 14.086 | 23.5833 | 29.5825 | 16.1408 | 5.066 | 20.8843 | 23.5833 | 1.583 | -1.659 | 4.1008 | 0.42189
| 23.625 | 29.2065 | 1.5584 | 4.1446 | 14.1338 | 23.625 | 29.6298 | 16.1747 | 5.1501 | 20.9298 | 23.625 | 1.5987 | -1.6328 | 4.1443 | 0.44532
| 23.6667 | 29.2772 | 1.5801 | 4.1874 | 14.1796 | 23.6667 | 29.6765 | 16.2048 | 5.2331 | 20.9732 | 23.6667 | 1.6174 | -1.6497 | 4.1871 | 0.45089
| 23.7083 | 29.3429 | 1.6008 | 4.2286 | 14.2226 | 23.7083 | 29.7227 | 16.2301 | 5.3077 | 21.0132 | 23.7083 | 1.6392 | -1.639 | 4.2283 | 0.46991
| 23.75 | 29.4039 | 1.6158 | 4.2691 | 14.2609 | 23.75 | 29.7685 | 16.2512 | 5.3811 | 21.0511 | 23.75 | 1.6642 | -1.6438 | 4.2687 | 0.48336
| 23.7917 | 29.4637 | 1.6419 | 4.3093 | 14.3035 | 23.7917 | 29.8139 | 16.2685 | 5.4537 | 21.087 | 23.7917 | 1.6915 | -1.6468 | 4.3088 | 0.4986
| 23.8333 | 29.5223 | 1.6611 | 4.3494 | 14.3426 | 23.8333 | 29.8592 | 16.2844 | 5.5255 | 21.1222 | 23.8333 | 1.7204 | -1.6505 | 4.3489 | 0.51428
| 23.875 | 29.5808 | 1.6785 | 4.3897 | 14.3807 | 23.875 | 29.9042 | 16.2993 | 5.5967 | 21.1568 | 23.875 | 1.7505 | -1.6537 | 4.3891 | 0.53068
| 23.9167 | 29.6385 | 1.6972 | 4.4302 | 14.4192 | 23.9167 | 29.9491 | 16.3132 | 5.668 | 21.1908 | 23.9167 | 1.7815 | -1.6577 | 4.4295 | 0.5472
| 23.9583 | 29.6957 | 1.7149 | 4.4694 | 14.4569 | 23.9583 | 29.9939 | 16.3264 | 5.7384 | 21.2244 | 23.9583 | 1.813 | -1.6596 | 4.4687 | 0.56472
| 24 | 29.7527 | 1.7346 | 4.5077 | 14.4952 | 24 | 30.0387 | 16.3387 | 5.8081 | 21.2575 | 24 | 1.8451 | -1.662 | 4.5071 | 0.58217
| 24.0417 | 29.8097 | 1.7518 | 4.5463 | 14.5325 | 24.0417 | 30.0833 | 16.35 | 5.885 | 21.2909 | 24.0417 | 1.8777 | -1.6667 | 4.5458 | 0.59887
| 24.0833 | 29.8665 | 1.7694 | 4.5846 | 14.5698 | 24.0833 | 30.1278 | 16.3604 | 5.9637 | 21.3241 | 24.0833 | 1.9108 | -1.6714 | 4.584 | 0.61572
| 24.125 | 29.9247 | 1.7869 | 4.6222 | 14.6076 | 24.125 | 30.1719 | 16.3701 | 6.0415 | 21.3566 | 24.125 | 1.9444 | -1.6742 | 4.6217 | 0.63361
| 24.1667 | 29.9868 | 1.8032 | 4.6593 | 14.6466 | 24.1667 | 30.2151 | 16.3793 | 6.1184 | 21.3885 | 24.1667 | 1.9784 | -1.6792 | 4.6589 | 0.65065
| 24.2083 | 30.0491 | 1.8196 | 4.6961 | 14.6856 | 24.2083 | 30.2572 | 16.3879 | 6.1947 | 21.4195 | 24.2083 | 2.0128 | -1.6845 | 4.6958 | 0.66766
| 24.25 | 30.111 | 1.8361 | 4.7325 | 14.7246 | 24.25 | 30.3007 | 16.3955 | 6.2705 | 21.4505 | 24.25 | 2.0476 | -1.6899 | 4.7322 | 0.68476
| 24.2917 | 30.1724 | 1.8516 | 4.7686 | 14.7628 | 24.2917 | 30.3439 | 16.402 | 6.3455 | 21.481 | 24.2917 | 2.0828 | -1.697 | 4.7682 | 0.70127
| 24.3333 | 30.2332 | 1.8677 | 4.804 | 14.8008 | 24.3333 | 30.3865 | 16.4079 | 6.4193 | 21.5108 | 24.3333 | 2.1185 | -1.7031 | 4.8035 | 0.71836
| 24.375 | 30.2926 | 1.883 | 4.8388 | 14.8379 | 24.375 | 30.4279 | 16.4138 | 6.492 | 21.5398 | 24.375 | 2.1543 | -1.7094 | 4.8383 | 0.73534
| 24.4167 | 30.3509 | 1.8985 | 4.8732 | 14.8745 | 24.4167 | 30.468 | 16.4196 | 6.5562 | 21.5674 | 24.4167 | 2.1898 | -1.7151 | 4.8728 | 0.75242
| 24.4583 | 30.4021 | 1.9144 | 4.9072 | 14.9081 | 24.4583 | 30.5071 | 16.4254 | 6.6193 | 21.5944 | 24.4583 | 2.2251 | -1.7206 | 4.9068 | 0.7694
| 24.5 | 30.4482 | 1.9302 | 4.9409 | 14.9394 | 24.5 | 30.5451 | 16.4312 | 6.6818 | 21.6208 | 24.5 | 2.2597 | -1.7262 | 4.9404 | 0.78605
| 24.5417 | 30.4928 | 1.9451 | 4.9747 | 14.9696 | 24.5417 | 30.5817 | 16.4369 | 6.7456 | 21.6466 | 24.5417 | 2.2932 | -1.7308 | 4.9743 | 0.80267
| 24.5833 | 30.536 | 1.9565 | 5.0084 | 14.9976 | 24.5833 | 30.6168 | 16.4426 | 6.81 | 21.6719 | 24.5833 | 2.3256 | -1.7354 | 5.008 | 0.81877
| 24.625 | 30.5777 | 1.9653 | 5.0419 | 15.0238 | 24.625 | 30.6504 | 16.4481 | 6.8774 | 21.6969 | 24.625 | 2.3567 | -1.7427 | 5.0414 | 0.83305
| 24.6667 | 30.6174 | 1.966 | 5.0753 | 15.0454 | 24.6667 | 30.682 | 16.4535 | 6.9447 | 21.7208 | 24.6667 | 2.3861 | -1.747 | 5.0748 | 0.8479
| 24.7083 | 30.6534 | 1.9653 | 5.1088 | 15.0648 | 24.7083 | 30.7112 | 16.4586 | 7.0087 | 21.7431 | 24.7083 | 2.4134 | -1.7526 | 5.1084 | 0.86129
| 24.75 | 30.687 | 1.9612 | 5.1417 | 15.0816 | 24.75 | 30.7382 | 16.4634 | 7.0709 | 21.7641 | 24.75 | 2.4384 | -1.8182 | 5.1413 | 0.84688
| 24.7917 | 30.7179 | 1.9616 | 5.1738 | 15.0991 | 24.7917 | 30.7632 | 16.468 | 7.131 | 21.784 | 24.7917 | 2.4612 | -1.8342 | 5.1735 | 0.85348
| 24.8333 | 30.7474 | 1.9488 | 5.2049 | 15.11 | 24.8333 | 30.787 | 16.4725 | 7.1881 | 21.8029 | 24.8333 | 2.4822 | -1.8481 | 5.2046 | 0.86014
| 24.875 | 30.7759 | 1.9205 | 5.2358 | 15.1135 | 24.875 | 30.8096 | 16.4769 | 7.2518 | 21.822 | 24.875 | 2.5016 | -1.8637 | 5.2356 | 0.86526
| 24.9167 | 30.8035 | 1.9037 | 5.2673 | 15.1218 | 24.9167 | 30.8314 | 16.4814 | 7.3066 | 21.8397 | 24.9167 | 2.5195 | -1.8832 | 5.267 | 0.86804
| 24.9583 | 30.8305 | 1.8938 | 5.2982 | 15.1328 | 24.9583 | 30.8525 | 16.4866 | 7.3638 | 21.8578 | 24.9583 | 2.5364 | -1.8901 | 5.2979 | 0.8759
| 25 | 30.8568 | 1.8883 | 5.3318 | 15.1458 | 25 | 30.7816 | 16.4936 | 7.4291 | 21.8367 | 25 | 2.5521 | -1.8725 | 5.3315 | 0.89441
| 25.0417 | 30.8826 | 1.8695 | 5.3653 | 15.1526 | 25.0417 | 30.7039 | 16.5029 | 7.4973 | 21.8139 | 25.0417 | 2.5664 | -1.8462 | 5.365 | 0.91621
| 25.0833 | 30.9076 | 1.8493 | 5.3974 | 15.1583 | 25.0833 | 30.6289 | 16.5152 | 7.568 | 21.7938 | 25.0833 | 2.5794 | -1.8125 | 5.3971 | 0.94053
| 25.125 | 30.9305 | 1.8302 | 5.4298 | 15.1636 | 25.125 | 30.5486 | 16.5295 | 7.6392 | 21.7724 | 25.125 | 2.5909 | -1.7575 | 5.4295 | 0.97366
| 25.1667 | 30.9486 | 1.8139 | 5.4623 | 15.168 | 25.1667 | 30.4706 | 16.5473 | 7.7114 | 21.7537 | 25.1667 | 2.6008 | -1.692 | 5.462 | 1.0108
| 25.2083 | 30.966 | 1.8028 | 5.3283 | 15.1559 | 25.2083 | 30.3944 | 16.5697 | 7.7846 | 21.7379 | 25.2083 | 2.6093 | -1.6209 | 5.3279 | 1.0312
| 25.25 | 30.9834 | 1.7944 | 5.2773 | 15.1543 | 25.25 | 30.3187 | 16.5992 | 7.8582 | 21.7256 | 25.25 | 2.6162 | -1.5477 | 5.2769 | 1.0612
| 25.2917 | 31.0012 | 1.792 | 5.226 | 15.1554 | 25.2917 | 30.2419 | 16.6393 | 7.9315 | 21.7174 | 25.2917 | 2.6213 | -1.4671 | 5.2257 | 1.0936
| 25.3333 | 31.0192 | 1.8356 | 5.1768 | 15.1774 | 25.3333 | 30.1667 | 16.6959 | 8.0043 | 21.7172 | 25.3333 | 2.6231 | -1.3754 | 5.1805 | 1.1301
| 25.375 | 31.0379 | 1.9351 | 5.1294 | 15.2246 | 25.375 | 30.0918 | 16.7705 | 8.0764 | 21.7251 | 25.375 | 2.6206 | -1.2584 | 5.1232 | 1.1747
| 25.4167 | 31.0578 | 2.035 | 5.0786 | 15.2722 | 25.4167 | 30.0183 | 16.8638 | 8.145 | 21.7415 | 25.4167 | 2.6147 | -1.1498 | 5.0743 | 1.2149
| 25.4583 | 31.0785 | 2.1357 | 4.8575 | 15.3016 | 25.4583 | 29.9451 | 16.9708 | 8.2126 | 21.764 | 25.4583 | 2.6052 | -1.0691 | 4.8539 | 1.222
| 25.5 | 31.1003 | 2.2481 | 4.6365 | 15.3367 | 25.5 | 29.8729 | 17.0937 | 8.2798 | 21.794 | 25.5 | 2.5921 | -0.98098 | 4.6325 | 1.2308
| 25.5417 | 31.1233 | 2.3311 | 4.4151 | 15.3592 | 25.5417 | 29.8014 | 17.2297 | 8.3477 | 21.8303 | 25.5417 | 2.5757 | -0.90899 | 4.4111 | 1.2309
| 25.5833 | 31.1476 | 2.4218 | 4.1917 | 15.3854 | 25.5833 | 29.7311 | 17.3791 | 8.4144 | 21.8728 | 25.5833 | 2.5556 | -0.87788 | 4.1879 | 1.211
| 25.625 | 31.1724 | 2.5401 | 3.9681 | 15.4242 | 25.625 | 29.662 | 17.5412 | 8.4831 | 21.9217 | 25.625 | 2.5312 | -0.82511 | 3.9636 | 1.1987
| 25.6667 | 31.2085 | 2.6607 | 3.7447 | 15.4691 | 25.6667 | 29.5933 | 17.7155 | 8.5519 | 21.9764 | 25.6667 | 2.5027 | -0.75635 | 3.7401 | 1.1917
| 25.7083 | 31.2637 | 2.7571 | 3.5211 | 15.5116 | 25.7083 | 29.5261 | 17.9044 | 8.6191 | 22.0379 | 25.7083 | 2.4706 | -0.70221 | 3.5164 | 1.1767
| 25.75 | 31.3148 | 2.8613 | 3.2972 | 15.5558 | 25.75 | 29.4608 | 18.1092 | 8.6865 | 22.1074 | 25.75 | 2.4358 | -0.56595 | 3.2926 | 1.1969
| 25.7917 | 31.3792 | 2.9704 | 3.0736 | 15.608 | 25.7917 | 29.4288 | 18.3263 | 8.7548 | 22.1972 | 25.7917 | 2.3996 | -0.49309 | 3.0689 | 1.1883
| 25.8333 | 31.4345 | 3.0919 | 2.8498 | 15.6617 | 25.8333 | 29.3982 | 18.5518 | 8.8231 | 22.2915 | 25.8333 | 2.3629 | -0.41942 | 2.845 | 1.1799
| 25.875 | 31.484 | 3.2072 | 2.625 | 15.71 | 25.875 | 29.369 | 18.784 | 8.879 | 22.3879 | 25.875 | 2.3263 | -0.29715 | 2.6205 | 1.193
| 25.9167 | 31.5496 | 3.2756 | 2.3989 | 15.7444 | 25.9167 | 29.3408 | 19.0194 | 8.9377 | 22.4865 | 25.9167 | 2.2899 | -0.17046 | 2.3947 | 1.208
| 25.9583 | 31.6265 | 3.3386 | 2.1758 | 15.7818 | 25.9583 | 29.3133 | 19.2566 | 9.009 | 22.5876 | 25.9583 | 2.2537 | -0.046975 | 2.1717 | 1.2221
| 26 | 31.7147 | 3.4007 | 1.9521 | 15.8237 | 26 | 29.3781 | 19.4947 | 9.0803 | 22.7302 | 26 | 2.2179 | 0.073552 | 1.9478 | 1.2349
| 26.0417 | 31.8079 | 3.4618 | 1.744 | 15.8692 | 26.0417 | 29.4499 | 19.7318 | 9.1722 | 22.8777 | 26.0417 | 2.1826 | 0.19292 | 1.7398 | 1.2491
| 26.0833 | 31.8904 | 3.5223 | 1.5188 | 15.9077 | 26.0833 | 29.5193 | 19.968 | 9.2481 | 23.0219 | 26.0833 | 2.1479 | 0.31176 | 1.5149 | 1.2615
| 26.125 | 31.9717 | 3.582 | 1.2941 | 15.9454 | 26.125 | 29.5941 | 20.2034 | 9.3251 | 23.1684 | 26.125 | 2.1137 | 0.42981 | 1.2899 | 1.2738
| 26.1667 | 32.0402 | 3.6397 | 1.0694 | 15.9765 | 26.1667 | 29.6669 | 20.4367 | 9.4044 | 23.3132 | 26.1667 | 2.0803 | 0.54549 | 1.0661 | 1.2855
| 26.2083 | 32.1001 | 3.6922 | 1.0118 | 16.0201 | 26.2083 | 29.7383 | 20.6667 | 9.484 | 23.456 | 26.2083 | 2.0474 | 0.65631 | 1.0089 | 1.3138
| 26.25 | 32.157 | 3.7821 | 0.87204 | 16.0699 | 26.25 | 29.8099 | 20.8911 | 9.5656 | 23.5966 | 26.25 | 2.0152 | 0.76394 | 0.86929 | 1.3317
| 26.2917 | 32.223 | 3.8382 | 0.73322 | 16.1087 | 26.2917 | 29.8838 | 21.107 | 9.6494 | 23.7347 | 26.2917 | 1.9834 | 0.86606 | 0.73071 | 1.3476
| 26.3333 | 32.2911 | 3.9236 | 0.59478 | 16.1615 | 26.3333 | 29.9576 | 21.3088 | 9.7374 | 23.867 | 26.3333 | 1.9531 | 0.92095 | 0.58704 | 1.3426
| 26.375 | 32.3452 | 4.0072 | 0.45508 | 16.2072 | 26.375 | 30.0337 | 21.4971 | 9.829 | 23.9947 | 26.375 | 1.9251 | 0.95941 | 0.4573 | 1.3328
| 26.4167 | 32.4106 | 4.0632 | 0.32176 | 16.2463 | 26.4167 | 30.1108 | 21.6721 | 9.9193 | 24.1167 | 26.4167 | 1.8988 | 1.0356 | 0.32253 | 1.34
| 26.4583 | 32.484 | 4.1288 | 0.35939 | 16.3123 | 26.4583 | 30.1893 | 21.8373 | 10.0122 | 24.2354 | 26.4583 | 1.8746 | 1.0971 | 0.35873 | 1.3606
| 26.5 | 32.5603 | 4.202 | 0.39809 | 16.383 | 26.5 | 30.269 | 21.9894 | 10.1075 | 24.349 | 26.5 | 1.8524 | 1.1185 | 0.39736 | 1.3646
| 26.5417 | 32.6136 | 4.2829 | 0.43713 | 16.447 | 26.5417 | 30.3503 | 22.1302 | 10.204 | 24.4584 | 26.5417 | 1.8324 | 1.2325 | 0.43635 | 1.4107
| 26.5833 | 32.6688 | 4.3147 | 0.47926 | 16.4903 | 26.5833 | 30.4328 | 22.2587 | 10.3052 | 24.5635 | 26.5833 | 1.8146 | 1.3138 | 0.47776 | 1.4435
| 26.625 | 32.7305 | 4.3769 | 0.52108 | 16.5501 | 26.625 | 30.5165 | 22.3754 | 10.4085 | 24.664 | 26.625 | 1.7996 | 1.3547 | 0.51979 | 1.4597
| 26.6667 | 32.7795 | 4.4188 | 0.56312 | 16.5952 | 26.6667 | 30.6026 | 22.4807 | 10.5135 | 24.7607 | 26.6667 | 1.7874 | 1.3602 | 0.56207 | 1.4614
| 26.7083 | 32.8117 | 4.4565 | 0.60617 | 16.631 | 26.7083 | 30.6733 | 22.5735 | 10.6177 | 24.845 | 26.7083 | 1.7781 | 1.3608 | 0.60511 | 1.4623
| 26.75 | 32.8527 | 4.4884 | 0.65024 | 16.6683 | 26.75 | 30.7286 | 22.655 | 10.7239 | 24.9176 | 26.75 | 1.7709 | 1.372 | 0.64923 | 1.469
| 26.7917 | 32.8816 | 4.516 | 0.69557 | 16.6984 | 26.7917 | 30.7481 | 22.728 | 10.8313 | 24.9706 | 26.7917 | 1.765 | 1.3544 | 0.69382 | 1.4635
| 26.8333 | 32.9194 | 4.5181 | 0.74095 | 16.7213 | 26.8333 | 30.7794 | 22.7943 | 10.94 | 25.0261 | 26.8333 | 1.7599 | 1.3786 | 0.73922 | 1.477
| 26.875 | 32.9644 | 4.5403 | 0.78527 | 16.756 | 26.875 | 30.838 | 22.855 | 11.0467 | 25.091 | 26.875 | 1.7553 | 1.3526 | 0.78407 | 1.4684
| 26.9167 | 32.9944 | 4.593 | 0.82876 | 16.7976 | 26.9167 | 30.8967 | 22.9127 | 11.1485 | 25.154 | 26.9167 | 1.7511 | 1.3617 | 0.82759 | 1.4754
| 26.9583 | 33.0139 | 4.6589 | 0.87347 | 16.8405 | 26.9583 | 30.9553 | 22.9682 | 11.2567 | 25.2167 | 26.9583 | 1.7472 | 1.3338 | 0.8721 | 1.4662
| 27 | 33.0231 | 4.7237 | 0.91691 | 16.8782 | 27 | 31.0139 | 23.0215 | 11.3628 | 25.2783 | 27 | 1.7437 | 1.3063 | 0.9158 | 1.4573
| 27.0417 | 33.0282 | 4.7884 | 0.95419 | 16.9134 | 27.0417 | 31.0724 | 23.0743 | 11.4647 | 25.3391 | 27.0417 | 1.7405 | 1.2792 | 0.95291 | 1.448
| 27.0833 | 33.0452 | 4.853 | 1.0013 | 16.9549 | 27.0833 | 31.1309 | 23.1262 | 11.5817 | 25.4011 | 27.0833 | 1.7377 | 1.2508 | 0.99974 | 1.4393
| 27.125 | 33.0642 | 4.9177 | 1.0479 | 16.9973 | 27.125 | 31.1893 | 23.1783 | 11.6987 | 25.4632 | 27.125 | 1.7354 | 1.2231 | 1.0466 | 1.4312
| 27.1667 | 33.0966 | 4.9827 | 1.0947 | 17.0457 | 27.1667 | 31.2475 | 23.2299 | 11.8142 | 25.5249 | 27.1667 | 1.7335 | 1.1957 | 1.093 | 1.4233
| 27.2083 | 33.1381 | 5.0471 | 1.141 | 17.098 | 27.2083 | 31.3056 | 23.2814 | 11.9296 | 25.5864 | 27.2083 | 1.7321 | 1.1683 | 1.1385 | 1.4156
| 27.25 | 33.1831 | 5.0247 | 1.1857 | 17.113 | 27.25 | 31.3633 | 23.333 | 12.0437 | 25.6477 | 27.25 | 1.7314 | 1.1397 | 1.1843 | 1.4076
| 27.2917 | 33.2192 | 5.0821 | 1.2313 | 17.1596 | 27.2917 | 31.4206 | 23.385 | 12.1569 | 25.7088 | 27.2917 | 1.7318 | 1.1083 | 1.2294 | 1.3989
| 27.3333 | 33.2541 | 5.0999 | 1.2743 | 17.1878 | 27.3333 | 31.4588 | 23.4365 | 12.2683 | 25.761 | 27.3333 | 1.7337 | 1.1141 | 1.2741 | 1.4072
| 27.375 | 33.3062 | 5.0997 | 1.3171 | 17.2156 | 27.375 | 31.4849 | 23.4853 | 12.3781 | 25.8065 | 27.375 | 1.7377 | 1.0826 | 1.3164 | 1.3998
| 27.4167 | 33.3554 | 5.1376 | 1.3559 | 17.2587 | 27.4167 | 31.5039 | 23.5299 | 12.4765 | 25.8457 | 27.4167 | 1.7438 | 1.0409 | 1.3554 | 1.3882
| 27.4583 | 33.3864 | 5.1397 | 1.3934 | 17.2776 | 27.4583 | 31.5337 | 23.5713 | 12.574 | 25.8882 | 27.4583 | 1.7519 | 1.0545 | 1.3936 | 1.4022
| 27.5 | 33.4151 | 5.1509 | 1.431 | 17.2994 | 27.5 | 31.5537 | 23.6108 | 12.6704 | 25.9254 | 27.5 | 1.7623 | 1.0934 | 1.4313 | 1.4282
| 27.5417 | 33.4672 | 5.1761 | 1.4678 | 17.3379 | 27.5417 | 31.5717 | 23.6495 | 12.7652 | 25.9611 | 27.5417 | 1.7754 | 1.0277 | 1.4686 | 1.409
| 27.5833 | 33.5178 | 5.2357 | 1.5035 | 17.3909 | 27.5833 | 31.594 | 23.6878 | 12.8595 | 25.9985 | 27.5833 | 1.7913 | 1.0361 | 1.5048 | 1.4238
| 27.625 | 33.5632 | 5.2298 | 1.5401 | 17.4124 | 27.625 | 31.5997 | 23.7259 | 12.9567 | 26.0288 | 27.625 | 1.8103 | 1.0172 | 1.5419 | 1.428
| 27.6667 | 33.6124 | 5.1989 | 1.5755 | 17.4245 | 27.6667 | 31.6179 | 23.7638 | 13.0526 | 26.0644 | 27.6667 | 1.8325 | 1.0455 | 1.5777 | 1.4544
| 27.7083 | 33.6624 | 5.2106 | 1.6096 | 17.4557 | 27.7083 | 31.6529 | 23.8005 | 13.1422 | 26.1062 | 27.7083 | 1.8579 | 1.0438 | 1.6114 | 1.4687
| 27.75 | 33.71 | 5.2214 | 1.6433 | 17.4855 | 27.75 | 31.7033 | 23.833 | 13.2308 | 26.1529 | 27.75 | 1.8865 | 1.0467 | 1.645 | 1.4864
| 27.7917 | 33.7586 | 5.2301 | 1.6758 | 17.5145 | 27.7917 | 31.7592 | 23.8622 | 13.3188 | 26.2005 | 27.7917 | 1.9175 | 1.0407 | 1.6783 | 1.5012
| 27.8333 | 33.8094 | 5.2378 | 1.7084 | 17.5441 | 27.8333 | 31.8007 | 23.8897 | 13.4067 | 26.2409 | 27.8333 | 1.95 | 1.0425 | 1.7116 | 1.5202
| 27.875 | 33.8593 | 5.2389 | 1.743 | 17.5707 | 27.875 | 31.8171 | 23.9164 | 13.4933 | 26.2697 | 27.875 | 1.9839 | 1.0442 | 1.7449 | 1.5397
| 27.9167 | 33.909 | 5.2621 | 1.7765 | 17.6068 | 27.9167 | 31.8294 | 23.9427 | 13.5771 | 26.2962 | 27.9167 | 2.0186 | 1.0088 | 1.7786 | 1.5431
| 27.9583 | 33.9585 | 5.2721 | 1.8088 | 17.6368 | 27.9583 | 31.8434 | 23.9687 | 13.6632 | 26.3235 | 27.9583 | 2.0539 | 1.0092 | 1.811 | 1.5626
| 28 | 34.0077 | 5.2818 | 1.8408 | 17.6665 | 28 | 31.8682 | 23.9943 | 13.7472 | 26.3552 | 28 | 2.0897 | 1.0077 | 1.8423 | 1.5813
| 28.0417 | 34.0566 | 5.2913 | 1.8654 | 17.6952 | 28.0417 | 31.8876 | 24.019 | 13.8236 | 26.3833 | 28.0417 | 2.1261 | 1.0057 | 1.8661 | 1.5992
| 28.0833 | 34.1052 | 5.3008 | 1.8963 | 17.7245 | 28.0833 | 31.9087 | 24.0426 | 13.912 | 26.413 | 28.0833 | 2.1629 | 1.0042 | 1.8983 | 1.6185
| 28.125 | 34.1536 | 5.3093 | 1.9264 | 17.7531 | 28.125 | 31.9268 | 24.0648 | 13.9993 | 26.4406 | 28.125 | 2.2003 | 1.0019 | 1.9284 | 1.6374
| 28.1667 | 34.2025 | 5.3166 | 1.9567 | 17.7815 | 28.1667 | 31.9441 | 24.086 | 14.0854 | 26.4673 | 28.1667 | 2.2381 | 0.99802 | 1.9581 | 1.6558
| 28.2083 | 34.2525 | 5.3243 | 1.9869 | 17.8105 | 28.2083 | 31.9545 | 24.1062 | 14.1706 | 26.4904 | 28.2083 | 2.2764 | 0.99386 | 1.9884 | 1.6744
| 28.25 | 34.3032 | 5.3741 | 2.0169 | 17.8585 | 28.25 | 31.968 | 24.1246 | 14.2547 | 26.5139 | 28.25 | 2.3151 | 0.95032 | 2.0172 | 1.6754
| 28.2917 | 34.3572 | 5.3707 | 2.0455 | 17.8841 | 28.2917 | 31.9817 | 24.1408 | 14.3378 | 26.5364 | 28.2917 | 2.3545 | 0.95318 | 2.0454 | 1.6974
| 28.3333 | 34.4049 | 5.3622 | 2.0738 | 17.9047 | 28.3333 | 32.0103 | 24.1549 | 14.4191 | 26.5644 | 28.3333 | 2.3948 | 0.95418 | 2.0727 | 1.7187
| 28.375 | 34.4498 | 5.3737 | 2.1003 | 17.9327 | 28.375 | 32.0509 | 24.1673 | 14.4989 | 26.5968 | 28.375 | 2.436 | 1.002 | 2.1002 | 1.7614
| 28.4167 | 34.4859 | 5.3606 | 2.1258 | 17.9458 | 28.4167 | 32.0962 | 24.1784 | 14.5738 | 26.6303 | 28.4167 | 2.4778 | 1.0458 | 2.1258 | 1.8023
| 28.4583 | 34.5323 | 5.3672 | 2.1531 | 17.9724 | 28.4583 | 32.1311 | 24.1889 | 14.6481 | 26.6587 | 28.4583 | 2.52 | 1.0335 | 2.1526 | 1.8185
| 28.5 | 34.5782 | 5.3659 | 2.1782 | 17.995 | 28.5 | 32.1755 | 24.1985 | 14.7215 | 26.6908 | 28.5 | 2.5623 | 1.0153 | 2.1781 | 1.8321
| 28.5417 | 34.6237 | 5.3587 | 2.2038 | 18.0148 | 28.5417 | 32.2202 | 24.2073 | 14.7937 | 26.7226 | 28.5417 | 2.6046 | 1.0461 | 2.2021 | 1.8672
| 28.5833 | 34.6687 | 5.3441 | 2.2283 | 18.0311 | 28.5833 | 32.26 | 24.2153 | 14.8654 | 26.7519 | 28.5833 | 2.6466 | 1.0358 | 2.2278 | 1.8841
| 28.625 | 34.7132 | 5.3393 | 2.2523 | 18.0514 | 28.625 | 32.3136 | 24.2226 | 14.9377 | 26.787 | 28.625 | 2.6884 | 1.042 | 2.2518 | 1.9082
| 28.6667 | 34.7573 | 5.3788 | 2.2764 | 18.0912 | 28.6667 | 32.3536 | 24.2293 | 15.0089 | 26.8156 | 28.6667 | 2.7301 | 1.0457 | 2.2753 | 1.931
| 28.7083 | 34.8004 | 5.3683 | 2.2995 | 18.1083 | 28.7083 | 32.3931 | 24.2357 | 15.0775 | 26.8436 | 28.7083 | 2.7716 | 1.0839 | 2.2989 | 1.969
| 28.75 | 34.8432 | 5.3369 | 2.3216 | 18.1158 | 28.75 | 32.4334 | 24.2417 | 15.1452 | 26.8717 | 28.75 | 2.8127 | 1.0892 | 2.3211 | 1.9921
| 28.7917 | 34.8858 | 5.2882 | 2.344 | 18.1155 | 28.7917 | 32.4719 | 24.2475 | 15.2125 | 26.8989 | 28.7917 | 2.853 | 1.1217 | 2.3435 | 2.0269
| 28.8333 | 34.9275 | 5.2982 | 2.3678 | 18.1412 | 28.8333 | 32.513 | 24.2533 | 15.2795 | 26.9272 | 28.8333 | 2.8928 | 1.1174 | 2.3663 | 2.0453
| 28.875 | 34.9699 | 5.2631 | 2.3886 | 18.1467 | 28.875 | 32.5527 | 24.259 | 15.3449 | 26.9546 | 28.875 | 2.9318 | 1.153 | 2.3876 | 2.0808
| 28.9167 | 35.0122 | 5.2033 | 2.4124 | 18.1416 | 28.9167 | 32.5933 | 24.2647 | 15.4104 | 26.9825 | 28.9167 | 2.9701 | 1.1806 | 2.4112 | 2.1126
| 28.9583 | 35.0544 | 5.1406 | 2.4349 | 18.135 | 28.9583 | 32.6354 | 24.2704 | 15.4764 | 27.0111 | 28.9583 | 3.0077 | 1.216 | 2.4331 | 2.1476
| 29 | 35.0964 | 5.0718 | 2.4554 | 18.1254 | 29 | 32.6649 | 24.2761 | 15.5426 | 27.034 | 29 | 3.0446 | 1.253 | 2.4554 | 2.1829
| 29.0417 | 35.1382 | 5.0067 | 2.4745 | 18.1171 | 29.0417 | 32.6978 | 24.2817 | 15.6075 | 27.0584 | 29.0417 | 3.0807 | 1.2904 | 2.4759 | 2.2178
| 29.0833 | 35.1799 | 4.9471 | 2.4952 | 18.1114 | 29.0833 | 32.728 | 24.2874 | 15.6745 | 27.0818 | 29.0833 | 3.1158 | 1.3275 | 2.4961 | 2.2521
| 29.125 | 35.2212 | 4.8871 | 2.5166 | 18.1055 | 29.125 | 32.7637 | 24.293 | 15.7412 | 27.1076 | 29.125 | 3.1497 | 1.364 | 2.5177 | 2.2859
| 29.1667 | 35.2621 | 4.8278 | 2.5372 | 18.0996 | 29.1667 | 32.8006 | 24.2986 | 15.8081 | 27.1339 | 29.1667 | 3.1825 | 1.4012 | 2.5387 | 2.3193
| 29.2083 | 35.3016 | 4.7677 | 2.5584 | 18.0928 | 29.2083 | 32.8426 | 24.3042 | 15.8753 | 27.1625 | 29.2083 | 3.214 | 1.4388 | 2.5597 | 2.3523
| 29.25 | 35.3396 | 4.7573 | 2.5796 | 18.1075 | 29.25 | 32.8797 | 24.3098 | 15.9429 | 27.189 | 29.25 | 3.2434 | 1.5155 | 2.5812 | 2.4019
| 29.2917 | 35.3733 | 4.6998 | 2.6001 | 18.0992 | 29.2917 | 32.9149 | 24.3154 | 16.0101 | 27.2146 | 29.2917 | 3.2697 | 1.5486 | 2.6025 | 2.4306
| 29.3333 | 35.4115 | 4.7153 | 2.6203 | 18.1253 | 29.3333 | 32.9521 | 24.3209 | 16.0767 | 27.241 | 29.3333 | 3.2909 | 1.5413 | 2.6233 | 2.4391
| 29.375 | 35.4479 | 4.6418 | 2.6419 | 18.1112 | 29.375 | 32.9867 | 24.3264 | 16.1427 | 27.2661 | 29.375 | 3.3053 | 1.5018 | 2.6429 | 2.4301
| 29.4167 | 35.4827 | 4.6228 | 2.6645 | 18.1207 | 29.4167 | 33.0207 | 24.3318 | 16.2084 | 27.2909 | 29.4167 | 3.3133 | 1.4426 | 2.6648 | 2.4098
| 29.4583 | 35.5159 | 4.6379 | 2.6852 | 18.1445 | 29.4583 | 33.0501 | 24.3372 | 16.2729 | 27.3136 | 29.4583 | 3.3151 | 1.4769 | 2.686 | 2.4282
| 29.5 | 35.5479 | 4.6187 | 2.7063 | 18.1525 | 29.5 | 33.0796 | 24.3437 | 16.3371 | 27.3367 | 29.5 | 3.3109 | 1.4832 | 2.7063 | 2.4314
| 29.5417 | 35.578 | 4.6093 | 2.7275 | 18.1641 | 29.5417 | 33.1067 | 24.3517 | 16.4028 | 27.3596 | 29.5417 | 3.3 | 1.4638 | 2.7288 | 2.4205
| 29.5833 | 35.606 | 4.6324 | 2.7481 | 18.1891 | 29.5833 | 33.1301 | 24.3615 | 16.4687 | 27.3817 | 29.5833 | 3.282 | 1.5021 | 2.7486 | 2.4317
| 29.625 | 35.6317 | 4.6292 | 2.7692 | 18.2014 | 29.625 | 33.1532 | 24.3755 | 16.5344 | 27.4055 | 29.625 | 3.2566 | 1.5095 | 2.7698 | 2.426
| 29.6667 | 35.6549 | 4.5906 | 2.7904 | 18.1969 | 29.6667 | 33.1744 | 24.3603 | 16.6001 | 27.4154 | 29.6667 | 3.2234 | 1.5091 | 2.7918 | 2.4135
| 29.7083 | 35.6756 | 4.6128 | 2.8131 | 18.2185 | 29.7083 | 33.1929 | 24.345 | 16.6662 | 27.4242 | 29.7083 | 3.1826 | 1.512 | 2.814 | 2.3992
| 29.75 | 35.6939 | 4.6613 | 2.8344 | 18.2506 | 29.75 | 33.2066 | 24.3451 | 16.7311 | 27.4376 | 29.75 | 3.1345 | 1.5343 | 2.836 | 2.3901
| 29.7917 | 35.7104 | 4.743 | 2.8549 | 18.2965 | 29.7917 | 33.2204 | 24.358 | 16.7946 | 27.4565 | 29.7917 | 3.0812 | 1.6099 | 2.8569 | 2.4023
| 29.8333 | 35.726 | 4.7339 | 2.8735 | 18.3015 | 29.8333 | 33.2333 | 24.3758 | 16.8556 | 27.4769 | 29.8333 | 3.0249 | 1.6285 | 2.8756 | 2.3877
| 29.875 | 35.7417 | 4.7564 | 2.8931 | 18.3206 | 29.875 | 33.245 | 24.3654 | 16.9146 | 27.484 | 29.875 | 2.9674 | 1.6673 | 2.8955 | 2.3816
| 29.9167 | 35.7579 | 4.8236 | 2.9118 | 18.3598 | 29.9167 | 33.26 | 24.431 | 16.9703 | 27.526 | 29.9167 | 2.9095 | 1.7182 | 2.9134 | 2.3805
| 29.9583 | 35.775 | 4.8879 | 2.9305 | 18.398 | 29.9583 | 33.2724 | 24.5018 | 17.0314 | 27.5698 | 29.9583 | 2.8519 | 1.7663 | 2.933 | 2.3784
| 30 | 35.7931 | 4.9637 | 2.9526 | 18.4422 | 30 | 33.2873 | 24.5773 | 17.0957 | 27.6171 | 30 | 2.7947 | 1.8159 | 2.9542 | 2.3774
| 30.0417 | 35.8125 | 5.0233 | 2.9744 | 18.4797 | 30.0417 | 33.3052 | 24.658 | 17.1604 | 27.6681 | 30.0417 | 2.7384 | 1.8694 | 2.9755 | 2.3785
| 30.0833 | 35.8333 | 5.1311 | 2.9929 | 18.5389 | 30.0833 | 33.3249 | 24.7447 | 17.2215 | 27.7222 | 30.0833 | 2.683 | 1.9273 | 2.9934 | 2.3816
| 30.125 | 35.8555 | 5.2423 | 3.0107 | 18.6002 | 30.125 | 33.3432 | 24.8355 | 17.2823 | 27.7774 | 30.125 | 2.6287 | 1.9878 | 3.0113 | 2.3864
| 30.1667 | 35.8792 | 5.3567 | 3.0289 | 18.6636 | 30.1667 | 33.362 | 24.8606 | 17.3426 | 27.8037 | 30.1667 | 2.5756 | 2.0524 | 3.029 | 2.3934
| 30.2083 | 35.9035 | 5.4743 | 3.0455 | 18.7285 | 30.2083 | 33.0512 | 24.9254 | 17.4023 | 27.701 | 30.2083 | 2.5227 | 2.1198 | 3.0464 | 2.4018
| 30.25 | 35.928 | 5.5551 | 3.0626 | 18.7772 | 30.25 | 32.5709 | 24.956 | 17.4612 | 27.5077 | 30.25 | 2.4698 | 2.1911 | 3.0634 | 2.4119
| 30.2917 | 35.9532 | 5.6899 | 3.0796 | 18.8502 | 30.2917 | 32.2607 | 25.0307 | 17.5198 | 27.4095 | 30.2917 | 2.4173 | 2.2674 | 3.0805 | 2.4244
| 30.3333 | 35.9798 | 5.763 | 3.096 | 18.8964 | 30.3333 | 31.7373 | 25.0841 | 17.5782 | 27.2071 | 30.3333 | 2.3663 | 2.3557 | 3.0977 | 2.4429
| 30.375 | 36.0078 | 5.912 | 3.1129 | 18.9769 | 30.375 | 31.3919 | 25.1594 | 17.6364 | 27.0935 | 30.375 | 2.317 | 2.4515 | 3.1151 | 2.4655
| 30.4167 | 36.0364 | 6.0348 | 3.1328 | 19.0464 | 30.4167 | 30.9129 | 25.2531 | 17.6976 | 26.9291 | 30.4167 | 2.269 | 2.5478 | 3.1358 | 2.4892
| 30.4583 | 36.0662 | 6.128 | 3.1542 | 19.1035 | 30.4583 | 30.465 | 25.3358 | 17.7595 | 26.7736 | 30.4583 | 2.2232 | 2.6575 | 3.1573 | 2.52
| 30.5 | 36.0967 | 6.2527 | 3.1763 | 19.1749 | 30.5 | 30.0875 | 25.4251 | 17.822 | 26.6525 | 30.5 | 2.1789 | 2.759 | 3.1793 | 2.5479
| 30.5417 | 36.1291 | 6.3899 | 3.1986 | 19.2527 | 30.5417 | 29.7444 | 25.5321 | 17.8843 | 26.5545 | 30.5417 | 2.1377 | 2.8846 | 3.2017 | 2.5879
| 30.5833 | 36.1638 | 6.4897 | 3.2234 | 19.3153 | 30.5833 | 29.377 | 25.6316 | 17.9478 | 26.4424 | 30.5833 | 2.0998 | 2.9673 | 3.2251 | 2.6104
| 30.625 | 36.201 | 6.5816 | 3.2468 | 19.3752 | 30.625 | 28.9313 | 25.7264 | 18.0101 | 26.2934 | 30.625 | 2.0653 | 3.0814 | 3.2477 | 2.6483
| 30.6667 | 36.2411 | 6.7409 | 3.2703 | 19.4665 | 30.6667 | 28.5228 | 25.8449 | 18.0734 | 26.1716 | 30.6667 | 2.0349 | 3.1633 | 3.2696 | 2.6736
| 30.7083 | 36.2847 | 6.7864 | 3.295 | 19.5088 | 30.7083 | 28.1323 | 25.9847 | 18.1393 | 26.0674 | 30.7083 | 2.0087 | 3.2261 | 3.2962 | 2.6928
| 30.75 | 36.2603 | 6.8907 | 3.3236 | 19.5475 | 30.75 | 27.7775 | 26.1205 | 18.2073 | 25.9777 | 30.75 | 1.9873 | 3.3125 | 3.3248 | 2.7249
| 30.7917 | 36.3104 | 7.0066 | 3.3532 | 19.6246 | 30.7917 | 27.4776 | 26.2706 | 18.2775 | 25.9189 | 30.7917 | 1.9694 | 3.3129 | 3.3548 | 2.7204
| 30.8333 | 36.362 | 7.1389 | 3.3846 | 19.7098 | 30.8333 | 27.0083 | 26.3799 | 18.3492 | 25.7669 | 30.8333 | 1.9534 | 3.4185 | 3.3857 | 2.7637
| 30.875 | 36.414 | 7.2279 | 3.4163 | 19.776 | 30.875 | 26.6366 | 26.5212 | 18.4216 | 25.6725 | 30.875 | 1.9384 | 3.4667 | 3.4171 | 2.7819
| 30.9167 | 36.4659 | 7.3369 | 3.4467 | 19.8509 | 30.9167 | 26.1795 | 26.5859 | 18.4915 | 25.5059 | 30.9167 | 1.9237 | 3.5127 | 3.4481 | 2.7993
| 30.9583 | 36.5172 | 7.4113 | 3.4799 | 19.9105 | 30.9583 | 25.9017 | 26.6862 | 18.5645 | 25.4351 | 30.9583 | 1.9087 | 3.5523 | 3.4804 | 2.8138
| 31 | 36.5679 | 7.4804 | 3.513 | 19.9674 | 31 | 25.6097 | 26.779 | 18.6381 | 25.3548 | 31 | 1.8936 | 3.5858 | 3.5135 | 2.8257
| 31.0417 | 36.6177 | 7.5614 | 3.5444 | 20.029 | 31.0417 | 25.3235 | 26.8695 | 18.7198 | 25.2769 | 31.0417 | 1.878 | 3.5689 | 3.5453 | 2.8147
| 31.0833 | 36.6666 | 7.5885 | 3.58 | 20.0667 | 31.0833 | 25.032 | 26.9551 | 18.7962 | 25.1938 | 31.0833 | 1.8619 | 3.5479 | 3.58 | 2.8022
| 31.125 | 36.7146 | 7.613 | 3.6168 | 20.103 | 31.125 | 24.7236 | 27.032 | 18.8741 | 25.0996 | 31.125 | 1.8455 | 3.5252 | 3.6167 | 2.7888
| 31.1667 | 36.7615 | 7.6349 | 3.6535 | 20.1377 | 31.1667 | 24.2876 | 27.1436 | 18.9531 | 24.9642 | 31.1667 | 1.8287 | 3.4976 | 3.6536 | 2.7732
| 31.2083 | 36.8085 | 7.6537 | 3.6916 | 20.1712 | 31.2083 | 24.3146 | 27.2479 | 19.0334 | 25.0315 | 31.2083 | 1.8126 | 3.467 | 3.6929 | 2.7568
| 31.25 | 36.8559 | 7.7126 | 3.7299 | 20.2226 | 31.25 | 24.3941 | 27.3534 | 19.1151 | 25.1228 | 31.25 | 1.798 | 3.4549 | 3.7309 | 2.7492
| 31.2917 | 36.904 | 7.7169 | 3.7701 | 20.2504 | 31.2917 | 24.2604 | 27.4116 | 19.1984 | 25.0985 | 31.2917 | 1.7857 | 3.4608 | 3.7709 | 2.7508
| 31.3333 | 36.9526 | 7.7883 | 3.8122 | 20.3084 | 31.3333 | 24.5374 | 27.504 | 19.2838 | 25.2722 | 31.3333 | 1.7764 | 3.4947 | 3.8135 | 2.7664
| 31.375 | 36.9296 | 7.8547 | 3.8556 | 20.3325 | 31.375 | 24.4558 | 27.5673 | 19.3712 | 25.2737 | 31.375 | 1.7715 | 3.5584 | 3.8569 | 2.7974
| 31.4167 | 36.9081 | 7.9195 | 3.8986 | 20.3566 | 31.4167 | 24.5023 | 27.6131 | 19.4564 | 25.3242 | 31.4167 | 1.7712 | 3.6035 | 3.8985 | 2.8219
| 31.4583 | 36.9605 | 7.9551 | 3.9408 | 20.4004 | 31.4583 | 24.6878 | 27.7102 | 19.5426 | 25.4594 | 31.4583 | 1.7748 | 3.593 | 3.9406 | 2.8235
| 31.5 | 37.0141 | 7.9954 | 3.9832 | 20.4468 | 31.5 | 24.6634 | 27.7591 | 19.6292 | 25.4799 | 31.5 | 1.7828 | 3.6355 | 3.983 | 2.8507
| 31.5417 | 37.0681 | 8.0114 | 4.0247 | 20.4825 | 31.5417 | 24.6103 | 27.7742 | 19.7156 | 25.4726 | 31.5417 | 1.7947 | 3.6448 | 4.0253 | 2.8648
| 31.5833 | 37.1227 | 8.0244 | 4.0665 | 20.5172 | 31.5833 | 24.5903 | 27.8153 | 19.8007 | 25.4915 | 31.5833 | 1.8109 | 3.6262 | 4.0679 | 2.8685
| 31.625 | 37.1047 | 8.0911 | 4.1102 | 20.5437 | 31.625 | 24.7077 | 27.87 | 19.8888 | 25.5777 | 31.625 | 1.8313 | 3.6872 | 4.1125 | 2.9096
| 31.6667 | 37.0867 | 8.0792 | 4.1538 | 20.5353 | 31.6667 | 24.84 | 27.9589 | 19.9766 | 25.6858 | 31.6667 | 1.856 | 3.6891 | 4.156 | 2.9263
| 31.7083 | 37.0683 | 8.1263 | 4.1963 | 20.5527 | 31.7083 | 24.9226 | 28.0286 | 20.0621 | 25.763 | 31.7083 | 1.8842 | 3.7053 | 4.1971 | 2.9506
| 31.75 | 37.121 | 8.1325 | 4.2376 | 20.5835 | 31.75 | 25.0066 | 28.066 | 20.1471 | 25.8264 | 31.75 | 1.9157 | 3.7164 | 4.2376 | 2.974
| 31.7917 | 37.1013 | 8.0759 | 4.2787 | 20.5542 | 31.7917 | 24.9482 | 28.0133 | 20.2318 | 25.7864 | 31.7917 | 1.9497 | 3.7304 | 4.2781 | 2.9998
| 31.8333 | 37.0812 | 8.1024 | 4.3192 | 20.5615 | 31.8333 | 25.0407 | 27.9837 | 20.3169 | 25.8238 | 31.8333 | 1.9853 | 3.7415 | 4.3191 | 3.0251
| 31.875 | 37.1344 | 8.1787 | 4.3608 | 20.6237 | 31.875 | 25.1013 | 28.0399 | 20.4011 | 25.8851 | 31.875 | 2.0221 | 3.7505 | 4.3601 | 3.0501
| 31.9167 | 37.1874 | 8.1529 | 4.4007 | 20.6402 | 31.9167 | 25.1206 | 28.0709 | 20.4837 | 25.9166 | 31.9167 | 2.0599 | 3.7533 | 4.4015 | 3.0727
| 31.9583 | 37.2402 | 8.1667 | 4.4411 | 20.6743 | 31.9583 | 25.0011 | 28.0591 | 20.5688 | 25.8677 | 31.9583 | 2.0981 | 3.7126 | 4.4419 | 3.0761
| 32 | 37.2928 | 8.1809 | 4.4793 | 20.7082 | 32 | 25.0182 | 28.0896 | 20.6499 | 25.8979 | 32 | 2.1369 | 3.6741 | 4.4805 | 3.0805
| 32.0417 | 37.3453 | 8.1952 | 4.5191 | 20.7423 | 32.0417 | 24.9268 | 28.0823 | 20.7365 | 25.8637 | 32.0417 | 2.1762 | 3.6833 | 4.5197 | 3.1064
| 32.0833 | 37.3975 | 8.2097 | 4.5595 | 20.7765 | 32.0833 | 24.957 | 28.1126 | 20.8204 | 25.8999 | 32.0833 | 2.216 | 3.6917 | 4.5615 | 3.1325
| 32.125 | 37.4496 | 8.224 | 4.5996 | 20.8104 | 32.125 | 24.8767 | 28.108 | 20.9033 | 25.8714 | 32.125 | 2.2563 | 3.6994 | 4.601 | 3.1582
| 32.1667 | 37.5016 | 8.2375 | 4.6392 | 20.8439 | 32.1667 | 24.9854 | 28.1123 | 20.9852 | 25.9307 | 32.1667 | 2.297 | 3.7091 | 4.6406 | 3.185
| 32.2083 | 37.5533 | 8.2524 | 4.6782 | 20.8779 | 32.2083 | 24.89 | 28.107 | 21.0659 | 25.8949 | 32.2083 | 2.3381 | 3.7187 | 4.6782 | 3.2117
| 32.25 | 37.6048 | 8.2195 | 4.7166 | 20.8904 | 32.25 | 24.8485 | 28.1358 | 21.1456 | 25.8981 | 32.25 | 2.3798 | 3.7492 | 4.716 | 3.248
| 32.2917 | 37.6559 | 8.2596 | 4.7543 | 20.9352 | 32.2917 | 25.0542 | 28.2042 | 21.2242 | 26.0286 | 32.2917 | 2.422 | 3.7586 | 4.7534 | 3.2751
| 32.3333 | 37.6321 | 8.2609 | 4.7917 | 20.9293 | 32.3333 | 24.8584 | 28.2229 | 21.3012 | 25.9585 | 32.3333 | 2.4651 | 3.8156 | 4.7903 | 3.3237
| 32.375 | 37.6803 | 8.2533 | 4.8264 | 20.9512 | 32.375 | 24.8793 | 28.2436 | 21.3768 | 25.9854 | 32.375 | 2.5091 | 3.8667 | 4.8276 | 3.3701
| 32.4167 | 37.7282 | 8.2514 | 4.8599 | 20.9754 | 32.4167 | 24.7976 | 28.2711 | 21.449 | 25.9693 | 32.4167 | 2.5536 | 3.8337 | 4.8614 | 3.3789
| 32.4583 | 37.7027 | 8.256 | 4.8925 | 20.9697 | 32.4583 | 24.6179 | 28.2581 | 21.5205 | 25.8916 | 32.4583 | 2.5985 | 3.8776 | 4.8941 | 3.422
| 32.5 | 37.6767 | 8.2135 | 4.9247 | 20.9428 | 32.5 | 24.6556 | 28.2753 | 21.5911 | 25.9239 | 32.5 | 2.6435 | 3.8688 | 4.9277 | 3.4419
| 32.5417 | 37.6501 | 8.2502 | 4.957 | 20.9509 | 32.5417 | 24.6565 | 28.3128 | 21.6606 | 25.9487 | 32.5417 | 2.6884 | 3.8726 | 4.9585 | 3.467
| 32.5833 | 37.6229 | 8.2739 | 4.9872 | 20.9527 | 32.5833 | 24.5746 | 28.3145 | 21.7301 | 25.9207 | 32.5833 | 2.7331 | 3.9472 | 4.9891 | 3.5234
| 32.625 | 37.6684 | 8.2722 | 5.0184 | 20.9756 | 32.625 | 24.478 | 28.3221 | 21.799 | 25.8888 | 32.625 | 2.7775 | 3.9009 | 5.0194 | 3.5259
| 32.6667 | 37.7133 | 8.2619 | 5.0484 | 20.9943 | 32.6667 | 24.3547 | 28.2977 | 21.867 | 25.8307 | 32.6667 | 2.8217 | 3.9059 | 5.0509 | 3.5512
| 32.7083 | 37.7577 | 8.3098 | 5.0784 | 21.0387 | 32.7083 | 24.317 | 28.2834 | 21.933 | 25.8149 | 32.7083 | 2.8657 | 3.9958 | 5.0797 | 3.614
| 32.75 | 37.8016 | 8.3339 | 5.1055 | 21.072 | 32.75 | 24.2566 | 28.2245 | 21.9983 | 25.7692 | 32.75 | 2.9093 | 4.0093 | 5.1084 | 3.6425
| 32.7917 | 37.8452 | 8.3749 | 5.1338 | 21.1127 | 32.7917 | 24.3269 | 28.297 | 22.0632 | 25.8399 | 32.7917 | 2.9521 | 4.0605 | 5.1376 | 3.6876
| 32.8333 | 37.8886 | 8.388 | 5.1629 | 21.141 | 32.8333 | 24.3304 | 28.3637 | 22.1285 | 25.8783 | 32.8333 | 2.9944 | 4.0595 | 5.166 | 3.709
| 32.875 | 37.8581 | 8.326 | 5.191 | 21.1031 | 32.875 | 24.2326 | 28.3437 | 22.194 | 25.8332 | 32.875 | 3.0358 | 4.0924 | 5.1949 | 3.7453
| 32.9167 | 37.8275 | 8.3202 | 5.2224 | 21.0904 | 32.9167 | 24.2363 | 28.3534 | 22.259 | 25.8464 | 32.9167 | 3.0765 | 4.135 | 5.2237 | 3.7855
| 32.9583 | 37.7966 | 8.3685 | 5.2493 | 21.1011 | 32.9583 | 24.2623 | 28.3658 | 22.3226 | 25.8706 | 32.9583 | 3.1165 | 4.2251 | 5.2514 | 3.8464
| 33 | 37.7656 | 8.4156 | 5.2759 | 21.1112 | 33 | 24.1724 | 28.3351 | 22.3848 | 25.8239 | 33 | 3.1558 | 4.3166 | 5.2777 | 3.9075
| 33.0417 | 37.7344 | 8.4642 | 5.3017 | 21.1218 | 33.0417 | 24.1939 | 28.343 | 22.4371 | 25.8427 | 33.0417 | 3.1944 | 4.4065 | 5.3047 | 3.9676
| 33.0833 | 37.7031 | 8.5123 | 5.3276 | 21.1321 | 33.0833 | 24.0263 | 28.3496 | 22.4979 | 25.7779 | 33.0833 | 3.2321 | 4.4887 | 5.33 | 4.0237
| 33.125 | 37.6715 | 8.5053 | 5.3525 | 21.1177 | 33.125 | 24.0602 | 28.354 | 22.5579 | 25.8017 | 33.125 | 3.2688 | 4.5794 | 5.3556 | 4.0832
| 33.1667 | 37.6398 | 8.5538 | 5.3775 | 21.128 | 33.1667 | 24.0166 | 28.3814 | 22.6171 | 25.801 | 33.1667 | 3.3045 | 4.6687 | 5.3809 | 4.1415
| 33.2083 | 37.6078 | 8.6019 | 5.4005 | 21.1377 | 33.2083 | 24.0662 | 28.3838 | 22.6757 | 25.8307 | 33.2083 | 3.339 | 4.7578 | 5.4058 | 4.1992
| 33.25 | 37.5754 | 8.6382 | 5.4257 | 21.1422 | 33.25 | 24.1526 | 28.3864 | 22.7337 | 25.8766 | 33.25 | 3.3715 | 4.8036 | 5.4318 | 4.2369
| 33.2917 | 37.5424 | 8.6716 | 5.4486 | 21.145 | 33.2917 | 24.2069 | 28.3963 | 22.791 | 25.9115 | 33.2917 | 3.4011 | 4.848 | 5.4563 | 4.2725
| 33.3333 | 37.5832 | 8.6686 | 5.4709 | 21.1642 | 33.3333 | 24.2889 | 28.3501 | 22.8473 | 25.9337 | 33.3333 | 3.4263 | 4.8002 | 5.4787 | 4.265
| 33.375 | 37.6226 | 8.6799 | 5.4945 | 21.1894 | 33.375 | 24.365 | 28.3607 | 22.9027 | 25.9784 | 33.375 | 3.445 | 4.7137 | 5.4996 | 4.2371
| 33.4167 | 37.6608 | 8.6744 | 5.5171 | 21.2065 | 33.4167 | 24.6537 | 28.3624 | 22.9587 | 26.1137 | 33.4167 | 3.4575 | 4.7282 | 5.5228 | 4.2517
| 33.4583 | 37.6981 | 8.6627 | 5.5395 | 21.2203 | 33.4583 | 24.792 | 28.3352 | 23.014 | 26.1692 | 33.4583 | 3.4644 | 4.6805 | 5.5461 | 4.2362
| 33.5 | 37.7341 | 8.7012 | 5.5616 | 21.2559 | 33.5 | 24.8602 | 28.3472 | 23.0689 | 26.211 | 33.5 | 3.4653 | 4.6696 | 5.5676 | 4.2341
| 33.5417 | 37.7687 | 8.6981 | 5.5833 | 21.2723 | 33.5417 | 25.1103 | 28.3595 | 23.1237 | 26.3337 | 33.5417 | 3.4598 | 4.6374 | 5.5904 | 4.2199
| 33.5833 | 37.802 | 8.6933 | 5.6053 | 21.2874 | 33.5833 | 25.2334 | 28.3734 | 23.1773 | 26.4005 | 33.5833 | 3.4478 | 4.6274 | 5.6131 | 4.2126
| 33.625 | 37.8337 | 8.6918 | 5.6268 | 21.3032 | 33.625 | 25.4163 | 28.4153 | 23.2309 | 26.5064 | 33.625 | 3.429 | 4.621 | 5.6339 | 4.2038
| 33.6667 | 37.8633 | 8.742 | 5.6499 | 21.3412 | 33.6667 | 25.5696 | 28.4115 | 23.2843 | 26.5787 | 33.6667 | 3.4028 | 4.6426 | 5.6549 | 4.204
| 33.7083 | 37.8802 | 8.7359 | 5.671 | 21.3483 | 33.7083 | 25.6321 | 28.4096 | 23.3382 | 26.6117 | 33.7083 | 3.3689 | 4.5724 | 5.6772 | 4.1603
| 33.75 | 37.8669 | 8.7308 | 5.6932 | 21.3427 | 33.75 | 25.6676 | 28.4659 | 23.3912 | 26.6584 | 33.75 | 3.3279 | 4.5642 | 5.7 | 4.1409
| 33.7917 | 37.8762 | 8.6615 | 5.7138 | 21.3183 | 33.7917 | 25.6316 | 28.4731 | 23.4432 | 26.6513 | 33.7917 | 3.2815 | 4.5531 | 5.7197 | 4.1176
| 33.8333 | 37.898 | 8.665 | 5.7319 | 21.3315 | 33.8333 | 25.7977 | 28.488 | 23.4941 | 26.7374 | 33.8333 | 3.2316 | 4.463 | 5.7399 | 4.0576
| 33.875 | 37.9187 | 8.7252 | 5.7529 | 21.3698 | 33.875 | 25.878 | 28.4397 | 23.5431 | 26.7571 | 33.875 | 3.1793 | 4.4174 | 5.7595 | 4.0162
| 33.9167 | 37.9385 | 8.7313 | 5.7727 | 21.3835 | 33.9167 | 25.9152 | 28.4067 | 23.5945 | 26.7647 | 33.9167 | 3.1251 | 4.3653 | 5.7799 | 3.9713
| 33.9583 | 37.9577 | 8.6803 | 5.7926 | 21.3717 | 33.9583 | 25.9053 | 28.4076 | 23.6449 | 26.7663 | 33.9583 | 3.0698 | 4.3126 | 5.7993 | 3.9254
| 34 | 37.9764 | 8.6301 | 5.8138 | 21.3599 | 34 | 26.0513 | 28.4323 | 23.6985 | 26.8481 | 34 | 3.0133 | 4.2608 | 5.8214 | 3.8798
| 34.0417 | 37.9943 | 8.579 | 5.837 | 21.3478 | 34.0417 | 25.9963 | 28.4358 | 23.7532 | 26.8313 | 34.0417 | 2.9557 | 4.2104 | 5.8431 | 3.8342
| 34.0833 | 38.0116 | 8.5277 | 5.8578 | 21.335 | 34.0833 | 26.0812 | 28.4401 | 23.8035 | 26.8765 | 34.0833 | 2.897 | 4.1696 | 5.8632 | 3.7922
| 34.125 | 38.0282 | 8.5334 | 5.8776 | 21.3471 | 34.125 | 26.0107 | 28.4506 | 23.8539 | 26.8554 | 34.125 | 2.8373 | 4.1213 | 5.8837 | 3.7464
| 34.1667 | 38.0441 | 8.485 | 5.8981 | 21.335 | 34.1667 | 26.0074 | 28.4621 | 23.9048 | 26.8648 | 34.1667 | 2.7765 | 4.0758 | 5.9042 | 3.7015
| 34.2083 | 38.0596 | 8.4434 | 5.919 | 21.3257 | 34.2083 | 26.0773 | 28.5173 | 23.9559 | 26.926 | 34.2083 | 2.7149 | 4.0416 | 5.9251 | 3.6612
| 34.25 | 38.075 | 8.4607 | 5.9406 | 21.3426 | 34.25 | 26.0747 | 28.5362 | 24.0066 | 26.9389 | 34.25 | 2.6531 | 4.011 | 5.9458 | 3.6225
| 34.2917 | 38.091 | 8.4059 | 5.962 | 21.3277 | 34.2917 | 25.8959 | 28.4974 | 24.0573 | 26.8478 | 34.2917 | 2.5916 | 3.9861 | 5.9663 | 3.5863
| 34.3333 | 38.0321 | 8.4437 | 5.9832 | 21.3207 | 34.3333 | 26.0805 | 28.6005 | 24.1074 | 26.9813 | 34.3333 | 2.5302 | 3.9995 | 5.9865 | 3.5673
| 34.375 | 38.0089 | 8.4861 | 6.0029 | 21.3315 | 34.375 | 26.1084 | 28.6309 | 24.157 | 27.0127 | 34.375 | 2.4699 | 4.0345 | 6.0072 | 3.5583
| 34.4167 | 37.9501 | 8.5225 | 6.0248 | 21.3239 | 34.4167 | 26.1834 | 28.7049 | 24.2096 | 27.0847 | 34.4167 | 2.4116 | 4.0582 | 6.0286 | 3.5453
| 34.4583 | 37.9215 | 8.5881 | 6.046 | 21.3427 | 34.4583 | 26.2092 | 28.797 | 24.2616 | 27.1429 | 34.4583 | 2.3551 | 4.0991 | 6.048 | 3.5405
| 34.5 | 37.907 | 8.5986 | 6.0671 | 21.3433 | 34.5 | 26.1324 | 28.8709 | 24.3134 | 27.1474 | 34.5 | 2.3006 | 4.1516 | 6.069 | 3.542
| 34.5417 | 37.8966 | 8.653 | 6.0894 | 21.3653 | 34.5417 | 26.0048 | 28.8903 | 24.3653 | 27.1051 | 34.5417 | 2.2485 | 4.2231 | 6.0901 | 3.553
| 34.5833 | 37.8506 | 8.7261 | 6.1094 | 21.3796 | 34.5833 | 26.1671 | 29 | 24.417 | 27.2317 | 34.5833 | 2.1987 | 4.25 | 6.1107 | 3.5451
| 34.625 | 37.8073 | 8.7503 | 6.129 | 21.3732 | 34.625 | 26.1752 | 29.0727 | 24.4666 | 27.2731 | 34.625 | 2.1504 | 4.3201 | 6.1312 | 3.557
| 34.6667 | 37.7935 | 8.8591 | 6.1477 | 21.4176 | 34.6667 | 26.2226 | 29.198 | 24.516 | 27.3554 | 34.6667 | 2.1043 | 4.4133 | 6.1515 | 3.5802
| 34.7083 | 37.7879 | 8.9495 | 6.169 | 21.4576 | 34.7083 | 26.2321 | 29.3133 | 24.5669 | 27.4165 | 34.7083 | 2.0604 | 4.4984 | 6.1722 | 3.6008
| 34.75 | 37.8149 | 9.0498 | 6.1906 | 21.5166 | 34.75 | 26.2712 | 29.4449 | 24.6181 | 27.498 | 34.75 | 2.0195 | 4.5567 | 6.191 | 3.6106
| 34.7917 | 37.8172 | 9.238 | 6.2115 | 21.6036 | 34.7917 | 26.468 | 29.5673 | 24.6698 | 27.6457 | 34.7917 | 1.9813 | 4.6059 | 6.2116 | 3.6178
| 34.8333 | 37.8107 | 9.3162 | 6.2348 | 21.638 | 34.8333 | 26.3571 | 29.6796 | 24.7214 | 27.652 | 34.8333 | 1.9451 | 4.7807 | 6.2327 | 3.6817
| 34.875 | 37.7677 | 9.4341 | 6.2564 | 21.6737 | 34.875 | 26.3351 | 29.8213 | 24.7739 | 27.711 | 34.875 | 1.9108 | 4.8378 | 6.2548 | 3.6944
| 34.9167 | 37.7426 | 9.5292 | 6.2754 | 21.707 | 34.9167 | 26.4117 | 29.977 | 24.8244 | 27.8199 | 34.9167 | 1.878 | 4.9443 | 6.2754 | 3.7294
| 34.9583 | 37.734 | 9.639 | 6.2995 | 21.7546 | 34.9583 | 26.5057 | 30.1485 | 24.8754 | 27.9436 | 34.9583 | 1.8465 | 5.0483 | 6.2982 | 3.7642
| 35 | 37.6925 | 9.749 | 6.3237 | 21.7877 | 35 | 26.3947 | 30.2562 | 24.9283 | 27.948 | 35 | 1.8162 | 5.1525 | 6.3212 | 3.7995
| 35.0417 | 37.6494 | 9.8589 | 6.3628 | 21.8218 | 35.0417 | 26.5483 | 30.4263 | 25 | 28.0998 | 35.0417 | 1.7873 | 5.2554 | 6.3606 | 3.8368
| 35.0833 | 37.6509 | 9.9692 | 6.3858 | 21.874 | 35.0833 | 26.6919 | 30.5592 | 25.0504 | 28.2283 | 35.0833 | 1.7599 | 5.3577 | 6.383 | 3.8726
| 35.125 | 37.6458 | 10.0703 | 6.4096 | 21.9194 | 35.125 | 26.7835 | 30.6823 | 25.1011 | 28.3294 | 35.125 | 1.734 | 5.4561 | 6.4059 | 3.9074
| 35.1667 | 37.6462 | 10.1787 | 6.4344 | 21.9705 | 35.1667 | 26.8266 | 30.8038 | 25.1529 | 28.4082 | 35.1667 | 1.7098 | 5.5521 | 6.4314 | 3.9421
| 35.2083 | 37.6518 | 10.2808 | 6.4607 | 22.0212 | 35.2083 | 26.7713 | 30.8848 | 25.2046 | 28.4254 | 35.2083 | 1.6872 | 5.6215 | 6.4567 | 3.9657
| 35.25 | 37.6412 | 10.3957 | 6.486 | 22.0704 | 35.25 | 26.773 | 30.9958 | 25.2578 | 28.4814 | 35.25 | 1.6665 | 5.6378 | 6.4827 | 3.9667
| 35.2917 | 37.653 | 10.5703 | 6.5125 | 22.1562 | 35.2917 | 26.7988 | 31.1257 | 25.312 | 28.5566 | 35.2917 | 1.6481 | 5.7075 | 6.5099 | 3.9925
| 35.3333 | 37.7306 | 10.6551 | 6.5424 | 22.2317 | 35.3333 | 26.6761 | 31.2108 | 25.3683 | 28.5462 | 35.3333 | 1.6338 | 5.7605 | 6.5389 | 4.0129
| 35.375 | 37.7742 | 10.7305 | 6.5745 | 22.2881 | 35.375 | 26.8114 | 31.2495 | 25.4265 | 28.63 | 35.375 | 1.6247 | 5.851 | 6.5709 | 4.0526
| 35.4167 | 37.8578 | 10.8003 | 6.6068 | 22.3599 | 35.4167 | 26.8748 | 31.3321 | 25.4883 | 28.7018 | 35.4167 | 1.6198 | 5.9044 | 6.6038 | 4.0778
| 35.4583 | 37.9131 | 10.9102 | 6.643 | 22.4374 | 35.4583 | 26.8951 | 31.4113 | 25.5515 | 28.753 | 35.4583 | 1.6189 | 5.9466 | 6.6409 | 4.1003
| 35.5 | 37.9562 | 11.0282 | 6.6798 | 22.5131 | 35.5 | 27.03 | 31.4907 | 25.6158 | 28.8554 | 35.5 | 1.6224 | 6.0122 | 6.6768 | 4.135
| 35.5417 | 37.9972 | 11.0633 | 6.7178 | 22.5511 | 35.5417 | 26.9239 | 31.607 | 25.6805 | 28.8671 | 35.5417 | 1.6306 | 6.0828 | 6.7135 | 4.1741
| 35.5833 | 38.0761 | 11.1414 | 6.7576 | 22.6253 | 35.5833 | 26.819 | 31.6531 | 25.7462 | 28.8483 | 35.5833 | 1.6436 | 6.0638 | 6.7526 | 4.1758
| 35.625 | 38.1558 | 11.2428 | 6.7968 | 22.7101 | 35.625 | 26.7295 | 31.6896 | 25.812 | 28.8321 | 35.625 | 1.6625 | 6.1409 | 6.793 | 4.223
| 35.6667 | 38.207 | 11.2604 | 6.8384 | 22.7453 | 35.6667 | 26.6921 | 31.74 | 25.8786 | 28.8452 | 35.6667 | 1.6874 | 6.166 | 6.8337 | 4.2497
| 35.7083 | 38.224 | 11.2677 | 6.8794 | 22.7607 | 35.7083 | 26.7481 | 31.7792 | 25.9468 | 28.8951 | 35.7083 | 1.7182 | 6.1977 | 6.8747 | 4.2821
| 35.75 | 38.2378 | 11.2951 | 6.922 | 22.7837 | 35.75 | 26.8213 | 31.8216 | 26.0159 | 28.9541 | 35.75 | 1.7543 | 6.285 | 6.9179 | 4.3416
| 35.7917 | 38.2664 | 11.3285 | 6.9657 | 22.8162 | 35.7917 | 26.7142 | 31.8553 | 26.0854 | 28.9292 | 35.7917 | 1.7939 | 6.3087 | 6.9629 | 4.3748
| 35.8333 | 38.3213 | 11.2877 | 7.0089 | 22.8272 | 35.8333 | 26.793 | 31.8932 | 26.1559 | 28.9889 | 35.8333 | 1.8359 | 6.3522 | 7.0068 | 4.4177
| 35.875 | 38.4142 | 11.2459 | 7.051 | 22.8546 | 35.875 | 26.7964 | 31.9561 | 26.2263 | 29.0263 | 35.875 | 1.8795 | 6.3375 | 7.0494 | 4.4353
| 35.9167 | 38.4904 | 11.3076 | 7.0949 | 22.9207 | 35.9167 | 27.0745 | 32.0349 | 26.2957 | 29.1926 | 35.9167 | 1.9243 | 6.3421 | 7.0924 | 4.462
| 35.9583 | 38.5527 | 11.3303 | 7.1361 | 22.9631 | 35.9583 | 27.0699 | 32.0169 | 26.3679 | 29.1906 | 35.9583 | 1.9697 | 6.3453 | 7.1362 | 4.4885
| 36 | 38.6487 | 11.3513 | 7.1785 | 23.0198 | 36 | 27.2672 | 32.089 | 26.4362 | 29.3179 | 36 | 2.0158 | 6.3466 | 7.1786 | 4.5142
| 36.0417 | 38.7457 | 11.3724 | 7.214 | 23.0763 | 36.0417 | 27.2478 | 32.0699 | 26.4977 | 29.3076 | 36.0417 | 2.0625 | 6.3328 | 7.2135 | 4.5327
| 36.0833 | 38.8005 | 11.3926 | 7.2583 | 23.1145 | 36.0833 | 27.1425 | 32.0503 | 26.5668 | 29.2598 | 36.0833 | 2.1098 | 6.3175 | 7.2587 | 4.552
| 36.125 | 38.8621 | 11.4181 | 7.3036 | 23.1583 | 36.125 | 27.1851 | 32.081 | 26.6357 | 29.3 | 36.125 | 2.1578 | 6.314 | 7.303 | 4.5767
| 36.1667 | 38.9188 | 11.4352 | 7.3478 | 23.196 | 36.1667 | 27.2177 | 32.1 | 26.7035 | 29.3305 | 36.1667 | 2.2062 | 6.2969 | 7.3463 | 4.5954
| 36.2083 | 38.9713 | 11.4527 | 7.3923 | 23.232 | 36.2083 | 27.2379 | 32.1233 | 26.7711 | 29.3573 | 36.2083 | 2.2551 | 6.3219 | 7.3888 | 4.633
| 36.25 | 39.0392 | 11.419 | 7.4375 | 23.2523 | 36.25 | 27.3137 | 32.1592 | 26.8379 | 29.4144 | 36.25 | 2.3044 | 6.4026 | 7.4324 | 4.6956
| 36.2917 | 39.0862 | 11.3634 | 7.4815 | 23.2533 | 36.2917 | 27.4798 | 32.2302 | 26.904 | 29.5271 | 36.2917 | 2.3542 | 6.377 | 7.4754 | 4.7112
| 36.3333 | 39.101 | 11.3943 | 7.5235 | 23.2783 | 36.3333 | 27.3911 | 32.2567 | 26.9689 | 29.5067 | 36.3333 | 2.4047 | 6.3876 | 7.5173 | 4.7429
| 36.375 | 39.1157 | 11.4225 | 7.5646 | 23.3019 | 36.375 | 27.2528 | 32.3474 | 27.0327 | 29.4926 | 36.375 | 2.4556 | 6.3527 | 7.5593 | 4.7547
| 36.4167 | 39.1283 | 11.4305 | 7.6029 | 23.3154 | 36.4167 | 26.9578 | 32.3555 | 27.0945 | 29.372 | 36.4167 | 2.5066 | 6.3811 | 7.5973 | 4.7942
| 36.4583 | 39.1391 | 11.4309 | 7.64 | 23.3244 | 36.4583 | 27.1036 | 32.3978 | 27.1558 | 29.4624 | 36.4583 | 2.5577 | 6.3997 | 7.6335 | 4.8292
| 36.5 | 39.1492 | 11.3765 | 7.6769 | 23.3089 | 36.5 | 27.0085 | 32.3939 | 27.2164 | 29.4251 | 36.5 | 2.6088 | 6.3803 | 7.6707 | 4.8475
| 36.5417 | 39.1602 | 11.4163 | 7.7121 | 23.3353 | 36.5417 | 27.194 | 32.4263 | 27.276 | 29.5286 | 36.5417 | 2.6596 | 6.3047 | 7.7071 | 4.8405
| 36.5833 | 39.169 | 11.4009 | 7.7485 | 23.3365 | 36.5833 | 27.2005 | 32.4388 | 27.3362 | 29.5437 | 36.5833 | 2.7099 | 6.371 | 7.7419 | 4.8961
| 36.625 | 39.177 | 11.4032 | 7.7847 | 23.345 | 36.625 | 27.288 | 32.4782 | 27.3949 | 29.6066 | 36.625 | 2.7599 | 6.3095 | 7.7769 | 4.8949
| 36.6667 | 39.1857 | 11.4175 | 7.8186 | 23.359 | 36.6667 | 27.244 | 32.4793 | 27.4527 | 29.594 | 36.6667 | 2.8097 | 6.2486 | 7.8117 | 4.8939
| 36.7083 | 39.2342 | 11.4591 | 7.8522 | 23.4029 | 36.7083 | 27.2607 | 32.4971 | 27.5092 | 29.6156 | 36.7083 | 2.8591 | 6.2585 | 7.8453 | 4.924
| 36.75 | 39.2841 | 11.4256 | 7.8845 | 23.4137 | 36.75 | 27.3523 | 32.4827 | 27.5653 | 29.6561 | 36.75 | 2.9079 | 6.2249 | 7.8786 | 4.9344
| 36.7917 | 39.3217 | 11.3731 | 7.9182 | 23.4108 | 36.7917 | 27.2143 | 32.4755 | 27.621 | 29.5978 | 36.7917 | 2.9559 | 6.2788 | 7.9097 | 4.9832
| 36.8333 | 39.3284 | 11.4754 | 7.9502 | 23.4628 | 36.8333 | 27.155 | 32.4858 | 27.6768 | 29.5822 | 36.8333 | 3.0031 | 6.1943 | 7.9426 | 4.9702
| 36.875 | 39.3356 | 11.4722 | 7.9813 | 23.468 | 36.875 | 27.256 | 32.4974 | 27.7296 | 29.6381 | 36.875 | 3.0494 | 6.2819 | 7.9751 | 5.0334
| 36.9167 | 39.3398 | 11.5009 | 8.0135 | 23.4863 | 36.9167 | 27.1415 | 32.4733 | 27.786 | 29.5828 | 36.9167 | 3.095 | 6.3092 | 8.0076 | 5.0694
| 36.9583 | 39.3453 | 11.5582 | 8.0456 | 23.5178 | 36.9583 | 27.1698 | 32.4888 | 27.8354 | 29.6078 | 36.9583 | 3.1399 | 6.3286 | 8.039 | 5.1014
| 37 | 39.3497 | 11.6158 | 8.075 | 23.5485 | 37 | 27.0471 | 32.462 | 27.8887 | 29.5472 | 37 | 3.184 | 6.3488 | 8.0694 | 5.1334
| 37.0417 | 39.3542 | 11.6728 | 8.0974 | 23.5784 | 37.0417 | 27.1323 | 32.4883 | 27.9315 | 29.6016 | 37.0417 | 3.2273 | 6.3838 | 8.0928 | 5.1708
| 37.0833 | 39.3573 | 11.7397 | 8.1274 | 23.6128 | 37.0833 | 27.2821 | 32.5387 | 27.9826 | 29.6962 | 37.0833 | 3.2697 | 6.4198 | 8.1232 | 5.209
| 37.125 | 39.3604 | 11.7426 | 8.1569 | 23.6188 | 37.125 | 27.327 | 32.546 | 28.033 | 29.725 | 37.125 | 3.3111 | 6.4471 | 8.154 | 5.243
| 37.1667 | 39.365 | 11.7432 | 8.1851 | 23.6242 | 37.1667 | 27.3737 | 32.5683 | 28.0827 | 29.7612 | 37.1667 | 3.3513 | 6.488 | 8.1831 | 5.2823
| 37.2083 | 39.3688 | 11.7435 | 8.2128 | 23.6291 | 37.2083 | 27.44 | 32.5418 | 28.1319 | 29.7843 | 37.2083 | 3.3904 | 6.5016 | 8.2129 | 5.309
| 37.25 | 39.3745 | 11.7509 | 8.2408 | 23.638 | 37.25 | 27.4944 | 32.5197 | 28.1805 | 29.8041 | 37.25 | 3.4277 | 6.5083 | 8.2411 | 5.3317
| 37.2917 | 39.3774 | 11.7484 | 8.2683 | 23.6413 | 37.2917 | 27.4246 | 32.4867 | 28.2286 | 29.7638 | 37.2917 | 3.4622 | 6.5628 | 8.2689 | 5.3743
| 37.3333 | 39.4226 | 11.7506 | 8.2948 | 23.6653 | 37.3333 | 27.6513 | 32.4893 | 28.2755 | 29.8709 | 37.3333 | 3.4924 | 6.6 | 8.2971 | 5.4074
| 37.375 | 39.4668 | 11.7523 | 8.3198 | 23.6885 | 37.375 | 27.9159 | 32.5211 | 28.3216 | 30.0077 | 37.375 | 3.5169 | 6.6112 | 8.3208 | 5.4259
| 37.4167 | 39.5093 | 11.7787 | 8.3451 | 23.7219 | 37.4167 | 28.1472 | 32.5411 | 28.369 | 30.1247 | 37.4167 | 3.536 | 6.6211 | 8.3467 | 5.4417
| 37.4583 | 39.553 | 11.7515 | 8.3691 | 23.7319 | 37.4583 | 27.935 | 32.528 | 28.416 | 30.0298 | 37.4583 | 3.55 | 6.6263 | 8.3723 | 5.4531
| 37.5 | 39.5962 | 11.7626 | 8.3929 | 23.7587 | 37.5 | 27.9418 | 32.5506 | 28.4625 | 30.048 | 37.5 | 3.5586 | 6.6373 | 8.3968 | 5.4645
| 37.5417 | 39.6383 | 11.7568 | 8.4168 | 23.7774 | 37.5417 | 27.9253 | 32.5597 | 28.5082 | 30.0498 | 37.5417 | 3.5618 | 6.7024 | 8.4197 | 5.4974
| 37.5833 | 39.6807 | 11.7585 | 8.4395 | 23.7996 | 37.5833 | 28.0858 | 32.5968 | 28.5524 | 30.1425 | 37.5833 | 3.5594 | 6.7077 | 8.4431 | 5.5012
| 37.625 | 39.7222 | 11.7495 | 8.4618 | 23.8165 | 37.625 | 28.0154 | 31.9662 | 28.5961 | 29.8358 | 37.625 | 3.5512 | 6.7301 | 8.4667 | 5.5102
| 37.6667 | 39.7638 | 11.7516 | 8.4836 | 23.8383 | 37.6667 | 27.9997 | 31.3852 | 28.6392 | 29.5754 | 37.6667 | 3.5371 | 6.7965 | 8.4892 | 5.5359
| 37.7083 | 39.8039 | 11.7609 | 8.5043 | 23.8626 | 37.7083 | 27.9065 | 30.8106 | 28.6827 | 29.2835 | 37.7083 | 3.5172 | 6.795 | 8.5113 | 5.5289
| 37.75 | 39.8433 | 11.7368 | 8.526 | 23.8718 | 37.75 | 27.7757 | 30.2494 | 28.7258 | 28.9807 | 37.75 | 3.4919 | 6.7961 | 8.532 | 5.5204
| 37.7917 | 39.8825 | 11.7727 | 8.5458 | 23.9074 | 37.7917 | 27.8572 | 29.6824 | 28.7685 | 28.7697 | 37.7917 | 3.4628 | 6.7853 | 8.5524 | 5.505
| 37.8333 | 39.9221 | 11.7742 | 8.5671 | 23.928 | 37.8333 | 27.9048 | 29.1075 | 28.8112 | 28.54 | 37.8333 | 3.4313 | 6.7891 | 8.5728 | 5.4949
| 37.875 | 39.9609 | 11.8431 | 8.5886 | 23.9783 | 37.875 | 28.0235 | 28.5523 | 28.8551 | 28.3509 | 37.875 | 3.3982 | 6.7414 | 8.5932 | 5.4613
| 37.9167 | 40.0014 | 11.8471 | 8.6121 | 24.0007 | 37.9167 | 27.9673 | 27.9698 | 28.8993 | 28.072 | 37.9167 | 3.3641 | 6.6854 | 8.6157 | 5.4238
| 37.9583 | 40.0389 | 11.7825 | 8.633 | 23.991 | 37.9583 | 27.9989 | 27.393 | 28.9446 | 27.8347 | 37.9583 | 3.3293 | 6.6409 | 8.6364 | 5.3908
| 38 | 40.0773 | 11.719 | 8.6537 | 23.9821 | 38 | 28.0235 | 26.8118 | 28.9864 | 27.592 | 38 | 3.2938 | 6.5961 | 8.6576 | 5.3574
| 38.0417 | 40.1167 | 11.655 | 8.6731 | 23.9733 | 38.0417 | 28.0031 | 26.2456 | 29.0183 | 27.3348 | 38.0417 | 3.2576 | 6.5502 | 8.677 | 5.3231
| 38.0833 | 40.1554 | 11.5825 | 8.6928 | 23.9605 | 38.0833 | 27.8838 | 25.629 | 29.0562 | 27.012 | 38.0833 | 3.2208 | 6.5045 | 8.6966 | 5.2886
| 38.125 | 40.1942 | 11.5756 | 8.7124 | 23.9768 | 38.125 | 27.8264 | 25.0483 | 29.094 | 26.7325 | 38.125 | 3.1833 | 6.4588 | 8.7162 | 5.2539
| 38.1667 | 40.2312 | 11.5708 | 8.7327 | 23.9934 | 38.1667 | 27.7736 | 24.4373 | 29.1316 | 26.4417 | 38.1667 | 3.1452 | 6.4126 | 8.7359 | 5.2186
| 38.2083 | 40.2684 | 11.5649 | 8.7533 | 24.0096 | 38.2083 | 27.7295 | 23.8999 | 29.1694 | 26.1875 | 38.2083 | 3.1065 | 6.3667 | 8.7558 | 5.1832
| 38.25 | 40.3042 | 11.6161 | 8.7718 | 24.0503 | 38.25 | 27.8014 | 23.3595 | 29.2072 | 25.9834 | 38.25 | 3.067 | 6.3208 | 8.7761 | 5.1474
| 38.2917 | 40.3406 | 11.6834 | 8.7918 | 24.0987 | 38.2917 | 27.7725 | 22.7838 | 29.2446 | 25.7189 | 38.2917 | 3.0266 | 6.2888 | 8.7961 | 5.1175
| 38.3333 | 40.3751 | 11.6561 | 8.8105 | 24.1039 | 38.3333 | 27.7265 | 22.2049 | 29.2816 | 25.4452 | 38.3333 | 2.9848 | 6.254 | 8.8151 | 5.0856
| 38.375 | 40.4084 | 11.6263 | 8.8307 | 24.1077 | 38.375 | 27.5513 | 21.5969 | 29.318 | 25.1012 | 38.375 | 2.9416 | 6.2329 | 8.8367 | 5.0594
| 38.4167 | 40.4398 | 11.5911 | 8.8517 | 24.1084 | 38.4167 | 27.4333 | 21.0024 | 29.3577 | 24.7889 | 38.4167 | 2.8976 | 6.197 | 8.857 | 5.0262
| 38.4583 | 40.4694 | 11.5898 | 8.872 | 24.1232 | 38.4583 | 27.5341 | 20.4166 | 29.3967 | 24.5777 | 38.4583 | 2.853 | 6.1522 | 8.8766 | 4.9886
| 38.5 | 40.498 | 11.6504 | 8.8923 | 24.1651 | 38.5 | 27.6401 | 19.8339 | 29.4355 | 24.3702 | 38.5 | 2.8081 | 6.1088 | 8.8969 | 4.9516
| 38.5417 | 40.5242 | 11.546 | 8.9127 | 24.1326 | 38.5417 | 27.633 | 19.2433 | 29.4749 | 24.1089 | 38.5417 | 2.7625 | 6.0946 | 8.919 | 4.9275
| 38.5833 | 40.5488 | 11.5425 | 8.9346 | 24.1444 | 38.5833 | 27.5412 | 18.6359 | 29.5117 | 23.8022 | 38.5833 | 2.7158 | 6.0626 | 8.9392 | 4.8948
| 38.625 | 40.5713 | 11.5336 | 8.9547 | 24.1527 | 38.625 | 27.6325 | 18.6669 | 29.5418 | 23.8599 | 38.625 | 2.6679 | 6.0375 | 8.9587 | 4.8645
| 38.6667 | 40.5908 | 11.4742 | 8.9764 | 24.1374 | 38.6667 | 27.6483 | 18.6857 | 29.574 | 23.8789 | 38.6667 | 2.6186 | 6.0192 | 8.979 | 4.8367
| 38.7083 | 40.6082 | 11.4799 | 8.9984 | 24.1501 | 38.7083 | 27.6682 | 18.6907 | 29.6131 | 23.8943 | 38.7083 | 2.5677 | 6.0101 | 9.0002 | 4.8124
| 38.75 | 40.6228 | 11.5706 | 9.0191 | 24.1992 | 38.75 | 27.6312 | 18.7094 | 29.6515 | 23.8904 | 38.75 | 2.5154 | 6.0035 | 9.0209 | 4.7885
| 38.7917 | 40.6354 | 11.6152 | 9.039 | 24.2268 | 38.7917 | 27.6434 | 18.7304 | 29.6893 | 23.9094 | 38.7917 | 2.4621 | 6.0056 | 9.0426 | 4.7681
| 38.8333 | 40.6475 | 11.6169 | 9.0575 | 24.235 | 38.8333 | 27.7317 | 18.7858 | 29.7257 | 23.9773 | 38.8333 | 2.4084 | 6.0587 | 9.0611 | 4.7699
| 38.875 | 40.6597 | 11.6597 | 9.077 | 24.2616 | 38.875 | 27.6685 | 18.8131 | 29.7682 | 23.9661 | 38.875 | 2.3552 | 6.0815 | 9.0786 | 4.7584
| 38.9167 | 40.673 | 11.7055 | 9.0933 | 24.2897 | 38.9167 | 27.6678 | 18.8166 | 29.8046 | 23.9713 | 38.9167 | 2.3031 | 6.1041 | 9.0956 | 4.7472
| 38.9583 | 40.6868 | 11.7536 | 9.1119 | 24.3193 | 38.9583 | 27.6378 | 18.8202 | 29.8318 | 23.9626 | 38.9583 | 2.2522 | 6.1605 | 9.1147 | 4.7517
| 39 | 40.7018 | 11.8043 | 9.1333 | 24.3509 | 39 | 27.7022 | 18.8797 | 29.8693 | 24.0219 | 39 | 2.2028 | 6.1926 | 9.1357 | 4.7464
| 39.0417 | 40.7179 | 11.8607 | 9.154 | 24.3854 | 39.0417 | 27.6979 | 18.8804 | 29.9013 | 24.0238 | 39.0417 | 2.155 | 6.2959 | 9.1571 | 4.7734
| 39.0833 | 40.7354 | 11.9201 | 9.171 | 24.4214 | 39.0833 | 27.7281 | 18.9172 | 29.9336 | 24.0572 | 39.0833 | 2.1092 | 6.3737 | 9.1727 | 4.7894
| 39.125 | 40.7543 | 11.9837 | 9.188 | 24.46 | 39.125 | 27.8182 | 18.9822 | 29.9657 | 24.1297 | 39.125 | 2.0654 | 6.4524 | 9.1894 | 4.8067
| 39.1667 | 40.3832 | 11.9841 | 9.2046 | 24.2971 | 39.1667 | 27.8712 | 19.0553 | 29.9975 | 24.1892 | 39.1667 | 2.0237 | 6.5269 | 9.2058 | 4.8232
| 39.2083 | 40.082 | 11.9735 | 9.2194 | 24.1602 | 39.2083 | 27.9324 | 19.1072 | 30.029 | 24.243 | 39.2083 | 1.9832 | 6.5316 | 9.221 | 4.8089
| 39.25 | 39.7259 | 11.825 | 9.2355 | 23.9377 | 39.25 | 27.981 | 19.1441 | 30.0603 | 24.2845 | 39.25 | 1.9441 | 6.6179 | 9.2379 | 4.8317
| 39.2917 | 39.4156 | 11.7172 | 9.2516 | 23.7536 | 39.2917 | 28.041 | 19.2044 | 30.0915 | 24.3415 | 39.2917 | 1.9071 | 6.6373 | 9.2538 | 4.8257
| 39.3333 | 39.0217 | 11.6129 | 9.2691 | 23.5342 | 39.3333 | 28.0407 | 19.2778 | 30.123 | 24.3774 | 39.3333 | 1.8742 | 6.712 | 9.2702 | 4.8461
| 39.375 | 38.6741 | 11.5002 | 9.2857 | 23.3314 | 39.375 | 28.0645 | 19.3624 | 30.1547 | 24.4291 | 39.375 | 1.846 | 6.8633 | 9.2851 | 4.9025
| 39.4167 | 38.3632 | 11.4229 | 9.3056 | 23.1611 | 39.4167 | 28.0741 | 19.4381 | 30.192 | 24.4712 | 39.4167 | 1.8216 | 6.995 | 9.305 | 4.9524
| 39.4583 | 38.0575 | 11.3502 | 9.3263 | 22.9953 | 39.4583 | 28.0469 | 19.5326 | 30.2302 | 24.5053 | 39.4583 | 1.8014 | 7.1032 | 9.3257 | 4.9938
| 39.5 | 37.7031 | 11.2666 | 9.3458 | 22.8027 | 39.5 | 28.0707 | 19.6219 | 30.2689 | 24.56 | 39.5 | 1.7849 | 7.2183 | 9.346 | 5.0399
| 39.5417 | 37.4162 | 11.2443 | 9.3675 | 22.6677 | 39.5417 | 28.0342 | 19.7102 | 30.3078 | 24.5872 | 39.5417 | 1.7742 | 7.2855 | 9.3676 | 5.0673
| 39.5833 | 37.1128 | 11.1882 | 9.3885 | 22.5103 | 39.5833 | 27.9924 | 19.8074 | 30.3471 | 24.6162 | 39.5833 | 1.7695 | 7.4159 | 9.3903 | 5.1258
| 39.625 | 36.7736 | 11.1546 | 9.4121 | 22.3472 | 39.625 | 27.9542 | 19.9152 | 30.3862 | 24.6515 | 39.625 | 1.7711 | 7.522 | 9.4122 | 5.1761
| 39.6667 | 36.4448 | 11.1512 | 9.4342 | 22.202 | 39.6667 | 27.9858 | 19.9958 | 30.4241 | 24.7056 | 39.6667 | 1.7798 | 7.6337 | 9.4361 | 5.2322
| 39.7083 | 36.1305 | 11.062 | 9.4596 | 22.0255 | 39.7083 | 28.0649 | 20.0753 | 30.4668 | 24.7808 | 39.7083 | 1.796 | 7.69 | 9.4615 | 5.2673
| 39.75 | 35.8242 | 10.9795 | 9.4867 | 21.8557 | 39.75 | 28.1493 | 20.1638 | 30.5097 | 24.8625 | 39.75 | 1.82 | 7.7901 | 9.4903 | 5.3256
| 39.7917 | 35.4902 | 10.8953 | 9.5153 | 21.673 | 39.7917 | 28.1912 | 20.2535 | 30.5535 | 24.9258 | 39.7917 | 1.8497 | 7.8538 | 9.5172 | 5.3702
| 39.8333 | 35.1729 | 10.8199 | 9.5455 | 21.5018 | 39.8333 | 28.1108 | 20.3101 | 30.6005 | 24.9205 | 39.8333 | 1.883 | 7.9687 | 9.5474 | 5.4394
| 39.875 | 34.7956 | 10.752 | 9.5758 | 21.3074 | 39.875 | 28.1733 | 20.3906 | 30.6472 | 24.9892 | 39.875 | 1.9183 | 8.093 | 9.5795 | 5.5139
| 39.9167 | 34.4146 | 10.7038 | 9.6064 | 21.12 | 39.9167 | 28.2423 | 20.5108 | 30.7037 | 25.0796 | 39.9167 | 1.9547 | 8.1683 | 9.6111 | 5.567
| 39.9583 | 34.056 | 10.6871 | 9.6388 | 20.9568 | 39.9583 | 28.2645 | 20.619 | 30.7637 | 25.1442 | 39.9583 | 1.9911 | 8.2059 | 9.6417 | 5.6033
| 40 | 33.6979 | 10.6994 | 9.6706 | 20.8067 | 40 | 28.1846 | 20.6666 | 30.802 | 25.1341 | 40 | 2.0277 | 8.2681 | 9.6737 | 5.6507
| 40.0417 | 33.3454 | 10.7069 | 9.7019 | 20.6568 | 40.0417 | 28.2073 | 20.7488 | 30.8395 | 25.1849 | 40.0417 | 2.064 | 8.2614 | 9.705 | 5.6674
| 40.0833 | 33.0589 | 10.701 | 9.7361 | 20.5306 | 40.0833 | 28.2201 | 20.8184 | 30.8861 | 25.2267 | 40.0833 | 2.1002 | 8.2786 | 9.7403 | 5.695
| 40.125 | 32.7043 | 10.7016 | 9.7714 | 20.3772 | 40.125 | 28.2589 | 20.8813 | 30.9344 | 25.2773 | 40.125 | 2.136 | 8.2956 | 9.7748 | 5.7224
| 40.1667 | 32.6894 | 10.7297 | 9.8078 | 20.3872 | 40.1667 | 28.2756 | 20.9546 | 30.9852 | 25.3229 | 40.1667 | 2.1715 | 8.3176 | 9.8123 | 5.7521
| 40.2083 | 32.6593 | 10.7717 | 9.8471 | 20.3968 | 40.2083 | 28.2623 | 21.0184 | 31.0369 | 25.3511 | 40.2083 | 2.2078 | 8.4088 | 9.8507 | 5.813
| 40.25 | 32.7209 | 10.8472 | 9.8854 | 20.462 | 40.25 | 28.1771 | 21.0812 | 31.0893 | 25.3469 | 40.25 | 2.2452 | 8.4104 | 9.888 | 5.8345
| 40.2917 | 32.7518 | 10.9127 | 9.9248 | 20.5092 | 40.2917 | 28.1572 | 21.1258 | 31.1434 | 25.3639 | 40.2917 | 2.2844 | 8.4754 | 9.9281 | 5.8853
| 40.3333 | 32.8133 | 10.9668 | 9.9659 | 20.5651 | 40.3333 | 28.2558 | 21.1925 | 31.1992 | 25.4436 | 40.3333 | 2.3254 | 8.5417 | 9.9702 | 5.9376
| 40.375 | 32.892 | 11.0356 | 10.0084 | 20.6354 | 40.375 | 28.2281 | 21.24 | 31.2564 | 25.4588 | 40.375 | 2.3692 | 8.5668 | 10.0135 | 5.973
| 40.4167 | 32.9058 | 11.0769 | 10.0492 | 20.6644 | 40.4167 | 28.3193 | 21.2986 | 31.314 | 25.5317 | 40.4167 | 2.4155 | 8.6048 | 10.0543 | 6.015
| 40.4583 | 32.9153 | 11.0784 | 10.0886 | 20.6738 | 40.4583 | 28.3715 | 21.3391 | 31.3722 | 25.5794 | 40.4583 | 2.4636 | 8.6756 | 10.0955 | 6.0725
| 40.5 | 32.9568 | 11.092 | 10.132 | 20.703 | 40.5 | 28.4066 | 21.347 | 31.4307 | 25.605 | 40.5 | 2.5135 | 8.7264 | 10.1388 | 6.1221
| 40.5417 | 32.8933 | 11.1508 | 10.1733 | 20.7055 | 40.5417 | 28.6073 | 21.364 | 31.489 | 25.7082 | 40.5417 | 2.5642 | 8.81 | 10.1802 | 6.1863
| 40.5833 | 32.9296 | 11.165 | 10.2151 | 20.7326 | 40.5833 | 28.7172 | 21.3931 | 31.5475 | 25.7765 | 40.5833 | 2.6157 | 8.8379 | 10.222 | 6.2263
| 40.625 | 33.0187 | 11.1709 | 10.256 | 20.7794 | 40.625 | 28.8193 | 21.4067 | 31.6071 | 25.8345 | 40.625 | 2.6681 | 8.8915 | 10.2658 | 6.2782
| 40.6667 | 33.0963 | 11.1602 | 10.2986 | 20.8138 | 40.6667 | 28.8552 | 21.4729 | 31.6665 | 25.8865 | 40.6667 | 2.721 | 8.876 | 10.3081 | 6.2995
| 40.7083 | 33.118 | 11.1562 | 10.3393 | 20.8262 | 40.7083 | 28.7694 | 21.5097 | 31.724 | 25.8711 | 40.7083 | 2.7737 | 8.9083 | 10.3489 | 6.3419
| 40.75 | 33.126 | 11.1609 | 10.3797 | 20.8364 | 40.75 | 28.7029 | 21.535 | 31.7793 | 25.859 | 40.75 | 2.8259 | 8.9449 | 10.3875 | 6.3856
| 40.7917 | 33.193 | 11.1742 | 10.4198 | 20.8765 | 40.7917 | 28.7419 | 21.5515 | 31.8347 | 25.8898 | 40.7917 | 2.8772 | 9.0214 | 10.4286 | 6.447
| 40.8333 | 33.199 | 11.179 | 10.4598 | 20.8857 | 40.8333 | 28.7639 | 21.551 | 31.8797 | 25.9044 | 40.8333 | 2.9277 | 9.0274 | 10.4687 | 6.4766
| 40.875 | 33.3233 | 11.1616 | 10.4999 | 20.9377 | 40.875 | 28.6327 | 21.5777 | 31.9203 | 25.8624 | 40.875 | 2.9773 | 9.0536 | 10.5092 | 6.5148
| 40.9167 | 33.4354 | 11.1211 | 10.5398 | 20.974 | 40.9167 | 28.4969 | 21.6024 | 31.9604 | 25.8175 | 40.9167 | 3.026 | 9.1392 | 10.5484 | 6.5788
| 40.9583 | 33.4799 | 11.1297 | 10.5788 | 21.0019 | 40.9583 | 28.4551 | 21.6341 | 32.002 | 25.8177 | 40.9583 | 3.074 | 9.2122 | 10.5888 | 6.6371
| 41 | 33.5566 | 11.1285 | 10.6166 | 21.0397 | 41 | 28.4939 | 21.682 | 32.0434 | 25.8608 | 41 | 3.1213 | 9.2854 | 10.6259 | 6.6947
| 41.0417 | 33.6268 | 11.101 | 10.6545 | 21.0628 | 41.0417 | 28.4899 | 21.7394 | 32.0826 | 25.8889 | 41.0417 | 3.1677 | 9.3577 | 10.6631 | 6.7516
| 41.0833 | 33.6326 | 11.115 | 10.6945 | 21.0761 | 41.0833 | 28.4739 | 21.7819 | 32.1021 | 25.9028 | 41.0833 | 3.2131 | 9.4311 | 10.7034 | 6.8089
| 41.125 | 33.6845 | 11.1076 | 10.7339 | 21.1003 | 41.125 | 28.3598 | 21.8019 | 32.1188 | 25.8629 | 41.125 | 3.2575 | 9.504 | 10.7438 | 6.8656
| 41.1667 | 33.7197 | 11.1108 | 10.7726 | 21.1216 | 41.1667 | 28.3155 | 21.8326 | 32.1343 | 25.8585 | 41.1667 | 3.3008 | 9.5769 | 10.7818 | 6.9214
| 41.2083 | 33.7296 | 11.1195 | 10.8105 | 21.1341 | 41.2083 | 28.2672 | 21.8125 | 32.1416 | 25.8289 | 41.2083 | 3.3429 | 9.6502 | 10.8202 | 6.9769
| 41.25 | 33.7896 | 11.1435 | 10.848 | 21.1756 | 41.25 | 28.335 | 21.8585 | 32.1392 | 25.8792 | 41.25 | 3.383 | 9.7312 | 10.8579 | 7.035
| 41.2917 | 33.7307 | 11.1428 | 10.8848 | 21.1532 | 41.2917 | 28.3347 | 21.8712 | 32.1355 | 25.8844 | 41.2917 | 3.4204 | 9.7967 | 10.8943 | 7.0847
| 41.3333 | 33.7451 | 11.1485 | 10.9205 | 21.1661 | 41.3333 | 28.2248 | 21.8799 | 32.1395 | 25.8398 | 41.3333 | 3.4534 | 9.8128 | 10.9278 | 7.1103
| 41.375 | 33.6632 | 11.1511 | 10.9552 | 21.1347 | 41.375 | 28.3044 | 21.9023 | 32.1422 | 25.8854 | 41.375 | 3.4805 | 9.7899 | 10.9624 | 7.116
| 41.4167 | 33.6693 | 11.1224 | 10.9875 | 21.1282 | 41.4167 | 28.2515 | 21.9188 | 32.1517 | 25.8703 | 41.4167 | 3.5022 | 9.7645 | 10.9958 | 7.1181
| 41.4583 | 33.6009 | 11.1804 | 11.0211 | 21.1274 | 41.4583 | 28.2228 | 21.9384 | 32.1607 | 25.8673 | 41.4583 | 3.5187 | 9.7604 | 11.0277 | 7.1271
| 41.5 | 33.5771 | 11.2054 | 11.0525 | 21.1314 | 41.5 | 28.1593 | 21.9964 | 32.1142 | 25.8597 | 41.5 | 3.5299 | 9.7676 | 11.0583 | 7.1387
| 41.5417 | 33.5989 | 11.1931 | 11.0831 | 21.139 | 41.5417 | 28.035 | 22.027 | 31.8706 | 25.791 | 41.5417 | 3.5356 | 9.6927 | 11.089 | 7.1113
| 41.5833 | 33.5131 | 11.2018 | 11.1135 | 21.1081 | 41.5833 | 28.0422 | 21.9947 | 31.2021 | 25.7056 | 41.5833 | 3.5355 | 9.6877 | 11.1193 | 7.1124
| 41.625 | 33.457 | 11.179 | 11.1439 | 21.0764 | 41.625 | 28.0555 | 21.9639 | 30.5329 | 25.6234 | 41.625 | 3.5296 | 9.6765 | 11.1475 | 7.108
| 41.6667 | 33.4374 | 11.194 | 11.1737 | 21.0777 | 41.6667 | 28.1325 | 21.8917 | 29.8625 | 25.551 | 41.6667 | 3.5177 | 9.7216 | 11.1765 | 7.126
| 41.7083 | 33.4598 | 11.2371 | 11.2021 | 21.11 | 41.7083 | 28.2785 | 21.8506 | 29.1901 | 25.5229 | 41.7083 | 3.4999 | 9.7686 | 11.2049 | 7.1421
| 41.75 | 33.4402 | 11.2608 | 11.23 | 21.1149 | 41.75 | 28.3131 | 21.8428 | 28.5199 | 25.4604 | 41.75 | 3.4767 | 9.7637 | 11.2328 | 7.1327
| 41.7917 | 33.3677 | 11.2374 | 11.2576 | 21.0754 | 41.7917 | 28.3842 | 21.795 | 27.8492 | 25.3962 | 41.7917 | 3.4496 | 9.7392 | 11.2604 | 7.1129
| 41.8333 | 33.4311 | 11.2775 | 11.2854 | 21.1244 | 41.8333 | 28.4773 | 21.7698 | 27.187 | 25.3528 | 41.8333 | 3.4202 | 9.71 | 11.2881 | 7.0899
| 41.875 | 33.3535 | 11.2614 | 11.3133 | 21.0859 | 41.875 | 28.6309 | 21.7853 | 26.5302 | 25.355 | 41.875 | 3.3891 | 9.689 | 11.316 | 7.0698
| 41.9167 | 33.3506 | 11.2302 | 11.3417 | 21.0739 | 41.9167 | 28.7062 | 21.7871 | 25.8743 | 25.3164 | 41.9167 | 3.357 | 9.6586 | 11.3444 | 7.0452
| 41.9583 | 33.331 | 11.2623 | 11.3684 | 21.0824 | 41.9583 | 28.7868 | 21.7961 | 25.212 | 25.2826 | 41.9583 | 3.3241 | 9.6454 | 11.3711 | 7.0277
| 42 | 33.2962 | 11.2366 | 11.3945 | 21.0584 | 42 | 28.8622 | 21.7226 | 24.5571 | 25.2107 | 42 | 3.2907 | 9.6313 | 11.397 | 7.0094
| 42.0417 | 33.207 | 11.7029 | 12.0158 | 21.2951 | 42.0417 | 29.5394 | 21.795 | 24.5865 | 25.5471 | 42.0417 | 3.2521 | 9.8988 | 12.0181 | 7.1802
| 42.0833 | 33.0622 | 12.2385 | 12.6342 | 21.5375 | 42.0833 | 29.6943 | 22.4725 | 24.626 | 25.9215 | 42.0833 | 3.2077 | 10.1447 | 12.6369 | 7.3385
| 42.125 | 32.769 | 12.8114 | 13.1439 | 21.7184 | 42.125 | 29.7377 | 23.1567 | 24.6665 | 26.2494 | 42.125 | 3.1595 | 10.3477 | 13.1525 | 7.4646
| 42.1667 | 32.3956 | 13.493 | 13.6494 | 21.9115 | 42.1667 | 29.596 | 23.8427 | 24.7057 | 26.4956 | 42.1667 | 3.1093 | 10.6145 | 13.6583 | 7.617
| 42.2083 | 31.6984 | 14.1559 | 14.0635 | 21.9423 | 42.2083 | 29.1298 | 24.5754 | 24.761 | 26.6202 | 42.2083 | 3.0571 | 10.8738 | 14.0909 | 7.7572
| 42.25 | 30.6785 | 14.827 | 14.3503 | 21.8192 | 42.25 | 28.3608 | 25.166 | 24.8384 | 26.5495 | 42.25 | 3.0032 | 11.0835 | 14.3679 | 7.8572
| 42.2917 | 29.8093 | 15.4904 | 14.5791 | 21.7531 | 42.2917 | 27.5766 | 25.7135 | 24.9153 | 26.4529 | 42.2917 | 2.9474 | 11.1438 | 14.5966 | 7.8846
| 42.3333 | 28.7686 | 16.0923 | 14.6685 | 21.568 | 42.3333 | 26.736 | 26.1649 | 24.994 | 26.2886 | 42.3333 | 2.8901 | 11.1894 | 14.6898 | 7.8898
| 42.375 | 27.7187 | 16.612 | 14.7731 | 21.344 | 42.375 | 25.798 | 26.5078 | 25.0831 | 26.034 | 42.375 | 2.8316 | 11.1972 | 14.7963 | 7.8791
| 42.4167 | 26.5356 | 17.108 | 14.852 | 21.0474 | 42.4167 | 24.8641 | 26.7568 | 25.1754 | 25.7399 | 42.4167 | 2.7737 | 11.1216 | 14.8621 | 7.827
| 42.4583 | 25.4015 | 17.4689 | 15.0319 | 20.7237 | 42.4583 | 23.9296 | 26.9296 | 25.2762 | 25.4126 | 42.4583 | 2.7167 | 10.9941 | 14.9462 | 7.7544
| 42.5 | 24.2271 | 17.7817 | 15.3762 | 20.379 | 42.5 | 22.9493 | 26.99 | 25.4412 | 25.022 | 42.5 | 2.6602 | 10.8345 | 15.042 | 7.669
| 42.5417 | 23.0141 | 18.058 | 15.8793 | 20.0186 | 42.5417 | 21.9153 | 26.9771 | 25.8169 | 24.5985 | 42.5417 | 2.6042 | 10.7438 | 15.0433 | 7.6039
| 42.5833 | 21.7843 | 18.2623 | 16.5236 | 19.6344 | 42.5833 | 20.7567 | 26.9309 | 26.6166 | 24.1519 | 42.5833 | 2.5485 | 10.5599 | 14.9314 | 7.485
| 42.625 | 20.4727 | 18.4077 | 17.2467 | 19.1965 | 42.625 | 19.7303 | 26.8702 | 27.3899 | 23.7546 | 42.625 | 2.4928 | 10.3249 | 14.7432 | 7.3349
| 42.6667 | 19.0968 | 18.5081 | 17.9781 | 18.7109 | 42.6667 | 18.5265 | 26.6909 | 28.09 | 23.2177 | 42.6667 | 2.4363 | 10.0648 | 14.4173 | 7.1579
| 42.7083 | 17.7172 | 18.5252 | 18.5509 | 18.169 | 42.7083 | 17.3194 | 26.4429 | 28.7207 | 22.6411 | 42.7083 | 2.3786 | 9.6933 | 13.9892 | 6.9196
| 42.75 | 16.407 | 18.5121 | 19.0678 | 17.6383 | 42.75 | 16.2059 | 26.0831 | 29.2653 | 22.0468 | 42.75 | 2.3388 | 9.2575 | 13.5508 | 6.6596
| 42.7917 | 15.0252 | 18.451 | 19.5313 | 17.0485 | 42.7917 | 14.9159 | 25.6712 | 29.7166 | 21.3406 | 42.7917 | 2.31 | 8.8219 | 13.1311 | 6.4065
| 42.8333 | 13.5879 | 18.2619 | 19.9106 | 16.3677 | 42.8333 | 13.6686 | 25.1954 | 30.1 | 20.6173 | 42.8333 | 2.2639 | 8.4257 | 12.6983 | 6.1618
| 42.875 | 12.2625 | 18.086 | 20.2462 | 15.7378 | 42.875 | 12.4034 | 24.5889 | 30.4344 | 19.8226 | 42.875 | 2.2189 | 7.9873 | 12.2582 | 5.8981
| 42.9167 | 10.8506 | 17.909 | 20.549 | 15.0653 | 42.9167 | 11.2339 | 23.9694 | 30.7385 | 19.0613 | 42.9167 | 2.1652 | 7.5323 | 11.8152 | 5.6228
| 42.9583 | 9.4991 | 17.6307 | 20.8114 | 14.3701 | 42.9583 | 10.0569 | 23.3231 | 30.9969 | 18.2797 | 42.9583 | 2.1018 | 7.072 | 11.3675 | 5.3403
| 43 | 8.1841 | 17.3653 | 21.053 | 13.6945 | 43 | 8.8444 | 22.7247 | 31.2363 | 17.5014 | 43 | 2.0345 | 6.6122 | 10.9204 | 5.0563
| 43.0417 | 6.8702 | 16.6198 | 20.6672 | 12.7364 | 43.0417 | 6.9822 | 21.9573 | 30.7653 | 16.2804 | 43.0417 | 1.9694 | 5.8707 | 9.8759 | 4.5818
| 43.0833 | 5.6009 | 15.7473 | 20.2617 | 11.7394 | 43.0833 | 5.6891 | 20.577 | 30.1085 | 15.0192 | 43.0833 | 1.9081 | 5.2267 | 8.7254 | 4.1405
| 43.125 | 4.4985 | 14.8302 | 19.9089 | 10.8026 | 43.125 | 4.5395 | 19.1738 | 29.3942 | 13.8053 | 43.125 | 1.8474 | 4.5941 | 7.6688 | 3.715
| 43.1667 | 3.527 | 13.8083 | 19.5054 | 9.8718 | 43.1667 | 3.5508 | 17.7455 | 28.6227 | 12.6453 | 43.1667 | 1.7836 | 3.9147 | 6.6188 | 3.268
| 43.2083 | 2.8514 | 12.7812 | 19.1536 | 9.076 | 43.2083 | 2.8988 | 16.3064 | 27.7877 | 11.6232 | 43.2083 | 1.7182 | 3.2306 | 5.6392 | 2.826
| 43.25 | 2.4101 | 11.7365 | 18.8727 | 8.3843 | 43.25 | 2.4145 | 14.9246 | 26.8857 | 10.6936 | 43.25 | 1.6516 | 2.5668 | 4.8108 | 2.4094
| 43.2917 | 1.8889 | 10.6795 | 18.579 | 7.6503 | 43.2917 | 1.9976 | 13.5988 | 25.9082 | 9.8104 | 43.2917 | 1.5941 | 2.0367 | 4.0249 | 2.0609
| 43.3333 | 1.5058 | 9.6248 | 18.3443 | 6.9852 | 43.3333 | 1.6283 | 12.3177 | 24.8525 | 8.9596 | 43.3333 | 1.5891 | 1.4933 | 3.3695 | 1.7444
| 43.375 | 1.1413 | 8.6634 | 18.022 | 6.3601 | 43.375 | 1.2409 | 11.1161 | 23.7146 | 8.127 | 43.375 | 1.6824 | 1.0709 | 2.6944 | 1.5231
| 43.4167 | 0.8436 | 7.7543 | 17.7589 | 5.7945 | 43.4167 | 0.9311 | 9.9909 | 22.719 | 7.3785 | 43.4167 | 1.8502 | 0.69807 | 2.1504 | 1.3715
| 43.4583 | 0.59117 | 6.9001 | 17.3675 | 5.2592 | 43.4583 | 0.66124 | 8.9241 | 21.6854 | 6.6696 | 43.4583 | 2.0382 | 0.35509 | 1.5874 | 1.24
| 43.5 | 0.32546 | 6.0793 | 16.7936 | 4.7125 | 43.5 | 0.50231 | 7.942 | 20.6237 | 6.0445 | 43.5 | 2.2311 | 0.062082 | 1.0123 | 1.1317
| 43.5417 | 0.11528 | 5.3157 | 16.0443 | 4.1965 | 43.5417 | 0.23946 | 7.0327 | 19.5308 | 5.4022 | 43.5417 | 2.4315 | -0.22779 | 0.53364 | 1.0387
| 43.5833 | -0.0454 | 4.5983 | 15.1412 | 3.7059 | 43.5833 | 0.062619 | 6.1893 | 18.4255 | 4.8259 | 43.5833 | 2.6362 | -0.49441 | 0.17456 | 0.97128
| 43.625 | -0.21148 | 3.9707 | 14.1413 | 3.242 | 43.625 | -0.24734 | 5.3543 | 17.3281 | 4.1951 | 43.625 | 2.8489 | -0.68519 | -0.10934 | 0.94952
| 43.6667 | -0.35917 | 3.3099 | 13.1165 | 2.7688 | 43.6667 | -0.40195 | 4.6099 | 16.2872 | 3.6799 | 43.6667 | 3.0851 | -0.86769 | -0.25997 | 0.95665
| 43.7083 | -0.51808 | 2.731 | 12.2365 | 2.3431 | 43.7083 | -0.5576 | 3.9162 | 15.3013 | 3.1929 | 43.7083 | 3.3288 | -0.94453 | -0.30871 | 1.0254
| 43.75 | -0.69465 | 2.1686 | 11.4051 | 1.9223 | 43.75 | -0.7318 | 3.2812 | 14.3936 | 2.7324 | 43.75 | 3.5611 | -0.97193 | -0.33321 | 1.1137
| 43.7917 | -0.78805 | 1.6717 | 10.6236 | 1.5731 | 43.7917 | -0.82137 | 2.7215 | 13.5809 | 2.3535 | 43.7917 | 3.7333 | -0.98407 | -0.37544 | 1.1802
| 43.8333 | -0.92388 | 1.2296 | 9.9082 | 1.2368 | 43.8333 | -0.95828 | 2.2103 | 12.8131 | 1.9801 | 43.8333 | 3.9107 | -1.0075 | -0.41885 | 1.2438
| 43.875 | -1.0784 | 0.80797 | 9.237 | 0.90612 | 43.875 | -1.0885 | 1.7378 | 12.0916 | 1.6321 | 43.875 | 4.084 | -1.011 | -0.43929 | 1.317
| 43.9167 | -1.2288 | 0.40381 | 8.6149 | 0.59054 | 43.9167 | -1.2393 | 1.2871 | 11.4341 | 1.2917 | 43.9167 | 4.2671 | -0.99275 | -0.45437 | 1.4048
| 43.9583 | -1.3799 | 0.016144 | 8.0184 | 0.28481 | 43.9583 | -1.39 | 0.85439 | 10.772 | 0.95883 | 43.9583 | 4.4506 | -0.97307 | -0.48226 | 1.492
| 44 | -1.5872 | -0.3518 | 7.4479 | -0.034246 | 44 | -1.5753 | 0.44114 | 10.135 | 0.62203 | 44 | 4.6268 | -0.9515 | -0.50323 | 1.5775
| 44.0417 | -1.7427 | -0.70798 | 6.9037 | -0.32209 | 44.0417 | -1.7245 | 0.041121 | 9.5309 | 0.3108 | 44.0417 | 4.7943 | -0.92884 | -0.5034 | 1.6621
| 44.0833 | -1.8907 | -1.0453 | 6.2387 | -0.61173 | 44.0833 | -1.8728 | -0.34093 | 8.8463 | -0.00097045 | 44.0833 | 4.9485 | -0.98067 | -0.49896 | 1.7081
| 44.125 | -2.0376 | -1.3691 | 5.6274 | -0.88882 | 44.125 | -2.0146 | -0.70904 | 8.2313 | -0.29593 | 44.125 | 5.0835 | -0.99984 | -0.48607 | 1.761
| 44.1667 | -2.1141 | -1.6273 | 5.0498 | -1.1017 | 44.1667 | -2.1438 | -1.0598 | 7.6387 | -0.5751 | 44.1667 | 5.2092 | -1.0351 | -0.48038 | 1.8018
| 44.2083 | -2.247 | -1.9225 | 4.5052 | -1.3525 | 44.2083 | -2.2726 | -1.4004 | 7.0832 | -0.84542 | 44.2083 | 5.3282 | -1.0563 | -0.46934 | 1.8465
| 44.25 | -2.3797 | -2.1991 | 4.0089 | -1.5896 | 44.25 | -2.4149 | -1.7219 | 6.5741 | -1.1081 | 44.25 | 5.4497 | -1.0431 | -0.45138 | 1.9083
| 44.2917 | -2.4576 | -2.4633 | 3.5693 | -1.7905 | 44.2917 | -2.4811 | -2.0302 | 6.1255 | -1.3244 | 44.2917 | 5.5561 | -1.0087 | -0.42842 | 1.9734
| 44.3333 | -2.542 | -2.676 | 3.1981 | -1.9638 | 44.3333 | -2.5699 | -2.322 | 5.7434 | -1.536 | 44.3333 | 5.5675 | -0.9406 | -0.3958 | 2.0124
| 44.375 | -2.5924 | -2.9105 | 2.8877 | -2.1249 | 44.375 | -2.6112 | -2.5968 | 5.4199 | -1.7125 | 44.375 | 5.4222 | -0.93263 | -0.35492 | 1.9559
| 44.4167 | -2.6391 | -3.1492 | 2.6558 | -2.2775 | 44.4167 | -2.6631 | -2.8634 | 5.1543 | -1.8835 | 44.4167 | 5.1876 | -0.90932 | -0.32385 | 1.8655
| 44.4583 | -2.7096 | -3.3734 | 2.446 | -2.4318 | 44.4583 | -2.7434 | -3.1164 | 4.9118 | -2.0586 | 44.4583 | 4.9317 | -0.89567 | -0.28878 | 1.7617
| 44.5 | -2.733 | -3.5663 | 2.2518 | -2.5495 | 44.5 | -2.8921 | -3.351 | 4.6842 | -2.2542 | 44.5 | 4.6505 | -0.85894 | -0.25123 | 1.6572
| 44.5417 | -2.7999 | -3.7621 | 2.0716 | -2.6863 | 44.5417 | -2.9286 | -3.5741 | 4.47 | -2.3934 | 44.5417 | 4.3585 | -0.81202 | -0.19959 | 1.554
| 44.5833 | -2.8738 | -3.958 | 1.9009 | -2.8251 | 44.5833 | -2.9657 | -3.7892 | 4.2656 | -2.5282 | 44.5833 | 4.0619 | -0.76564 | -0.16545 | 1.4466
| 44.625 | -2.9057 | -4.1773 | 1.744 | -2.9542 | 44.625 | -2.9943 | -4.0278 | 4.0754 | -2.6681 | 44.625 | 3.7581 | -0.75199 | -0.12912 | 1.3217
| 44.6667 | -2.9274 | -4.361 | 1.5477 | -3.0673 | 44.6667 | -3.0076 | -4.2593 | 3.8043 | -2.807 | 44.6667 | 3.4331 | -0.77155 | -0.087733 | 1.1732
| 44.7083 | -2.926 | -4.575 | 1.4165 | -3.1764 | 44.7083 | -3.0083 | -4.483 | 3.6399 | -2.9251 | 44.7083 | 3.103 | -0.78867 | -0.042618 | 1.0238
| 44.75 | -2.9097 | -4.7899 | 1.2897 | -3.2787 | 44.75 | -2.9923 | -4.6957 | 3.4804 | -3.0302 | 44.75 | 2.7736 | -0.79123 | -0.009862 | 0.87996
| 44.7917 | -2.8829 | -4.9831 | 1.1643 | -3.3666 | 44.7917 | -2.9885 | -4.8903 | 3.3166 | -3.1332 | 44.7917 | 2.497 | -0.7992 | 0.023193 | 0.75715
| 44.8333 | -2.8591 | -5.1638 | 1.0548 | -3.4486 | 44.8333 | -2.9647 | -5.071 | 3.1734 | -3.2188 | 44.8333 | 2.2324 | -0.81177 | -0.092579 | 0.62112
| 44.875 | -2.8503 | -5.3309 | 0.94328 | -3.5313 | 44.875 | -2.9568 | -5.2395 | 3.031 | -3.306 | 44.875 | 1.9712 | -0.82948 | -0.24232 | 0.48052
| 44.9167 | -2.8309 | -5.4942 | 0.81459 | -3.6095 | 44.9167 | -2.9374 | -5.4043 | 2.8541 | -3.3903 | 44.9167 | 1.7085 | -0.84996 | -0.39562 | 0.33763
| 44.9583 | -2.8111 | -5.6516 | 0.7009 | -3.6833 | 44.9583 | -2.9169 | -5.5627 | 2.7216 | -3.4663 | 44.9583 | 1.4557 | -0.87016 | -0.52898 | 0.20144
| 45 | -2.7914 | -5.8068 | 0.58398 | -3.7565 | 45 | -2.8972 | -5.7184 | 2.5806 | -3.5424 | 45 | 1.2154 | -0.89155 | -0.66774 | 0.069724
| 45.0417 | -2.772 | -5.9594 | 0.4634 | -3.8291 | 45.0417 | -2.8232 | -5.8688 | 2.3865 | -3.598 | 45.0417 | 0.98685 | -0.91301 | -0.81628 | -0.057883
| 45.0833 | -2.7526 | -6.1053 | 0.37045 | -3.8957 | 45.0833 | -2.7492 | -6.0128 | 2.2677 | -3.6422 | 45.0833 | 0.77389 | -0.93496 | -0.94333 | -0.1764
| 45.125 | -2.7334 | -6.2464 | 0.26555 | -3.9615 | 45.125 | -2.7296 | -6.1543 | 2.1348 | -3.7112 | 45.125 | 0.58372 | -0.95737 | -1.0684 | -0.28478
| 45.1667 | -2.7692 | -6.414 | 0.17897 | -4.0615 | 45.1667 | -2.6553 | -6.2683 | 2.0344 | -3.74 | 45.1667 | 0.40785 | -0.98033 | -1.167 | -0.38411
| 45.2083 | -2.7508 | -6.5294 | 0.097271 | -4.1137 | 45.2083 | -2.6364 | -6.3805 | 1.9496 | -3.7909 | 45.2083 | 0.24172 | -1.0037 | -1.2298 | -0.4753
| 45.25 | -2.7011 | -6.6389 | 0.021548 | -4.1487 | 45.25 | -2.5626 | -6.4837 | 1.87 | -3.8128 | 45.25 | 0.076438 | -1.0271 | -1.2706 | -0.56372
| 45.2917 | -2.7051 | -6.7417 | -0.042413 | -4.2033 | 45.2917 | -2.5665 | -6.5829 | 1.8029 | -3.8661 | 45.2917 | -0.079772 | -1.051 | -1.3799 | -0.65591
| 45.3333 | -2.6844 | -6.8367 | -0.097169 | -4.2424 | 45.3333 | -2.5514 | -6.6743 | 1.7335 | -3.9077 | 45.3333 | -0.1895 | -1.0771 | -1.5125 | -0.73098
| 45.375 | -2.6787 | -6.9244 | -0.14306 | -4.2839 | 45.375 | -2.5362 | -6.7576 | 1.674 | -3.9446 | 45.375 | -0.24008 | -1.1013 | -1.6688 | -0.7816
| 45.4167 | -2.6145 | -7.0011 | -0.18378 | -4.294 | 45.4167 | -2.5207 | -6.8374 | 1.6046 | -3.9809 | 45.4167 | -0.28244 | -1.1095 | -1.8581 | -0.82508
| 45.4583 | -2.6017 | -7.0842 | -0.22033 | -4.3293 | 45.4583 | -2.4898 | -6.9223 | 1.5402 | -4.0121 | 45.4583 | -0.32292 | -1.1227 | -2.0575 | -0.87113
| 45.5 | -2.5918 | -7.1675 | -0.43813 | -4.3862 | 45.5 | -2.4777 | -7.0066 | 1.4899 | -4.0497 | 45.5 | -0.3391 | -1.1647 | -2.2655 | -0.9201
| 45.5417 | -2.5806 | -7.2505 | -0.65442 | -4.4421 | 45.5417 | -2.4588 | -7.0912 | 1.4418 | -4.0842 | 45.5417 | -0.34819 | -1.2217 | -2.4938 | -0.97481
| 45.5833 | -2.5171 | -7.3312 | -0.87786 | -4.4745 | 45.5833 | -2.4457 | -7.1757 | 1.3731 | -4.1236 | 45.5833 | -0.35412 | -1.2873 | -2.7273 | -1.0325
| 45.625 | -2.5008 | -7.3798 | -1.0987 | -4.5134 | 45.625 | -2.4346 | -7.2281 | 1.2294 | -4.1579 | 45.625 | -0.36011 | -1.3294 | -2.9848 | -1.0825
| 45.6667 | -2.4934 | -7.4208 | -1.2159 | -4.5414 | 45.6667 | -2.4256 | -7.2643 | 1.1845 | -4.175 | 45.6667 | -0.36614 | -1.3273 | -3.2421 | -1.1129
| 45.7083 | -2.4523 | -7.4444 | -1.263 | -4.5388 | 45.7083 | -2.4213 | -7.2951 | 1.156 | -4.19 | 45.7083 | -0.37149 | -1.3258 | -3.4667 | -1.1395
| 45.75 | -2.4668 | -7.4724 | -1.2784 | -4.5595 | 45.75 | -2.4423 | -7.3313 | 1.1305 | -4.2182 | 45.75 | -0.38176 | -1.3263 | -3.6966 | -1.1699
| 45.7917 | -2.492 | -7.509 | -1.3053 | -4.5899 | 45.7917 | -2.4335 | -7.3729 | 1.0828 | -4.2381 | 45.7917 | -0.39384 | -1.329 | -3.9395 | -1.2034
| 45.8333 | -2.4944 | -7.5461 | -1.3502 | -4.6125 | 45.8333 | -2.4394 | -7.4175 | 1.0122 | -4.2684 | 45.8333 | -0.40381 | -1.3332 | -4.0203 | -1.2187
| 45.875 | -2.5088 | -7.5867 | -1.3926 | -4.6416 | 45.875 | -2.4574 | -7.4633 | 0.94398 | -4.3043 | 45.875 | -0.41265 | -1.3386 | -4.0839 | -1.2321
| 45.9167 | -2.511 | -7.628 | -1.4336 | -4.6655 | 45.9167 | -2.4598 | -7.5094 | 0.87818 | -4.3332 | 45.9167 | -0.42532 | -1.3444 | -4.1468 | -1.2473
| 45.9583 | -2.5154 | -7.6697 | -1.4722 | -4.6903 | 45.9583 | -2.4643 | -7.5558 | 0.82153 | -4.3621 | 45.9583 | -0.43947 | -1.3503 | -4.2109 | -1.2633
| 46 | -2.5034 | -7.7092 | -1.5096 | -4.7067 | 46 | -2.4522 | -7.6002 | 0.77128 | -4.3821 | 46 | -0.45448 | -1.3565 | -4.2765 | -1.28
| 46.0417 | -2.5074 | -7.7518 | -1.6389 | -4.7418 | 46.0417 | -2.511 | -7.6505 | 0.57625 | -4.4522 | 46.0417 | -0.46995 | -1.3634 | -4.4073 | -1.3045
| 46.0833 | -2.5117 | -7.7951 | -1.6697 | -4.7663 | 46.0833 | -2.553 | -7.699 | 0.56082 | -4.4941 | 46.0833 | -0.48552 | -1.371 | -4.4601 | -1.3207
| 46.125 | -2.5154 | -7.8389 | -1.8016 | -4.8021 | 46.125 | -2.557 | -7.748 | 0.56855 | -4.5168 | 46.125 | -0.50154 | -1.3792 | -4.5139 | -1.3374
| 46.1667 | -2.5198 | -7.9014 | -1.9319 | -4.8463 | 46.1667 | -2.5994 | -7.82 | 0.5775 | -4.5667 | 46.1667 | -0.51718 | -1.388 | -4.5837 | -1.356
| 46.2083 | -2.5241 | -7.9642 | -2.0613 | -4.8905 | 46.2083 | -2.6036 | -7.8917 | 0.587 | -4.5994 | 46.2083 | -0.53225 | -1.3973 | -4.6918 | -1.3789
| 46.25 | -2.5422 | -8.0251 | -2.1833 | -4.9392 | 46.25 | -2.6639 | -7.967 | 0.45366 | -4.6744 | 46.25 | -0.54754 | -1.4081 | -4.8241 | -1.4052
| 46.2917 | -2.5459 | -8.0888 | -2.346 | -4.9872 | 46.2917 | -2.6857 | -8.0399 | 0.27824 | -4.736 | 46.2917 | -0.56308 | -1.4211 | -4.8863 | -1.4248
| 46.3333 | -2.5469 | -8.1523 | -2.5381 | -5.0372 | 46.3333 | -2.6791 | -8.1127 | 0.074042 | -4.7882 | 46.3333 | -0.58004 | -1.436 | -4.9282 | -1.4436
| 46.375 | -2.5423 | -8.2173 | -2.7529 | -5.0879 | 46.375 | -2.6827 | -8.1869 | -0.15278 | -4.8479 | 46.375 | -0.59459 | -1.4352 | -4.9497 | -1.4521
| 46.4167 | -2.5914 | -8.2881 | -2.9871 | -5.1672 | 46.4167 | -2.6726 | -8.2573 | -0.40965 | -4.9033 | 46.4167 | -0.60093 | -1.4343 | -4.9685 | -1.4566
| 46.4583 | -2.5892 | -8.3469 | -3.2206 | -5.2183 | 46.4583 | -2.6883 | -8.3197 | -0.66629 | -4.9665 | 46.4583 | -0.60685 | -1.433 | -4.9791 | -1.4598
| 46.5 | -2.609 | -8.4041 | -3.2683 | -5.2579 | 46.5 | -2.69 | -8.3818 | -0.93106 | -5.0243 | 46.5 | -0.61484 | -1.432 | -4.9831 | -1.4634
| 46.5417 | -2.6495 | -8.4596 | -3.314 | -5.3056 | 46.5417 | -2.7007 | -8.4407 | -1.195 | -5.0845 | 46.5417 | -0.62473 | -1.4313 | -4.9828 | -1.4674
| 46.5833 | -2.7075 | -8.5128 | -3.3751 | -5.3618 | 46.5833 | -2.704 | -8.4929 | -1.4432 | -5.1367 | 46.5833 | -0.63514 | -1.4311 | -4.9716 | -1.4707
| 46.625 | -2.7203 | -8.5655 | -3.49 | -5.4037 | 46.625 | -2.7144 | -8.5459 | -1.719 | -5.1956 | 46.625 | -0.6439 | -1.4313 | -4.955 | -1.4729
| 46.6667 | -2.7215 | -8.6064 | -3.6588 | -5.4411 | 46.6667 | -2.7185 | -8.5986 | -2.0024 | -5.2523 | 46.6667 | -0.65149 | -1.4317 | -4.8922 | -1.4695
| 46.7083 | -2.7707 | -8.6617 | -3.8989 | -5.5143 | 46.7083 | -2.7299 | -8.6517 | -2.3104 | -5.3152 | 46.7083 | -0.65844 | -1.4323 | -4.7943 | -1.4619
| 46.75 | -2.7767 | -8.7051 | -4.1702 | -5.5664 | 46.75 | -2.7335 | -8.6976 | -2.6206 | -5.3717 | 46.75 | -0.66534 | -1.4329 | -4.6923 | -1.4539
| 46.7917 | -2.7762 | -8.7462 | -4.4008 | -5.61 | 46.7917 | -2.7402 | -8.7363 | -2.8771 | -5.4203 | 46.7917 | -0.67235 | -1.4334 | -4.6737 | -1.4552
| 46.8333 | -2.7857 | -8.7842 | -4.6036 | -5.6537 | 46.8333 | -2.766 | -8.7746 | -3.1027 | -5.4739 | 46.8333 | -0.68018 | -1.4339 | -4.6533 | -1.4566
| 46.875 | -2.7805 | -8.8189 | -4.7321 | -5.6811 | 46.875 | -2.757 | -8.8089 | -3.1386 | -5.4892 | 46.875 | -0.68844 | -1.4344 | -4.6324 | -1.4582
| 46.9167 | -2.7896 | -8.8549 | -4.8601 | -5.7154 | 46.9167 | -2.7662 | -8.8451 | -3.1749 | -5.5134 | 46.9167 | -0.69186 | -1.4349 | -4.6092 | -1.4573
| 46.9583 | -2.7831 | -8.8878 | -4.992 | -5.7417 | 46.9583 | -2.7596 | -8.8782 | -3.2156 | -5.5297 | 46.9583 | -0.6937 | -1.4353 | -4.5871 | -1.4559
| 47 | -2.7927 | -8.9223 | -5.126 | -5.7762 | 47 | -2.7697 | -8.9129 | -3.2594 | -5.5544 | 47 | -0.69558 | -1.4358 | -4.5643 | -1.4544
| 47.0417 | -2.7856 | -8.9539 | -5.269 | -5.803 | 47.0417 | -2.7623 | -8.9446 | -3.2204 | -5.5609 | 47.0417 | -0.69752 | -1.4362 | -4.5266 | -1.4513
| 47.0833 | -2.778 | -8.9848 | -5.3993 | -5.8279 | 47.0833 | -2.7728 | -8.9779 | -3.2498 | -5.5836 | 47.0833 | -0.69956 | -1.4367 | -4.4951 | -1.4489
| 47.125 | -2.783 | -9.0149 | -5.5462 | -5.8598 | 47.125 | -2.7833 | -9.0081 | -3.5473 | -5.6348 | 47.125 | -0.70175 | -1.4371 | -4.4632 | -1.4465
| 47.1667 | -2.7831 | -9.0448 | -5.6952 | -5.8896 | 47.1667 | -2.798 | -9.0404 | -3.8474 | -5.689 | 47.1667 | -0.70468 | -1.4376 | -4.4309 | -1.4445
| 47.2083 | -2.802 | -9.0739 | -5.8476 | -5.9279 | 47.2083 | -2.8122 | -9.0695 | -4.151 | -5.7419 | 47.2083 | -0.71108 | -1.4392 | -4.3983 | -1.4444
| 47.25 | -2.8403 | -9.1048 | -6.011 | -5.9768 | 47.25 | -2.8325 | -9.0978 | -4.3152 | -5.7819 | 47.25 | -0.72118 | -1.4422 | -4.3651 | -1.4465
| 47.2917 | -2.8629 | -9.1324 | -6.1365 | -6.0131 | 47.2917 | -2.8372 | -9.1255 | -4.4405 | -5.8101 | 47.2917 | -0.73295 | -1.4475 | -4.3324 | -1.4505
| 47.3333 | -2.8958 | -9.1582 | -6.2342 | -6.05 | 47.3333 | -2.8718 | -9.151 | -4.538 | -5.8477 | 47.3333 | -0.7465 | -1.4549 | -4.3001 | -1.4562
| 47.375 | -2.9325 | -9.1816 | -6.3108 | -6.0853 | 47.375 | -2.9098 | -9.1747 | -4.614 | -5.8835 | 47.375 | -0.76104 | -1.4692 | -4.2679 | -1.4654
| 47.4167 | -2.9725 | -9.2036 | -6.3873 | -6.1213 | 47.4167 | -2.9542 | -9.1994 | -4.7002 | -5.9238 | 47.4167 | -0.77689 | -1.49 | -4.2406 | -1.4787
| 47.4583 | -3.0118 | -9.2269 | -6.463 | -6.1575 | 47.4583 | -2.9936 | -9.2228 | -4.7853 | -5.9612 | 47.4583 | -0.79345 | -1.5156 | -4.2136 | -1.4944
| 47.5 | -3.049 | -9.2455 | -6.5408 | -6.191 | 47.5 | -3.031 | -9.2412 | -4.8731 | -5.9958 | 47.5 | -0.8104 | -1.5464 | -4.1863 | -1.5126
| 47.5417 | -3.0503 | -9.261 | -6.6237 | -6.2076 | 47.5417 | -3.0692 | -9.2569 | -4.9659 | -6.0301 | 47.5417 | -0.82845 | -1.582 | -4.1579 | -1.5333
| 47.5833 | -3.0896 | -9.2753 | -6.7042 | -6.2404 | 47.5833 | -3.1099 | -9.274 | -5.0757 | -6.0679 | 47.5833 | -0.84796 | -1.6219 | -4.1346 | -1.5571
| 47.625 | -3.1302 | -9.284 | -6.7636 | -6.2689 | 47.625 | -3.151 | -9.283 | -5.1394 | -6.0973 | 47.625 | -0.86911 | -1.6635 | -4.1045 | -1.5817
| 47.6667 | -3.1749 | -9.2883 | -6.8193 | -6.2969 | 47.6667 | -3.1943 | -9.2851 | -5.1996 | -6.1241 | 47.6667 | -0.89224 | -1.7082 | -4.1227 | -1.6138
| 47.7083 | -3.2163 | -9.2819 | -6.8758 | -6.3187 | 47.7083 | -3.2367 | -9.2789 | -5.2658 | -6.1476 | 47.7083 | -0.91731 | -1.7541 | -4.1882 | -1.6526
| 47.75 | -3.2656 | -9.2675 | -6.931 | -6.3404 | 47.75 | -3.2814 | -9.2624 | -5.3305 | -6.1673 | 47.75 | -0.93862 | -1.7991 | -4.2553 | -1.6896
| 47.7917 | -3.3128 | -9.2422 | -7.0125 | -6.3592 | 47.7917 | -3.3324 | -9.2396 | -5.4232 | -6.1901 | 47.7917 | -0.95769 | -1.8439 | -4.2282 | -1.715
| 47.8333 | -3.364 | -9.2128 | -7.0955 | -6.3781 | 47.8333 | -3.364 | -9.2077 | -5.5159 | -6.2003 | 47.8333 | -0.98273 | -1.8877 | -4.1279 | -1.7344
| 47.875 | -3.4147 | -9.1766 | -7.1848 | -6.3944 | 47.875 | -3.4144 | -9.1717 | -5.6561 | -6.2223 | 47.875 | -1.0075 | -1.9315 | -4.0417 | -1.7553
| 47.9167 | -3.4505 | -9.1337 | -7.2696 | -6.4007 | 47.9167 | -3.4503 | -9.1291 | -5.8086 | -6.2362 | 47.9167 | -1.0314 | -1.9763 | -3.9414 | -1.7747
| 47.9583 | -3.4985 | -9.0878 | -7.3495 | -6.4105 | 47.9583 | -3.4983 | -9.0833 | -5.9563 | -6.2537 | 47.9583 | -1.0572 | -2.0183 | -3.8367 | -1.7932
| 48 | -3.545 | -9.0387 | -7.5164 | -6.4279 | 48 | -3.5446 | -9.0345 | -6.2507 | -6.2852 | 48 | -1.0819 | -2.0608 | -3.8089 | -1.82
| 48.0417 | -3.5899 | -8.9848 | -7.619 | -6.4353 | 48.0417 | -3.5896 | -8.9806 | -6.5674 | -6.3165 | 48.0417 | -1.1057 | -2.1005 | -3.7623 | -1.843
| 48.0833 | -3.6332 | -8.9276 | -7.7848 | -6.4476 | 48.0833 | -3.6318 | -8.9236 | -6.8483 | -6.3411 | 48.0833 | -1.1278 | -2.1399 | -3.7316 | -1.8669
| 48.125 | -3.6624 | -8.8665 | -7.8209 | -6.4374 | 48.125 | -3.6555 | -8.8628 | -6.884 | -6.3286 | 48.125 | -1.1479 | -2.1777 | -3.7014 | -1.8893
| 48.1667 | -3.6937 | -8.8016 | -7.8555 | -6.4263 | 48.1667 | -3.6895 | -8.798 | -6.9185 | -6.3187 | 48.1667 | -1.167 | -2.2136 | -3.6727 | -1.9106
| 48.2083 | -3.7057 | -8.7335 | -7.8876 | -6.4049 | 48.2083 | -3.706 | -8.7302 | -6.9502 | -6.2995 | 48.2083 | -1.183 | -2.2476 | -3.6443 | -1.9296
| 48.25 | -3.7149 | -8.6608 | -7.9155 | -6.3798 | 48.25 | -3.7154 | -8.6577 | -6.9779 | -6.2745 | 48.25 | -1.1958 | -2.2779 | -3.6177 | -1.9458
| 48.2917 | -3.7232 | -8.5821 | -7.9392 | -6.3512 | 48.2917 | -3.7237 | -8.5791 | -7.0012 | -6.2458 | 48.2917 | -1.2065 | -2.3029 | -3.5919 | -1.9588
| 48.3333 | -3.7295 | -8.4944 | -7.9611 | -6.3174 | 48.3333 | -3.7299 | -8.4916 | -7.0232 | -6.2121 | 48.3333 | -1.215 | -2.3217 | -3.5682 | -1.9684
| 48.375 | -3.7338 | -8.3974 | -7.9807 | -6.2784 | 48.375 | -3.7343 | -8.3947 | -7.0428 | -6.1732 | 48.375 | -1.2202 | -2.3293 | -3.546 | -1.9715
| 48.4167 | -3.737 | -8.2913 | -8.0048 | -6.2353 | 48.4167 | -3.7374 | -8.2887 | -7.0751 | -6.1311 | 48.4167 | -1.2257 | -2.3248 | -3.5279 | -1.97
| 48.4583 | -3.7387 | -8.1789 | -8.0296 | -6.1889 | 48.4583 | -3.7391 | -8.1765 | -7.1081 | -6.0856 | 48.4583 | -1.2314 | -2.3122 | -3.5105 | -1.965
| 48.5 | -3.7397 | -8.0628 | -8.0544 | -6.1405 | 48.5 | -3.7401 | -8.0605 | -7.1408 | -6.0382 | 48.5 | -1.2376 | -2.2925 | -3.4939 | -1.9572
| 48.5417 | -3.7385 | -7.9443 | -8.0757 | -6.0896 | 48.5417 | -3.739 | -7.9421 | -7.1693 | -5.9882 | 48.5417 | -1.2414 | -2.2663 | -3.4782 | -1.9455
| 48.5833 | -3.7347 | -7.8242 | -8.0839 | -6.0355 | 48.5833 | -3.7353 | -7.8221 | -7.1888 | -5.9354 | 48.5833 | -1.2438 | -2.234 | -3.4559 | -1.9297
| 48.625 | -3.7285 | -7.706 | -8.0964 | -5.9816 | 48.625 | -3.7291 | -7.704 | -7.2053 | -5.882 | 48.625 | -1.2452 | -2.1985 | -3.4405 | -1.9128
| 48.6667 | -3.7193 | -7.5898 | -8.1063 | -5.927 | 48.6667 | -3.72 | -7.5878 | -7.2194 | -5.8279 | 48.6667 | -1.2444 | -2.1592 | -3.4252 | -1.8933
| 48.7083 | -3.7063 | -7.4766 | -8.1169 | -5.8721 | 48.7083 | -3.7071 | -7.4747 | -7.2383 | -5.7739 | 48.7083 | -1.2406 | -2.1169 | -3.4114 | -1.8713
| 48.75 | -3.6894 | -7.3681 | -8.126 | -5.8173 | 48.75 | -3.6902 | -7.3662 | -7.2558 | -5.7202 | 48.75 | -1.2395 | -2.0728 | -3.397 | -1.8496
| 48.7917 | -3.6698 | -7.2636 | -8.135 | -5.7632 | 48.7917 | -3.6706 | -7.2618 | -7.2736 | -5.667 | 48.7917 | -1.2399 | -2.027 | -3.3822 | -1.8277
| 48.8333 | -3.6486 | -7.1631 | -8.1495 | -5.7107 | 48.8333 | -3.6494 | -7.1614 | -7.2963 | -5.6155 | 48.8333 | -1.2336 | -1.9826 | -3.4423 | -1.8119
| 48.875 | -3.6269 | -7.0673 | -8.2438 | -5.669 | 48.875 | -3.6278 | -7.0656 | -7.4246 | -5.5776 | 48.875 | -1.2272 | -1.937 | -3.4908 | -1.7942
| 48.9167 | -3.6054 | -6.9744 | -8.2655 | -5.6205 | 48.9167 | -3.6062 | -6.9727 | -7.468 | -5.5315 | 48.9167 | -1.2213 | -1.89 | -3.5186 | -1.7737
| 48.9583 | -3.5843 | -6.8861 | -8.3525 | -5.5816 | 48.9583 | -3.5852 | -6.8843 | -7.6203 | -5.4998 | 48.9583 | -1.2133 | -1.8469 | -3.5793 | -1.7578
| 49 | -3.5639 | -6.8001 | -8.358 | -5.5349 | 49 | -3.5648 | -6.7984 | -7.6311 | -5.4538 | 49 | -1.206 | -1.8035 | -3.5657 | -1.7337
| 49.0417 | -3.5443 | -6.7183 | -8.3463 | -5.4885 | 49.0417 | -3.5452 | -6.7166 | -7.5756 | -5.4026 | 49.0417 | -1.1993 | -1.7628 | -3.5449 | -1.7104
| 49.0833 | -3.5256 | -6.639 | -8.333 | -5.4435 | 49.0833 | -3.5265 | -6.6374 | -7.5624 | -5.3576 | 49.0833 | -1.1938 | -1.7224 | -3.5289 | -1.6882
| 49.125 | -3.5078 | -6.5629 | -8.3182 | -5.4001 | 49.125 | -3.5088 | -6.5614 | -7.5479 | -5.3143 | 49.125 | -1.1898 | -1.6837 | -3.5132 | -1.6675
| 49.1667 | -3.4908 | -6.49 | -8.301 | -5.3583 | 49.1667 | -3.4918 | -6.4885 | -7.5307 | -5.2724 | 49.1667 | -1.1858 | -1.6466 | -3.4959 | -1.6473
| 49.2083 | -3.4737 | -6.4194 | -8.2829 | -5.3173 | 49.2083 | -3.4748 | -6.4179 | -7.5125 | -5.2315 | 49.2083 | -1.1811 | -1.6103 | -3.4795 | -1.6272
| 49.25 | -3.456 | -6.3526 | -8.2631 | -5.2775 | 49.25 | -3.4571 | -6.3512 | -7.4928 | -5.1917 | 49.25 | -1.1754 | -1.5762 | -3.4622 | -1.6076
| 49.2917 | -3.4375 | -6.2906 | -8.2422 | -5.2394 | 49.2917 | -3.4386 | -6.2893 | -7.4717 | -5.1537 | 49.2917 | -1.1695 | -1.5455 | -3.4444 | -1.5893
| 49.3333 | -3.4183 | -6.2352 | -8.2188 | -5.2036 | 49.3333 | -3.4193 | -6.2338 | -7.4482 | -5.1179 | 49.3333 | -1.163 | -1.5194 | -3.4249 | -1.5727
| 49.375 | -3.3976 | -6.1858 | -8.1936 | -5.1697 | 49.375 | -3.3987 | -6.1844 | -7.423 | -5.0839 | 49.375 | -1.1577 | -1.4975 | -3.4043 | -1.5584
| 49.4167 | -3.3755 | -6.1429 | -8.1788 | -5.1392 | 49.4167 | -3.3766 | -6.1416 | -7.4152 | -5.0542 | 49.4167 | -1.1494 | -1.4801 | -3.3849 | -1.5448
| 49.4583 | -3.3521 | -6.1043 | -8.1632 | -5.1099 | 49.4583 | -3.3532 | -6.103 | -7.4066 | -5.0257 | 49.4583 | -1.1386 | -1.4658 | -3.3648 | -1.5314
| 49.5 | -3.3275 | -6.0696 | -8.1472 | -5.0817 | 49.5 | -3.3286 | -6.0682 | -7.3975 | -4.9983 | 49.5 | -1.1272 | -1.4533 | -3.3444 | -1.5185
| 49.5417 | -3.3022 | -6.0373 | -8.131 | -5.0543 | 49.5417 | -3.3034 | -6.0359 | -7.3886 | -4.9717 | 49.5417 | -1.1162 | -1.442 | -3.3239 | -1.5063
| 49.5833 | -3.2764 | -6.0075 | -8.1147 | -5.0278 | 49.5833 | -3.2776 | -6.0062 | -7.3795 | -4.9461 | 49.5833 | -1.1044 | -1.4324 | -3.3044 | -1.4946
| 49.625 | -3.25 | -5.979 | -8.0917 | -5.0008 | 49.625 | -3.2512 | -5.9776 | -7.3602 | -4.9195 | 49.625 | -1.0909 | -1.4234 | -3.2823 | -1.4822
| 49.6667 | -3.2232 | -5.9512 | -8.0691 | -4.9741 | 49.6667 | -3.2244 | -5.9499 | -7.3407 | -4.8931 | 49.6667 | -1.0767 | -1.4148 | -3.2602 | -1.4696
| 49.7083 | -3.197 | -5.9245 | -8.0525 | -4.9487 | 49.7083 | -3.1982 | -5.9232 | -7.3311 | -4.8685 | 49.7083 | -1.0626 | -1.4067 | -3.2391 | -1.4574
| 49.75 | -3.1712 | -5.8998 | -8.0361 | -4.9245 | 49.75 | -3.1725 | -5.8986 | -7.3215 | -4.8451 | 49.75 | -1.0488 | -1.4 | -3.2179 | -1.4459
| 49.7917 | -3.1458 | -5.8765 | -8.0195 | -4.901 | 49.7917 | -3.1471 | -5.8753 | -7.3119 | -4.8224 | 49.7917 | -1.0352 | -1.3941 | -3.1964 | -1.4348
| 49.8333 | -3.1208 | -5.8542 | -8.0027 | -4.8781 | 49.8333 | -3.122 | -5.853 | -7.3018 | -4.8002 | 49.8333 | -1.0218 | -1.3879 | -3.1745 | -1.4237
| 49.875 | -3.096 | -5.8325 | -7.9892 | -4.8559 | 49.875 | -3.0973 | -5.8313 | -7.3146 | -4.781 | 49.875 | -1.0085 | -1.3826 | -3.1548 | -1.4133
| 49.9167 | -3.0714 | -5.811 | -7.978 | -4.8342 | 49.9167 | -3.0727 | -5.8098 | -7.3174 | -4.7608 | 49.9167 | -0.99535 | -1.3774 | -3.1381 | -1.4033
| 49.9583 | -3.047 | -5.7894 | -7.9632 | -4.8121 | 49.9583 | -3.0482 | -5.7882 | -7.3095 | -4.7395 | 49.9583 | -0.98226 | -1.3711 | -3.1179 | -1.3924
| 50 | -3.0227 | -5.7676 | -7.9478 | -4.7899 | 50 | -3.0239 | -5.7665 | -7.3013 | -4.7181 | 50 | -0.96907 | -1.3644 | -3.0976 | -1.3813
| 50.0417 | -2.9985 | -5.7458 | -7.9274 | -4.7672 | 50.0417 | -2.9997 | -5.7446 | -7.2688 | -4.694 | 50.0417 | -0.95586 | -1.3573 | -3.0699 | -1.3692
| 50.0833 | -2.9745 | -5.7238 | -7.9002 | -4.7437 | 50.0833 | -2.9758 | -5.7227 | -7.2415 | -4.6706 | 50.0833 | -0.94275 | -1.3499 | -3.0471 | -1.3575
| 50.125 | -2.9507 | -5.7018 | -7.8732 | -4.7203 | 50.125 | -2.9519 | -5.7007 | -7.2141 | -4.6472 | 50.125 | -0.92944 | -1.3422 | -3.0241 | -1.3456
| 50.1667 | -2.927 | -5.6799 | -7.8467 | -4.6971 | 50.1667 | -2.9282 | -5.6788 | -7.1877 | -4.624 | 50.1667 | -0.9165 | -1.3343 | -3.002 | -1.3339
| 50.2083 | -2.9035 | -5.658 | -7.8201 | -4.674 | 50.2083 | -2.9047 | -5.6569 | -7.1611 | -4.6009 | 50.2083 | -0.90395 | -1.3264 | -2.9796 | -1.3223
| 50.25 | -2.8802 | -5.6362 | -7.794 | -4.6511 | 50.25 | -2.8815 | -5.635 | -7.1348 | -4.5779 | 50.25 | -0.89155 | -1.318 | -2.9576 | -1.3106
| 50.2917 | -2.8573 | -5.6144 | -7.7684 | -4.6284 | 50.2917 | -2.8586 | -5.6133 | -7.1091 | -4.5552 | 50.2917 | -0.87932 | -1.3089 | -2.9359 | -1.2988
| 50.3333 | -2.8348 | -5.5939 | -7.7435 | -4.6065 | 50.3333 | -2.8361 | -5.5928 | -7.0842 | -4.5333 | 50.3333 | -0.86733 | -1.2991 | -2.9147 | -1.2867
| 50.375 | -2.8129 | -5.5754 | -7.7191 | -4.5858 | 50.375 | -2.8142 | -5.5742 | -7.0599 | -4.5126 | 50.375 | -0.85561 | -1.2895 | -2.8939 | -1.2749
| 50.4167 | -2.7914 | -5.5584 | -7.7058 | -4.5673 | 50.4167 | -2.7927 | -5.5573 | -7.0526 | -4.4948 | 50.4167 | -0.84458 | -1.2806 | -2.8759 | -1.2641
| 50.4583 | -2.7704 | -5.5428 | -7.6928 | -4.5495 | 50.4583 | -2.7717 | -5.5417 | -7.0456 | -4.4777 | 50.4583 | -0.83432 | -1.2723 | -2.858 | -1.2538
| 50.5 | -2.7498 | -5.5276 | -7.68 | -4.5321 | 50.5 | -2.751 | -5.5265 | -7.0389 | -4.461 | 50.5 | -0.82317 | -1.2637 | -2.8404 | -1.2431
| 50.5417 | -2.7296 | -5.5134 | -7.6677 | -4.5155 | 50.5417 | -2.7309 | -5.5123 | -7.0326 | -4.445 | 50.5417 | -0.81227 | -1.2555 | -2.8232 | -1.2327
| 50.5833 | -2.71 | -5.5 | -7.6547 | -4.4995 | 50.5833 | -2.7113 | -5.4989 | -7.0249 | -4.4295 | 50.5833 | -0.80164 | -1.2474 | -2.8062 | -1.2225
| 50.625 | -2.691 | -5.4879 | -7.6381 | -4.4837 | 50.625 | -2.6922 | -5.4868 | -7.0109 | -4.4141 | 50.625 | -0.7913 | -1.2398 | -2.7884 | -1.2125
| 50.6667 | -2.6724 | -5.477 | -7.6214 | -4.4688 | 50.6667 | -2.6737 | -5.4759 | -6.9972 | -4.3995 | 50.6667 | -0.7813 | -1.2325 | -2.7707 | -1.2029
| 50.7083 | -2.6544 | -5.468 | -7.6105 | -4.4555 | 50.7083 | -2.6557 | -5.4669 | -6.9923 | -4.3869 | 50.7083 | -0.77146 | -1.2264 | -2.7545 | -1.194
| 50.75 | -2.6368 | -5.4605 | -7.5997 | -4.4432 | 50.75 | -2.6381 | -5.4594 | -6.9876 | -4.3753 | 50.75 | -0.76192 | -1.2213 | -2.7383 | -1.1857
| 50.7917 | -2.6224 | -5.4546 | -7.5891 | -4.433 | 50.7917 | -2.6218 | -5.4533 | -6.983 | -4.3648 | 50.7917 | -0.75247 | -1.2172 | -2.7221 | -1.1778
| 50.8333 | -2.6098 | -5.4502 | -7.5786 | -4.4243 | 50.8333 | -2.6089 | -5.4486 | -6.9783 | -4.3565 | 50.8333 | -0.74317 | -1.2131 | -2.7055 | -1.1701
| 50.875 | -2.5963 | -5.4474 | -7.5392 | -4.4127 | 50.875 | -2.5953 | -5.4459 | -6.9623 | -4.3474 | 50.875 | -0.73394 | -1.2092 | -2.6796 | -1.1614
| 50.9167 | -2.5834 | -5.4459 | -7.5342 | -4.4057 | 50.9167 | -2.5822 | -5.4439 | -6.9693 | -4.3415 | 50.9167 | -0.72479 | -1.2055 | -2.6673 | -1.1543
| 50.9583 | -2.5715 | -5.446 | -7.5266 | -4.3996 | 50.9583 | -2.5699 | -5.4435 | -6.9677 | -4.3357 | 50.9583 | -0.71568 | -1.2019 | -2.6538 | -1.1471
| 51 | -2.5602 | -5.4479 | -7.5172 | -4.3944 | 51 | -2.5588 | -5.4447 | -6.9642 | -4.3309 | 51 | -0.70681 | -1.1985 | -2.6389 | -1.14
| 51.0417 | -2.5495 | -5.4519 | -7.5118 | -4.3909 | 51.0417 | -2.5477 | -5.4481 | -6.9592 | -4.3269 | 51.0417 | -0.6981 | -1.1954 | -2.6299 | -1.1338
| 51.0833 | -2.539 | -5.4584 | -7.4934 | -4.387 | 51.0833 | -2.5377 | -5.4539 | -6.9407 | -4.323 | 51.0833 | -0.68946 | -1.1927 | -2.6139 | -1.1269
| 51.125 | -2.5292 | -5.4667 | -7.4752 | -4.3843 | 51.125 | -2.5278 | -5.4615 | -6.9227 | -4.32 | 51.125 | -0.68114 | -1.1903 | -2.5983 | -1.1204
| 51.1667 | -2.5203 | -5.4773 | -7.4572 | -4.3831 | 51.1667 | -2.5187 | -5.4714 | -6.9047 | -4.3184 | 51.1667 | -0.6726 | -1.188 | -2.5832 | -1.114
| 51.2083 | -2.5123 | -5.4902 | -7.4393 | -4.3833 | 51.2083 | -2.5107 | -5.4836 | -6.8866 | -4.3182 | 51.2083 | -0.66377 | -1.186 | -2.5686 | -1.1075
| 51.25 | -2.5052 | -5.5062 | -7.4215 | -4.3852 | 51.25 | -2.5035 | -5.4989 | -6.869 | -4.3198 | 51.25 | -0.65502 | -1.1843 | -2.5545 | -1.1013
| 51.2917 | -2.4992 | -5.5259 | -7.4037 | -4.3893 | 51.2917 | -2.4974 | -5.5178 | -6.8512 | -4.3236 | 51.2917 | -0.64641 | -1.183 | -2.5407 | -1.0954
| 51.3333 | -2.4947 | -5.5511 | -7.3861 | -4.3966 | 51.3333 | -2.4928 | -5.5422 | -6.8336 | -4.3304 | 51.3333 | -0.63797 | -1.1816 | -2.5272 | -1.0895
| 51.375 | -2.4919 | -5.5832 | -7.3687 | -4.4077 | 51.375 | -2.4898 | -5.5735 | -6.8162 | -4.341 | 51.375 | -0.62979 | -1.1803 | -2.514 | -1.0838
| 51.4167 | -2.4905 | -5.621 | -7.3593 | -4.4228 | 51.4167 | -2.4884 | -5.6105 | -6.8119 | -4.3564 | 51.4167 | -0.62187 | -1.1791 | -2.5024 | -1.0785
| 51.4583 | -2.4901 | -5.6633 | -7.3502 | -4.4404 | 51.4583 | -2.488 | -5.652 | -6.8079 | -4.3742 | 51.4583 | -0.61415 | -1.1778 | -2.4908 | -1.0732
| 51.5 | -2.4905 | -5.7098 | -7.3414 | -4.4603 | 51.5 | -2.4882 | -5.698 | -6.8042 | -4.3943 | 51.5 | -0.60662 | -1.1766 | -2.4794 | -1.068
| 51.5417 | -2.4914 | -5.7604 | -7.332 | -4.4821 | 51.5417 | -2.4891 | -5.7477 | -6.7999 | -4.4163 | 51.5417 | -0.59937 | -1.1753 | -2.4687 | -1.0631
| 51.5833 | -2.4931 | -5.8142 | -7.3137 | -4.5048 | 51.5833 | -2.4908 | -5.801 | -6.7945 | -4.4402 | 51.5833 | -0.5924 | -1.1742 | -2.4574 | -1.0582
| 51.625 | -2.4961 | -5.8713 | -7.3007 | -4.53 | 51.625 | -2.4936 | -5.8575 | -6.7836 | -4.4654 | 51.625 | -0.58568 | -1.173 | -2.4464 | -1.0535
| 51.6667 | -2.5011 | -5.9317 | -7.2874 | -4.5576 | 51.6667 | -2.4985 | -5.9174 | -6.7728 | -4.4929 | 51.6667 | -0.57926 | -1.1719 | -2.4358 | -1.049
| 51.7083 | -2.5083 | -5.9964 | -7.2778 | -4.5885 | 51.7083 | -2.5057 | -5.9816 | -6.7686 | -4.5242 | 51.7083 | -0.57326 | -1.1709 | -2.4259 | -1.0447
| 51.75 | -2.5182 | -6.0646 | -7.2695 | -4.6223 | 51.75 | -2.5154 | -6.0493 | -6.7656 | -4.5583 | 51.75 | -0.56769 | -1.17 | -2.4162 | -1.0408
| 51.7917 | -2.5276 | -6.1349 | -7.2624 | -4.6569 | 51.7917 | -2.5266 | -6.1195 | -6.7639 | -4.5943 | 51.7917 | -0.56243 | -1.1702 | -2.4063 | -1.0374
| 51.8333 | -2.5372 | -6.2059 | -7.256 | -4.6921 | 51.8333 | -2.5363 | -6.1905 | -6.7637 | -4.6301 | 51.8333 | -0.5574 | -1.1719 | -2.3957 | -1.0348
| 51.875 | -2.5493 | -6.277 | -7.2144 | -4.7244 | 51.875 | -2.5483 | -6.2612 | -6.7611 | -4.6666 | 51.875 | -0.55256 | -1.1753 | -2.3812 | -1.0325
| 51.9167 | -2.5621 | -6.3475 | -7.214 | -4.7614 | 51.9167 | -2.5611 | -6.3319 | -6.77 | -4.7047 | 51.9167 | -0.54787 | -1.1816 | -2.3714 | -1.0321
| 51.9583 | -2.5748 | -6.4165 | -7.2115 | -4.7974 | 51.9583 | -2.5741 | -6.4012 | -6.771 | -4.7414 | 51.9583 | -0.54329 | -1.1889 | -2.3614 | -1.0322
| 52 | -2.5879 | -6.483 | -7.2046 | -4.832 | 52 | -2.5867 | -6.4682 | -6.7693 | -4.7766 | 52 | -0.53882 | -1.1979 | -2.3521 | -1.0332
| 52.0417 | -2.6013 | -6.5467 | -7.2212 | -4.8681 | 52.0417 | -2.6004 | -6.5323 | -6.7625 | -4.8104 | 52.0417 | -0.53449 | -1.208 | -2.3549 | -1.0361
| 52.0833 | -2.6157 | -6.607 | -7.2087 | -4.9 | 52.0833 | -2.614 | -6.5931 | -6.7502 | -4.8421 | 52.0833 | -0.5306 | -1.2198 | -2.3443 | -1.0384
| 52.125 | -2.6305 | -6.6647 | -7.1971 | -4.9309 | 52.125 | -2.6286 | -6.6512 | -6.7384 | -4.8731 | 52.125 | -0.52777 | -1.2329 | -2.3336 | -1.0418
| 52.1667 | -2.6454 | -6.7179 | -7.1855 | -4.9599 | 52.1667 | -2.6435 | -6.7049 | -6.7271 | -4.9023 | 52.1667 | -0.52642 | -1.2463 | -2.3231 | -1.046
| 52.2083 | -2.6602 | -6.7663 | -7.175 | -4.9868 | 52.2083 | -2.6582 | -6.7538 | -6.7164 | -4.9293 | 52.2083 | -0.52633 | -1.2603 | -2.3122 | -1.051
| 52.25 | -2.6749 | -6.8082 | -7.1647 | -5.0108 | 52.25 | -2.6727 | -6.7962 | -6.706 | -4.9535 | 52.25 | -0.52721 | -1.2747 | -2.3006 | -1.0565
| 52.2917 | -2.6889 | -6.8412 | -7.1558 | -5.0307 | 52.2917 | -2.6866 | -6.8297 | -6.6968 | -4.9735 | 52.2917 | -0.52851 | -1.2889 | -2.2893 | -1.0621
| 52.3333 | -2.7027 | -6.8609 | -7.1484 | -5.0447 | 52.3333 | -2.7003 | -6.8499 | -6.6894 | -4.9878 | 52.3333 | -0.53055 | -1.3028 | -2.2782 | -1.068
| 52.375 | -2.7163 | -6.8647 | -7.1427 | -5.0518 | 52.375 | -2.7138 | -6.8544 | -6.6836 | -4.9951 | 52.375 | -0.53368 | -1.3177 | -2.2671 | -1.0747
| 52.4167 | -2.7292 | -6.8535 | -7.142 | -5.0525 | 52.4167 | -2.7265 | -6.8438 | -6.687 | -4.9964 | 52.4167 | -0.53685 | -1.3306 | -2.2567 | -1.0807
| 52.4583 | -2.742 | -6.8314 | -7.1425 | -5.0484 | 52.4583 | -2.7391 | -6.8222 | -6.6916 | -4.993 | 52.4583 | -0.53943 | -1.3432 | -2.2466 | -1.0864
| 52.5 | -2.7548 | -6.7965 | -7.1438 | -5.0388 | 52.5 | -2.7521 | -6.7877 | -6.6971 | -4.9841 | 52.5 | -0.54082 | -1.3536 | -2.2366 | -1.0905
| 52.5417 | -2.7679 | -6.7511 | -7.1456 | -5.0246 | 52.5417 | -2.765 | -6.743 | -6.7029 | -4.9705 | 52.5417 | -0.54101 | -1.3627 | -2.2264 | -1.0935
| 52.5833 | -2.7808 | -6.6949 | -7.1515 | -5.006 | 52.5833 | -2.7777 | -6.6871 | -6.7058 | -4.9517 | 52.5833 | -0.53994 | -1.3694 | -2.2154 | -1.0948
| 52.625 | -2.7943 | -6.6293 | -7.1525 | -4.983 | 52.625 | -2.7912 | -6.6219 | -6.709 | -4.929 | 52.625 | -0.53971 | -1.3745 | -2.2053 | -1.0958
| 52.6667 | -2.8075 | -6.5553 | -7.1544 | -4.9562 | 52.6667 | -2.8043 | -6.5482 | -6.7126 | -4.9025 | 52.6667 | -0.5401 | -1.3792 | -2.1956 | -1.097
| 52.7083 | -2.8201 | -6.4709 | -7.1585 | -4.9247 | 52.7083 | -2.8167 | -6.464 | -6.7205 | -4.8715 | 52.7083 | -0.54082 | -1.3819 | -2.1866 | -1.0975
| 52.75 | -2.8308 | -6.3766 | -7.1623 | -4.888 | 52.75 | -2.8273 | -6.37 | -6.7283 | -4.8353 | 52.75 | -0.542 | -1.3823 | -2.1781 | -1.0973
| 52.7917 | -2.8394 | -6.2748 | -7.1658 | -4.847 | 52.7917 | -2.8359 | -6.2683 | -6.7356 | -4.7947 | 52.7917 | -0.54357 | -1.3791 | -2.1702 | -1.0957
| 52.8333 | -2.8464 | -6.1678 | -7.1691 | -4.8029 | 52.8333 | -2.8428 | -6.1615 | -6.7428 | -4.7511 | 52.8333 | -0.54526 | -1.3729 | -2.1626 | -1.0928
| 52.875 | -2.8518 | -6.0573 | -7.1772 | -4.7571 | 52.875 | -2.8482 | -6.0509 | -6.7529 | -4.7055 | 52.875 | -0.54701 | -1.3638 | -2.1553 | -1.0887
| 52.9167 | -2.8559 | -5.9453 | -7.1862 | -4.7101 | 52.9167 | -2.8523 | -5.9389 | -6.7698 | -4.6594 | 52.9167 | -0.54882 | -1.3509 | -2.1499 | -1.0832
| 52.9583 | -2.8591 | -5.8329 | -7.1898 | -4.6619 | 52.9583 | -2.8555 | -5.8264 | -6.7777 | -4.6117 | 52.9583 | -0.55066 | -1.3368 | -2.1454 | -1.0772
| 53 | -2.8612 | -5.7209 | -7.1904 | -4.6132 | 53 | -2.8576 | -5.7143 | -6.7823 | -4.5633 | 53 | -0.55249 | -1.3203 | -2.1383 | -1.0699
| 53.0417 | -2.8623 | -5.6098 | -7.1642 | -4.5614 | 53.0417 | -2.8587 | -5.6031 | -6.7747 | -4.5136 | 53.0417 | -0.55431 | -1.3028 | -2.1163 | -1.0605
| 53.0833 | -2.8622 | -5.4995 | -7.1611 | -4.512 | 53.0833 | -2.8587 | -5.4929 | -6.7712 | -4.4642 | 53.0833 | -0.55575 | -1.2831 | -2.1093 | -1.0516
| 53.125 | -2.861 | -5.39 | -7.1567 | -4.4623 | 53.125 | -2.8575 | -5.3835 | -6.7665 | -4.4145 | 53.125 | -0.55625 | -1.262 | -2.1029 | -1.0417
| 53.1667 | -2.8584 | -5.2826 | -7.1509 | -4.4128 | 53.1667 | -2.855 | -5.276 | -6.7602 | -4.3649 | 53.1667 | -0.55528 | -1.2403 | -2.0959 | -1.0309
| 53.2083 | -2.855 | -5.1778 | -7.1441 | -4.3639 | 53.2083 | -2.8515 | -5.1712 | -6.7532 | -4.316 | 53.2083 | -0.55313 | -1.2177 | -2.0899 | -1.0193
| 53.25 | -2.8505 | -5.0766 | -7.1359 | -4.316 | 53.25 | -2.8471 | -5.07 | -6.7448 | -4.2681 | 53.25 | -0.54998 | -1.1947 | -2.084 | -1.007
| 53.2917 | -2.845 | -4.9807 | -7.1258 | -4.2699 | 53.2917 | -2.8416 | -4.9741 | -6.7346 | -4.222 | 53.2917 | -0.54631 | -1.1722 | -2.0779 | -0.99468
| 53.3333 | -2.8375 | -4.892 | -7.1127 | -4.2256 | 53.3333 | -2.8342 | -4.8854 | -6.7215 | -4.1778 | 53.3333 | -0.54175 | -1.1502 | -2.0716 | -0.98214
| 53.375 | -2.8276 | -4.8097 | -7.0969 | -4.1829 | 53.375 | -2.8243 | -4.8032 | -6.7056 | -4.1351 | 53.375 | -0.53585 | -1.1266 | -2.0655 | -0.96836
| 53.4167 | -2.8161 | -4.7345 | -7.0824 | -4.1427 | 53.4167 | -2.8128 | -4.728 | -6.6948 | -4.0954 | 53.4167 | -0.52962 | -1.1035 | -2.0585 | -0.95454
| 53.4583 | -2.803 | -4.6643 | -7.0662 | -4.1039 | 53.4583 | -2.7998 | -4.6578 | -6.6823 | -4.057 | 53.4583 | -0.52373 | -1.0801 | -2.0513 | -0.94074
| 53.5 | -2.7884 | -4.6016 | -7.0484 | -4.0676 | 53.5 | -2.7849 | -4.5952 | -6.6683 | -4.021 | 53.5 | -0.51882 | -1.0585 | -2.044 | -0.92814
| 53.5417 | -2.7722 | -4.545 | -7.0294 | -4.0331 | 53.5417 | -2.7688 | -4.5386 | -6.653 | -3.987 | 53.5417 | -0.51479 | -1.0378 | -2.0367 | -0.91634
| 53.5833 | -2.7548 | -4.4955 | -7.0117 | -4.0014 | 53.5833 | -2.7514 | -4.4891 | -6.6373 | -3.9555 | 53.5833 | -0.5117 | -1.0194 | -2.0305 | -0.9061
| 53.625 | -2.7348 | -4.4519 | -6.988 | -3.9705 | 53.625 | -2.7315 | -4.4455 | -6.6154 | -3.9248 | 53.625 | -0.50753 | -1.0029 | -2.0227 | -0.89603
| 53.6667 | -2.7125 | -4.4131 | -6.9628 | -3.9406 | 53.6667 | -2.7092 | -4.4069 | -6.592 | -3.8951 | 53.6667 | -0.50255 | -0.98775 | -2.0147 | -0.88621
| 53.7083 | -2.688 | -4.3794 | -6.9385 | -3.912 | 53.7083 | -2.6847 | -4.3732 | -6.5715 | -3.867 | 53.7083 | -0.4969 | -0.97488 | -2.0058 | -0.87699
| 53.75 | -2.6619 | -4.3496 | -6.9131 | -3.8844 | 53.75 | -2.6588 | -4.3435 | -6.5498 | -3.8399 | 53.75 | -0.49034 | -0.96304 | -1.9965 | -0.86778
| 53.7917 | -2.6351 | -4.3232 | -6.887 | -3.8578 | 53.7917 | -2.6319 | -4.3171 | -6.5274 | -3.8137 | 53.7917 | -0.48311 | -0.95292 | -1.9867 | -0.85898
| 53.8333 | -2.6079 | -4.2992 | -6.8604 | -3.8321 | 53.8333 | -2.6048 | -4.2933 | -6.5044 | -3.7885 | 53.8333 | -0.4755 | -0.94478 | -1.9767 | -0.85087
| 53.875 | -2.5806 | -4.2774 | -6.8392 | -3.8079 | 53.875 | -2.5775 | -4.2715 | -6.4844 | -3.7645 | 53.875 | -0.46767 | -0.93827 | -1.9668 | -0.8434
| 53.9167 | -2.5532 | -4.2565 | -6.8177 | -3.7841 | 53.9167 | -2.5502 | -4.2507 | -6.4701 | -3.7415 | 53.9167 | -0.45964 | -0.93306 | -1.9576 | -0.83649
| 53.9583 | -2.5258 | -4.236 | -6.7877 | -3.7594 | 53.9583 | -2.5228 | -4.2304 | -6.4441 | -3.7174 | 53.9583 | -0.45148 | -0.92874 | -1.9444 | -0.82947
| 54 | -2.4984 | -4.2158 | -6.7612 | -3.7353 | 54 | -2.4954 | -4.2103 | -6.4214 | -3.6938 | 54 | -0.44321 | -0.92506 | -1.934 | -0.82301
| 54.0417 | -2.471 | -4.1949 | -6.7347 | -3.7109 | 54.0417 | -2.468 | -4.1896 | -6.3957 | -3.6695 | 54.0417 | -0.43486 | -0.92133 | -1.9192 | -0.816
| 54.0833 | -2.4436 | -4.1738 | -6.7002 | -3.6855 | 54.0833 | -2.4406 | -4.1686 | -6.3612 | -3.6442 | 54.0833 | -0.42642 | -0.91774 | -1.9085 | -0.80947
| 54.125 | -2.4163 | -4.1524 | -6.6654 | -3.66 | 54.125 | -2.4133 | -4.1472 | -6.3266 | -3.6187 | 54.125 | -0.41783 | -0.91406 | -1.8974 | -0.80277
| 54.1667 | -2.3891 | -4.1307 | -6.6313 | -3.6345 | 54.1667 | -2.3861 | -4.1257 | -6.2924 | -3.5933 | 54.1667 | -0.4093 | -0.9106 | -1.8866 | -0.79624
| 54.2083 | -2.3618 | -4.1088 | -6.5967 | -3.6088 | 54.2083 | -2.3591 | -4.1038 | -6.258 | -3.5677 | 54.2083 | -0.40074 | -0.9073 | -1.8753 | -0.78972
| 54.25 | -2.335 | -4.0861 | -6.5627 | -3.583 | 54.25 | -2.3321 | -4.0812 | -6.224 | -3.5419 | 54.25 | -0.39222 | -0.90376 | -1.8642 | -0.78312
| 54.2917 | -2.3085 | -4.0626 | -6.5289 | -3.557 | 54.2917 | -2.3057 | -4.0577 | -6.1902 | -3.5159 | 54.2917 | -0.38381 | -0.8995 | -1.8531 | -0.77626
| 54.3333 | -2.2826 | -4.0386 | -6.4957 | -3.5312 | 54.3333 | -2.2798 | -4.0338 | -6.1571 | -3.4902 | 54.3333 | -0.37559 | -0.89455 | -1.8422 | -0.76919
| 54.375 | -2.2576 | -4.0162 | -6.463 | -3.5065 | 54.375 | -2.2548 | -4.0115 | -6.1244 | -3.4655 | 54.375 | -0.36766 | -0.8897 | -1.8312 | -0.7623
| 54.4167 | -2.2334 | -3.9956 | -6.4381 | -3.4838 | 54.4167 | -2.2306 | -3.9908 | -6.1027 | -3.4431 | 54.4167 | -0.36007 | -0.88602 | -1.8212 | -0.75618
| 54.4583 | -2.2096 | -3.976 | -6.4135 | -3.4618 | 54.4583 | -2.2069 | -3.9713 | -6.0813 | -3.4216 | 54.4583 | -0.35275 | -0.88288 | -1.8114 | -0.75043
| 54.5 | -2.1865 | -3.9572 | -6.3893 | -3.4404 | 54.5 | -2.1838 | -3.9525 | -6.0602 | -3.4006 | 54.5 | -0.34566 | -0.88006 | -1.8016 | -0.74494
| 54.5417 | -2.1639 | -3.9385 | -6.3655 | -3.4195 | 54.5417 | -2.1612 | -3.9338 | -6.0396 | -3.38 | 54.5417 | -0.33881 | -0.87726 | -1.792 | -0.73958
| 54.5833 | -2.1419 | -3.9198 | -6.3419 | -3.3988 | 54.5833 | -2.1392 | -3.9152 | -6.0184 | -3.3595 | 54.5833 | -0.33219 | -0.87436 | -1.7826 | -0.73431
| 54.625 | -2.1203 | -3.9011 | -6.3152 | -3.3779 | 54.625 | -2.1176 | -3.8964 | -5.9933 | -3.3388 | 54.625 | -0.32579 | -0.87088 | -1.7729 | -0.72884
| 54.6667 | -2.0991 | -3.8824 | -6.2889 | -3.3572 | 54.6667 | -2.0965 | -3.8777 | -5.9686 | -3.3184 | 54.6667 | -0.31948 | -0.86626 | -1.7634 | -0.72292
| 54.7083 | -2.0785 | -3.8648 | -6.2668 | -3.3378 | 54.7083 | -2.0758 | -3.8601 | -5.9497 | -3.2993 | 54.7083 | -0.31331 | -0.86141 | -1.7543 | -0.71702
| 54.75 | -2.0584 | -3.8495 | -6.245 | -3.3196 | 54.75 | -2.0557 | -3.8448 | -5.931 | -3.2815 | 54.75 | -0.30735 | -0.85772 | -1.7453 | -0.71174
| 54.7917 | -2.0386 | -3.8359 | -6.2233 | -3.3024 | 54.7917 | -2.036 | -3.8313 | -5.9125 | -3.2646 | 54.7917 | -0.30153 | -0.85481 | -1.7363 | -0.70685
| 54.8333 | -2.0191 | -3.8231 | -6.2018 | -3.2856 | 54.8333 | -2.0165 | -3.8185 | -5.894 | -3.2482 | 54.8333 | -0.29583 | -0.85146 | -1.7274 | -0.70184
| 54.875 | -1.9998 | -3.8106 | -6.1955 | -3.2708 | 54.875 | -1.9972 | -3.8059 | -5.878 | -3.2323 | 54.875 | -0.29018 | -0.84772 | -1.723 | -0.69718
| 54.9167 | -1.9806 | -3.7982 | -6.1766 | -3.2547 | 54.9167 | -1.9781 | -3.7936 | -5.8665 | -3.217 | 54.9167 | -0.28459 | -0.84353 | -1.7145 | -0.69188
| 54.9583 | -1.9616 | -3.786 | -6.1542 | -3.2383 | 54.9583 | -1.9591 | -3.7813 | -5.8485 | -3.2011 | 54.9583 | -0.27903 | -0.83882 | -1.7057 | -0.68634
| 55 | -1.9426 | -3.774 | -6.1346 | -3.2224 | 55 | -1.9401 | -3.7694 | -5.832 | -3.1856 | 55 | -0.27351 | -0.83391 | -1.6971 | -0.68075
| 55.0417 | -1.9238 | -3.7629 | -6.1097 | -3.2063 | 55.0417 | -1.9213 | -3.7582 | -5.819 | -3.1708 | 55.0417 | -0.26802 | -0.8292 | -1.6948 | -0.67596
| 55.0833 | -1.9051 | -3.7524 | -6.0846 | -3.1905 | 55.0833 | -1.9027 | -3.7478 | -5.7941 | -3.1551 | 55.0833 | -0.26259 | -0.82468 | -1.6862 | -0.67058
| 55.125 | -1.8866 | -3.7426 | -6.0603 | -3.1752 | 55.125 | -1.8841 | -3.7379 | -5.7699 | -3.1398 | 55.125 | -0.25724 | -0.82042 | -1.6776 | -0.66536
| 55.1667 | -1.8682 | -3.7332 | -6.0368 | -3.1603 | 55.1667 | -1.8657 | -3.7286 | -5.7464 | -3.1249 | 55.1667 | -0.25189 | -0.81622 | -1.6692 | -0.66019
| 55.2083 | -1.8498 | -3.7244 | -6.0138 | -3.1456 | 55.2083 | -1.8474 | -3.7197 | -5.7235 | -3.1102 | 55.2083 | -0.24658 | -0.81218 | -1.6609 | -0.6551
| 55.25 | -1.8317 | -3.7164 | -5.9912 | -3.1315 | 55.25 | -1.8293 | -3.7118 | -5.7011 | -3.0962 | 55.25 | -0.24134 | -0.80842 | -1.6526 | -0.65019
| 55.2917 | -1.8139 | -3.7095 | -5.9693 | -3.1181 | 55.2917 | -1.8115 | -3.7049 | -5.6792 | -3.0828 | 55.2917 | -0.23618 | -0.80508 | -1.6445 | -0.64551
| 55.3333 | -1.7964 | -3.7037 | -5.9482 | -3.1054 | 55.3333 | -1.794 | -3.6991 | -5.658 | -3.0701 | 55.3333 | -0.23117 | -0.80227 | -1.6366 | -0.64115
| 55.375 | -1.7832 | -3.6996 | -5.9277 | -3.0954 | 55.375 | -1.7805 | -3.6949 | -5.6375 | -3.0599 | 55.375 | -0.22631 | -0.79997 | -1.6288 | -0.6371
| 55.4167 | -1.772 | -3.6981 | -5.9123 | -3.0881 | 55.4167 | -1.7693 | -3.6932 | -5.6247 | -3.0527 | 55.4167 | -0.2215 | -0.79796 | -1.6212 | -0.63323
| 55.4583 | -1.7622 | -3.6991 | -5.8968 | -3.0824 | 55.4583 | -1.7594 | -3.6938 | -5.612 | -3.0472 | 55.4583 | -0.21679 | -0.79603 | -1.6137 | -0.62944
| 55.5 | -1.7517 | -3.7031 | -5.8817 | -3.0779 | 55.5 | -1.749 | -3.6975 | -5.5995 | -3.0429 | 55.5 | -0.21221 | -0.79424 | -1.6063 | -0.62578
| 55.5417 | -1.7418 | -3.7109 | -5.8677 | -3.0754 | 55.5417 | -1.739 | -3.705 | -5.5882 | -3.0405 | 55.5417 | -0.20773 | -0.79278 | -1.599 | -0.62234
| 55.5833 | -1.7318 | -3.7226 | -5.8536 | -3.0746 | 55.5833 | -1.729 | -3.7164 | -5.5768 | -3.0398 | 55.5833 | -0.20325 | -0.79163 | -1.5908 | -0.61893
| 55.625 | -1.7219 | -3.7389 | -5.8381 | -3.0757 | 55.625 | -1.7192 | -3.7322 | -5.5626 | -3.0409 | 55.625 | -0.19872 | -0.79079 | -1.5838 | -0.61575
| 55.6667 | -1.7123 | -3.7604 | -5.823 | -3.0793 | 55.6667 | -1.7095 | -3.7533 | -5.5488 | -3.0444 | 55.6667 | -0.19397 | -0.79012 | -1.5769 | -0.61258
| 55.7083 | -1.703 | -3.788 | -5.8107 | -3.0861 | 55.7083 | -1.7003 | -3.7803 | -5.5392 | -3.0513 | 55.7083 | -0.18876 | -0.78949 | -1.5703 | -0.60926
| 55.75 | -1.6939 | -3.822 | -5.7986 | -3.0958 | 55.75 | -1.6912 | -3.8139 | -5.5298 | -3.0611 | 55.75 | -0.18293 | -0.78888 | -1.5637 | -0.60566
| 55.7917 | -1.6853 | -3.8616 | -5.7864 | -3.1082 | 55.7917 | -1.6825 | -3.853 | -5.5203 | -3.0736 | 55.7917 | -0.17641 | -0.78829 | -1.557 | -0.60175
| 55.8333 | -1.677 | -3.9053 | -5.7735 | -3.1225 | 55.8333 | -1.6743 | -3.8963 | -5.5101 | -3.088 | 55.8333 | -0.1693 | -0.78771 | -1.5501 | -0.59758
| 55.875 | -1.6693 | -3.9526 | -5.7729 | -3.1401 | 55.875 | -1.6666 | -3.9432 | -5.5016 | -3.1045 | 55.875 | -0.16166 | -0.78713 | -1.5397 | -0.59276
| 55.9167 | -1.6624 | -4.0027 | -5.7628 | -3.1582 | 55.9167 | -1.6597 | -3.9928 | -5.4952 | -3.1228 | 55.9167 | -0.15357 | -0.78657 | -1.5334 | -0.58821
| 55.9583 | -1.656 | -4.0554 | -5.7508 | -3.1774 | 55.9583 | -1.6533 | -4.045 | -5.4858 | -3.1421 | 55.9583 | -0.14511 | -0.78601 | -1.5266 | -0.58346
| 56 | -1.6504 | -4.1103 | -5.7389 | -3.198 | 56 | -1.6476 | -4.0995 | -5.4766 | -3.1628 | 56 | -0.13633 | -0.78545 | -1.5209 | -0.57866
| 56.0417 | -1.6457 | -4.1677 | -5.7258 | -3.2199 | 56.0417 | -1.6429 | -4.1565 | -5.4689 | -3.1851 | 56.0417 | -0.12719 | -0.78489 | -1.5179 | -0.57402
| 56.0833 | -1.6416 | -4.2276 | -5.7102 | -3.243 | 56.0833 | -1.6389 | -4.2159 | -5.4531 | -3.208 | 56.0833 | -0.1177 | -0.78432 | -1.5121 | -0.56891
| 56.125 | -1.6377 | -4.2893 | -5.6946 | -3.267 | 56.125 | -1.635 | -4.2773 | -5.4375 | -3.2319 | 56.125 | -0.10788 | -0.78374 | -1.5067 | -0.56369
| 56.1667 | -1.6341 | -4.353 | -5.6788 | -3.2919 | 56.1667 | -1.6315 | -4.3405 | -5.4217 | -3.2566 | 56.1667 | -0.097703 | -0.78313 | -1.5015 | -0.55831
| 56.2083 | -1.6306 | -4.4185 | -5.6628 | -3.3177 | 56.2083 | -1.628 | -4.4057 | -5.4058 | -3.2823 | 56.2083 | -0.087155 | -0.7825 | -1.4963 | -0.55276
| 56.25 | -1.6277 | -4.4868 | -5.647 | -3.345 | 56.25 | -1.625 | -4.4736 | -5.3898 | -3.3094 | 56.25 | -0.076066 | -0.78182 | -1.4907 | -0.54692
| 56.2917 | -1.6255 | -4.5586 | -5.6314 | -3.3742 | 56.2917 | -1.6229 | -4.5451 | -5.3742 | -3.3385 | 56.2917 | -0.064386 | -0.78108 | -1.4854 | -0.54081
| 56.3333 | -1.6248 | -4.6345 | -5.6167 | -3.406 | 56.3333 | -1.6222 | -4.6207 | -5.3596 | -3.3701 | 56.3333 | -0.052019 | -0.78064 | -1.4802 | -0.53453
| 56.375 | -1.6217 | -4.7146 | -5.603 | -3.4387 | 56.375 | -1.6195 | -4.7008 | -5.3459 | -3.403 | 56.375 | -0.038683 | -0.78147 | -1.475 | -0.5284
| 56.4167 | -1.6184 | -4.7974 | -5.5929 | -3.4729 | 56.4167 | -1.6162 | -4.7836 | -5.3382 | -3.4375 | 56.4167 | -0.024581 | -0.78446 | -1.4697 | -0.52287
| 56.4583 | -1.6152 | -4.881 | -5.5842 | -3.5077 | 56.4583 | -1.6131 | -4.8673 | -5.3318 | -3.4726 | 56.4583 | -0.0099146 | -0.79096 | -1.4645 | -0.51866
| 56.5 | -1.6144 | -4.9628 | -5.5762 | -3.5428 | 56.5 | -1.6123 | -4.9494 | -5.3261 | -3.5081 | 56.5 | 0.0055901 | -0.80025 | -1.4593 | -0.51532
| 56.5417 | -1.6157 | -5.0414 | -5.5679 | -3.5773 | 56.5417 | -1.6136 | -5.0282 | -5.3202 | -3.543 | 56.5417 | 0.021312 | -0.81215 | -1.4541 | -0.51305
| 56.5833 | -1.6196 | -5.1154 | -5.5651 | -3.6117 | 56.5833 | -1.6175 | -5.1026 | -5.3189 | -3.5777 | 56.5833 | 0.036841 | -0.82686 | -1.4553 | -0.51282
| 56.625 | -1.6262 | -5.1821 | -5.5568 | -3.6433 | 56.625 | -1.6241 | -5.1696 | -5.3117 | -3.6096 | 56.625 | 0.051453 | -0.84232 | -1.4501 | -0.51262
| 56.6667 | -1.6362 | -5.2408 | -5.5494 | -3.673 | 56.6667 | -1.6341 | -5.2287 | -5.3054 | -3.6396 | 56.6667 | 0.064134 | -0.85937 | -1.4448 | -0.51397
| 56.7083 | -1.6493 | -5.289 | -5.5443 | -3.6997 | 56.7083 | -1.6471 | -5.2774 | -5.3027 | -3.6667 | 56.7083 | 0.074076 | -0.8776 | -1.4395 | -0.51707
| 56.75 | -1.6656 | -5.3238 | -5.5412 | -3.7221 | 56.75 | -1.6634 | -5.3126 | -5.3019 | -3.6895 | 56.75 | 0.080615 | -0.89548 | -1.4345 | -0.52156
| 56.7917 | -1.6841 | -5.347 | -5.54 | -3.7405 | 56.7917 | -1.6818 | -5.3363 | -5.3031 | -3.7084 | 56.7917 | 0.084095 | -0.91302 | -1.4299 | -0.52729
| 56.8333 | -1.7034 | -5.3612 | -5.5417 | -3.7556 | 56.8333 | -1.7011 | -5.351 | -5.3071 | -3.7239 | 56.8333 | 0.085476 | -0.93006 | -1.4259 | -0.5338
| 56.875 | -1.7223 | -5.3665 | -5.5593 | -3.7683 | 56.875 | -1.72 | -5.3568 | -5.3278 | -3.7372 | 56.875 | 0.085484 | -0.94602 | -1.4353 | -0.54194
| 56.9167 | -1.7402 | -5.3656 | -5.5645 | -3.7764 | 56.9167 | -1.7378 | -5.3564 | -5.3373 | -3.746 | 56.9167 | 0.084536 | -0.96193 | -1.4303 | -0.54888
| 56.9583 | -1.757 | -5.3576 | -5.566 | -3.7805 | 56.9583 | -1.7546 | -5.3488 | -5.3413 | -3.7505 | 56.9583 | 0.082799 | -0.97633 | -1.4254 | -0.5555
| 57 | -1.7721 | -5.3446 | -5.5661 | -3.7814 | 57 | -1.7697 | -5.3363 | -5.3436 | -3.7519 | 57 | 0.080444 | -0.99104 | -1.42 | -0.56249
| 57.0417 | -1.7854 | -5.3249 | -5.5485 | -3.7766 | 57.0417 | -1.783 | -5.317 | -5.3263 | -3.7474 | 57.0417 | 0.077601 | -1.0045 | -1.3954 | -0.56698
| 57.0833 | -1.797 | -5.2998 | -5.5514 | -3.7709 | 57.0833 | -1.7944 | -5.2923 | -5.3293 | -3.7418 | 57.0833 | 0.075517 | -1.0171 | -1.391 | -0.57303
| 57.125 | -1.8073 | -5.27 | -5.555 | -3.7627 | 57.125 | -1.8047 | -5.263 | -5.3328 | -3.7337 | 57.125 | 0.074184 | -1.0292 | -1.3866 | -0.5785
| 57.1667 | -1.8165 | -5.2347 | -5.5591 | -3.7516 | 57.1667 | -1.8138 | -5.2281 | -5.3371 | -3.7227 | 57.1667 | 0.073629 | -1.0398 | -1.3826 | -0.58304
| 57.2083 | -1.8257 | -5.1955 | -5.5637 | -3.7387 | 57.2083 | -1.8229 | -5.1893 | -5.3418 | -3.71 | 57.2083 | 0.072598 | -1.0506 | -1.3786 | -0.58785
| 57.25 | -1.8347 | -5.1498 | -5.5692 | -3.723 | 57.25 | -1.832 | -5.1439 | -5.3473 | -3.6945 | 57.25 | 0.070358 | -1.0604 | -1.3754 | -0.59286
| 57.2917 | -1.8435 | -5.0955 | -5.575 | -3.7034 | 57.2917 | -1.8406 | -5.09 | -5.3531 | -3.6751 | 57.2917 | 0.06713 | -1.069 | -1.3724 | -0.59774
| 57.3333 | -1.8509 | -5.0299 | -5.5816 | -3.6783 | 57.3333 | -1.848 | -5.0247 | -5.3598 | -3.6501 | 57.3333 | 0.062898 | -1.074 | -1.3701 | -0.60161
| 57.375 | -1.8578 | -4.952 | -5.5882 | -3.6475 | 57.375 | -1.8548 | -4.947 | -5.3664 | -3.6193 | 57.375 | 0.056853 | -1.0752 | -1.3685 | -0.60466
| 57.4167 | -1.8647 | -4.863 | -5.592 | -3.6114 | 57.4167 | -1.8616 | -4.8583 | -5.3722 | -3.5835 | 57.4167 | 0.048861 | -1.0717 | -1.3663 | -0.60641
| 57.4583 | -1.8712 | -4.7659 | -5.5951 | -3.5715 | 57.4583 | -1.8681 | -4.7613 | -5.3773 | -3.5439 | 57.4583 | 0.039814 | -1.0617 | -1.3641 | -0.60572
| 57.5 | -1.8771 | -4.6644 | -5.5975 | -3.5293 | 57.5 | -1.874 | -4.66 | -5.3818 | -3.502 | 57.5 | 0.028437 | -1.0471 | -1.3623 | -0.60411
| 57.5417 | -1.8812 | -4.5599 | -5.5992 | -3.4849 | 57.5417 | -1.878 | -4.5555 | -5.3855 | -3.4577 | 57.5417 | 0.016185 | -1.0285 | -1.3604 | -0.60106
| 57.5833 | -1.8832 | -4.4535 | -5.5934 | -3.4378 | 57.5833 | -1.88 | -4.4492 | -5.3815 | -3.4109 | 57.5833 | 0.0034583 | -1.0059 | -1.3508 | -0.59562
| 57.625 | -1.8828 | -4.3483 | -5.5947 | -3.391 | 57.625 | -1.8796 | -4.3442 | -5.3838 | -3.3643 | 57.625 | -0.0092964 | -0.98181 | -1.3498 | -0.59047
| 57.6667 | -1.8793 | -4.245 | -5.5945 | -3.3435 | 57.6667 | -1.8761 | -4.2409 | -5.3847 | -3.317 | 57.6667 | -0.021486 | -0.95616 | -1.3488 | -0.58438
| 57.7083 | -1.8722 | -4.144 | -5.5914 | -3.2951 | 57.7083 | -1.869 | -4.14 | -5.3836 | -3.2688 | 57.7083 | -0.03208 | -0.92889 | -1.3472 | -0.57679
| 57.75 | -1.8609 | -4.0474 | -5.5865 | -3.2467 | 57.75 | -1.8577 | -4.0435 | -5.3807 | -3.2206 | 57.75 | -0.039979 | -0.90054 | -1.3458 | -0.56754
| 57.7917 | -1.8469 | -3.9546 | -5.5798 | -3.1984 | 57.7917 | -1.8437 | -3.9507 | -5.376 | -3.1726 | 57.7917 | -0.046033 | -0.87139 | -1.344 | -0.55708
| 57.8333 | -1.8314 | -3.8657 | -5.5717 | -3.1511 | 57.8333 | -1.8282 | -3.8618 | -5.3698 | -3.1256 | 57.8333 | -0.05081 | -0.84233 | -1.3422 | -0.54609
| 57.875 | -1.8154 | -3.7814 | -5.5644 | -3.1057 | 57.875 | -1.8122 | -3.7775 | -5.3651 | -3.0805 | 57.875 | -0.05477 | -0.81384 | -1.3411 | -0.53507
| 57.9167 | -1.7994 | -3.7 | -5.5581 | -3.0618 | 57.9167 | -1.7963 | -3.6962 | -5.3627 | -3.037 | 57.9167 | -0.058347 | -0.78523 | -1.3395 | -0.52376
| 57.9583 | -1.784 | -3.6232 | -5.5466 | -3.0195 | 57.9583 | -1.7809 | -3.6195 | -5.3532 | -2.995 | 57.9583 | -0.061512 | -0.75825 | -1.3367 | -0.51287
| 58 | -1.7693 | -3.5491 | -5.5359 | -2.9788 | 58 | -1.7662 | -3.5453 | -5.3445 | -2.9545 | 58 | -0.064482 | -0.73122 | -1.3349 | -0.50197
| 58.0417 | -1.7553 | -3.4791 | -5.5221 | -2.94 | 58.0417 | -1.7523 | -3.4755 | -5.3308 | -2.9158 | 58.0417 | -0.067414 | -0.70555 | -1.3492 | -0.49345
| 58.0833 | -1.7424 | -3.412 | -5.5072 | -2.9027 | 58.0833 | -1.7393 | -3.4084 | -5.3159 | -2.8786 | 58.0833 | -0.071483 | -0.6808 | -1.3473 | -0.48405
| 58.125 | -1.7302 | -3.3476 | -5.4916 | -2.867 | 58.125 | -1.7272 | -3.3441 | -5.3004 | -2.8429 | 58.125 | -0.076766 | -0.65692 | -1.3459 | -0.47563
| 58.1667 | -1.7189 | -3.2868 | -5.4739 | -2.833 | 58.1667 | -1.7159 | -3.2833 | -5.2826 | -2.8088 | 58.1667 | -0.083196 | -0.63455 | -1.3431 | -0.46823
| 58.2083 | -1.7073 | -3.2277 | -5.4559 | -2.7995 | 58.2083 | -1.7043 | -3.2243 | -5.2647 | -2.7755 | 58.2083 | -0.089583 | -0.61211 | -1.3411 | -0.46087
| 58.25 | -1.695 | -3.1721 | -5.4364 | -2.7672 | 58.25 | -1.692 | -3.1689 | -5.2452 | -2.7432 | 58.25 | -0.095419 | -0.59091 | -1.3385 | -0.45376
| 58.2917 | -1.682 | -3.1212 | -5.4154 | -2.7365 | 58.2917 | -1.679 | -3.118 | -5.2243 | -2.7125 | 58.2917 | -0.10102 | -0.57126 | -1.3352 | -0.44715
| 58.3333 | -1.6683 | -3.0762 | -5.3919 | -2.7077 | 58.3333 | -1.6653 | -3.0731 | -5.2007 | -2.6838 | 58.3333 | -0.10655 | -0.5544 | -1.3308 | -0.44162
| 58.375 | -1.6532 | -3.0364 | -5.3664 | -2.6805 | 58.375 | -1.6502 | -3.0334 | -5.1752 | -2.6566 | 58.375 | -0.11155 | -0.54022 | -1.3256 | -0.43697
| 58.4167 | -1.6363 | -3.0015 | -5.343 | -2.6549 | 58.4167 | -1.6334 | -2.9986 | -5.1536 | -2.6313 | 58.4167 | -0.11565 | -0.5284 | -1.3193 | -0.43284
| 58.4583 | -1.6184 | -2.9706 | -5.319 | -2.6305 | 58.4583 | -1.6155 | -2.9678 | -5.1313 | -2.6071 | 58.4583 | -0.11952 | -0.51923 | -1.3127 | -0.42975
| 58.5 | -1.5991 | -2.9427 | -5.2943 | -2.6068 | 58.5 | -1.5962 | -2.9399 | -5.1083 | -2.5836 | 58.5 | -0.1221 | -0.51215 | -1.3057 | -0.42697
| 58.5417 | -1.5792 | -2.9165 | -5.2694 | -2.5836 | 58.5417 | -1.5763 | -2.9138 | -5.0851 | -2.5606 | 58.5417 | -0.12426 | -0.50629 | -1.2986 | -0.42454
| 58.5833 | -1.5587 | -2.8923 | -5.2453 | -2.561 | 58.5833 | -1.5558 | -2.8897 | -5.0625 | -2.5383 | 58.5833 | -0.12608 | -0.50143 | -1.2934 | -0.42261
| 58.625 | -1.5376 | -2.8688 | -5.2179 | -2.5382 | 58.625 | -1.5348 | -2.8663 | -5.0359 | -2.5156 | 58.625 | -0.12739 | -0.49687 | -1.286 | -0.42034
| 58.6667 | -1.516 | -2.8454 | -5.1903 | -2.5151 | 58.6667 | -1.5132 | -2.8429 | -5.0093 | -2.4926 | 58.6667 | -0.12786 | -0.4923 | -1.2785 | -0.41768
| 58.7083 | -1.4947 | -2.8223 | -5.1649 | -2.4925 | 58.7083 | -1.4919 | -2.8198 | -4.9855 | -2.4703 | 58.7083 | -0.12807 | -0.48761 | -1.2707 | -0.41482
| 58.75 | -1.474 | -2.8003 | -5.1392 | -2.4707 | 58.75 | -1.4712 | -2.7979 | -4.9616 | -2.4487 | 58.75 | -0.12846 | -0.48397 | -1.2627 | -0.41249
| 58.7917 | -1.4535 | -2.7795 | -5.1136 | -2.4495 | 58.7917 | -1.4508 | -2.7771 | -4.9376 | -2.4277 | 58.7917 | -0.12865 | -0.48068 | -1.2547 | -0.41022
| 58.8333 | -1.4333 | -2.7593 | -5.0878 | -2.4287 | 58.8333 | -1.4305 | -2.757 | -4.9136 | -2.4071 | 58.8333 | -0.12872 | -0.47776 | -1.2466 | -0.40806
| 58.875 | -1.4133 | -2.7396 | -5.0632 | -2.4083 | 58.875 | -1.4106 | -2.7372 | -4.8912 | -2.3869 | 58.875 | -0.12896 | -0.47529 | -1.2388 | -0.4062
| 58.9167 | -1.3935 | -2.7198 | -5.0402 | -2.3882 | 58.9167 | -1.3908 | -2.7175 | -4.8715 | -2.3672 | 58.9167 | -0.12915 | -0.47289 | -1.2307 | -0.40432
| 58.9583 | -1.3739 | -2.6999 | -5.0155 | -2.3679 | 58.9583 | -1.3712 | -2.6976 | -4.8485 | -2.3471 | 58.9583 | -0.12944 | -0.47033 | -1.2232 | -0.40247
| 59 | -1.3544 | -2.6797 | -4.9908 | -2.3474 | 59 | -1.3517 | -2.6774 | -4.8254 | -2.3269 | 59 | -0.12971 | -0.46738 | -1.2151 | -0.40038
| 59.0417 | -1.335 | -2.6591 | -4.9759 | -2.328 | 59.0417 | -1.3323 | -2.6569 | -4.8117 | -2.3076 | 59.0417 | -0.12998 | -0.4643 | -1.2057 | -0.39809
| 59.0833 | -1.3157 | -2.6384 | -4.9473 | -2.3071 | 59.0833 | -1.3131 | -2.6362 | -4.783 | -2.2867 | 59.0833 | -0.13027 | -0.46099 | -1.1978 | -0.39587
| 59.125 | -1.2966 | -2.6174 | -4.9183 | -2.286 | 59.125 | -1.2939 | -2.6152 | -4.7541 | -2.2656 | 59.125 | -0.13046 | -0.45736 | -1.1892 | -0.39338
| 59.1667 | -1.2776 | -2.5964 | -4.8906 | -2.2651 | 59.1667 | -1.2749 | -2.5942 | -4.7264 | -2.2448 | 59.1667 | -0.13074 | -0.45362 | -1.1815 | -0.39099
| 59.2083 | -1.2587 | -2.5753 | -4.8626 | -2.2443 | 59.2083 | -1.2561 | -2.5731 | -4.6984 | -2.2239 | 59.2083 | -0.13104 | -0.44964 | -1.1729 | -0.3884
| 59.25 | -1.2242 | -2.5542 | -4.8352 | -2.2165 | 59.25 | -1.2122 | -2.552 | -4.6711 | -2.192 | 59.25 | -0.13134 | -0.44513 | -1.1646 | -0.38561
| 59.2917 | -1.1857 | -2.5332 | -4.8085 | -2.1871 | 59.2917 | -1.1703 | -2.531 | -4.6445 | -2.1611 | 59.2917 | -0.13161 | -0.44017 | -1.1566 | -0.38263
| 59.3333 | -1.1469 | -2.5136 | -4.7826 | -2.1583 | 59.3333 | -1.1335 | -2.5114 | -4.6185 | -2.1331 | 59.3333 | -0.13184 | -0.43566 | -1.1489 | -0.37987
| 59.375 | -1.0499 | -2.4958 | -4.7572 | -2.1045 | 59.375 | -1.0674 | -2.4937 | -4.5933 | -2.0931 | 59.375 | -0.13201 | -0.43102 | -1.1413 | -0.37705
| 59.4167 | -1.0354 | -2.4797 | -4.7366 | -2.0886 | 59.4167 | -1.0534 | -2.4776 | -4.574 | -2.0776 | 59.4167 | -0.13212 | -0.4266 | -1.1345 | -0.37438
| 59.4583 | -0.98215 | -2.4648 | -4.716 | -2.056 | 59.4583 | -1.0008 | -2.4626 | -4.5549 | -2.0454 | 59.4583 | -0.13218 | -0.4226 | -1.1278 | -0.37188
| 59.5 | -0.91237 | -2.4503 | -4.6958 | -2.0163 | 59.5 | -0.9338 | -2.4482 | -4.5361 | -2.0071 | 59.5 | -0.13222 | -0.41823 | -1.1212 | -0.36922
| 59.5417 | -0.87361 | -2.4369 | -4.6766 | -1.991 | 59.5417 | -0.89846 | -2.4348 | -4.5183 | -1.9835 | 59.5417 | -0.13222 | -0.41416 | -1.1147 | -0.36669
| 59.5833 | -0.86705 | -2.4244 | -4.6541 | -1.98 | 59.5833 | -0.89218 | -2.4222 | -4.4971 | -1.9728 | 59.5833 | -0.13222 | -0.41024 | -1.1088 | -0.36429
| 59.625 | -0.80215 | -2.4129 | -4.6341 | -1.9438 | 59.625 | -0.82543 | -2.4108 | -4.478 | -1.9359 | 59.625 | -0.13215 | -0.40685 | -1.1023 | -0.36203
| 59.6667 | -0.76187 | -2.3777 | -4.6148 | -1.9081 | 59.6667 | -0.78608 | -2.3742 | -4.4593 | -1.9001 | 59.6667 | -0.13211 | -0.40349 | -1.0959 | -0.35981
| 59.7083 | -0.77 | -2.3618 | -4.598 | -1.9028 | 59.7083 | -0.79166 | -2.3602 | -4.444 | -1.8946 | 59.7083 | -0.13198 | -0.40074 | -1.0898 | -0.35785
| 59.75 | -0.78816 | -2.3509 | -4.5808 | -1.9041 | 59.75 | -0.81584 | -2.3498 | -4.4282 | -1.899 | 59.75 | -0.13187 | -0.39838 | -1.0835 | -0.35606
| 59.7917 | -0.81478 | -2.3459 | -4.5635 | -1.9118 | 59.7917 | -0.84523 | -2.3446 | -4.4122 | -1.908 | 59.7917 | -0.13164 | -0.39687 | -1.0773 | -0.3546
| 59.8333 | -0.85558 | -2.3438 | -4.5451 | -1.927 | 59.8333 | -0.88278 | -2.3419 | -4.3952 | -1.9215 | 59.8333 | -0.13145 | -0.39538 | -1.0709 | -0.35314
| 59.875 | -0.8872 | -2.3444 | -4.5202 | -1.9385 | 59.875 | -0.9196 | -2.3427 | -4.3721 | -1.9357 | 59.875 | -0.13119 | -0.39399 | -1.0576 | -0.35093
| 59.9167 | -0.91177 | -2.3479 | -4.504 | -1.9492 | 59.9167 | -0.94806 | -2.3459 | -4.3587 | -1.9483 | 59.9167 | -0.13095 | -0.3927 | -1.0523 | -0.34965
| 59.9583 | -0.93657 | -2.3498 | -4.4876 | -1.9592 | 59.9583 | -0.97164 | -2.3481 | -4.3435 | -1.9581 | 59.9583 | -0.13066 | -0.39145 | -1.047 | -0.34838
| 60 | -0.95505 | -2.3519 | -4.4733 | -1.9668 | 60 | -0.99712 | -2.3492 | -4.3306 | -1.9684 | 60 | -0.13035 | -0.39034 | -1.0412 | -0.34711
| 60.0417 | -0.97233 | -2.3569 | -4.4674 | -1.9761 | 60.0417 | -1.0149 | -2.3556 | -4.3532 | -1.9817 | 60.0417 | -0.13001 | -0.38931 | -1.0376 | -0.3461
| 60.0833 | -0.99587 | -2.3631 | -4.4509 | -1.9874 | 60.0833 | -1.0371 | -2.3623 | -4.3367 | -1.9927 | 60.0833 | -0.12969 | -0.38836 | -1.0321 | -0.34492
| 60.125 | -1.014 | -2.3728 | -4.4351 | -1.998 | 60.125 | -1.0555 | -2.371 | -4.3209 | -2.003 | 60.125 | -0.1294 | -0.38748 | -1.0266 | -0.3438
| 60.1667 | -1.0266 | -2.3849 | -4.4197 | -2.0073 | 60.1667 | -1.0689 | -2.3825 | -4.3056 | -2.0123 | 60.1667 | -0.12909 | -0.38663 | -1.0215 | -0.34272
| 60.2083 | -1.0355 | -2.3994 | -4.4045 | -2.016 | 60.2083 | -1.0753 | -2.3971 | -4.2904 | -2.02 | 60.2083 | -0.12882 | -0.38602 | -1.0166 | -0.34177
| 60.25 | -1.053 | -2.4187 | -4.3897 | -2.0307 | 60.25 | -1.104 | -2.4158 | -4.2756 | -2.0394 | 60.25 | -0.12871 | -0.38571 | -1.0117 | -0.34104
| 60.2917 | -1.0742 | -2.4425 | -4.375 | -2.0491 | 60.2917 | -1.1279 | -2.4396 | -4.2608 | -2.059 | 60.2917 | -0.12884 | -0.38567 | -1.0069 | -0.34054
| 60.3333 | -1.0979 | -2.4729 | -4.3605 | -2.0715 | 60.3333 | -1.1493 | -2.4696 | -4.2463 | -2.0802 | 60.3333 | -0.12915 | -0.38564 | -1.0022 | -0.34015
| 60.375 | -1.1755 | -2.5134 | -4.3463 | -2.1224 | 60.375 | -1.1966 | -2.51 | -4.2322 | -2.1176 | 60.375 | -0.13005 | -0.38559 | -0.99772 | -0.34003
| 60.4167 | -1.1742 | -2.561 | -4.3345 | -2.1417 | 60.4167 | -1.1957 | -2.5572 | -4.2216 | -2.137 | 60.4167 | -0.13131 | -0.38555 | -0.99332 | -0.34009
| 60.4583 | -1.2104 | -2.6153 | -4.3229 | -2.1806 | 60.4583 | -1.2305 | -2.6114 | -4.2114 | -2.1755 | 60.4583 | -0.13276 | -0.38551 | -0.9889 | -0.34022
| 60.5 | -1.2651 | -2.676 | -4.3115 | -2.2307 | 60.5 | -1.2822 | -2.6718 | -4.2013 | -2.2241 | 60.5 | -0.13459 | -0.38547 | -0.98458 | -0.34053
| 60.5417 | -1.2874 | -2.7418 | -4.2998 | -2.2685 | 60.5417 | -1.3006 | -2.7374 | -4.1908 | -2.2603 | 60.5417 | -0.13691 | -0.38542 | -0.98046 | -0.34109
| 60.5833 | -1.2765 | -2.8129 | -4.2911 | -2.2943 | 60.5833 | -1.2901 | -2.8085 | -4.1827 | -2.2863 | 60.5833 | -0.13949 | -0.38537 | -0.97661 | -0.34178
| 60.625 | -1.3256 | -2.8886 | -4.2781 | -2.3484 | 60.625 | -1.3413 | -2.8839 | -4.1703 | -2.3412 | 60.625 | -0.14242 | -0.38533 | -0.97255 | -0.34262
| 60.6667 | -1.3494 | -2.9708 | -4.2652 | -2.394 | 60.6667 | -1.3641 | -2.9677 | -4.1582 | -2.3873 | 60.6667 | -0.14599 | -0.38534 | -0.96869 | -0.34378
| 60.7083 | -1.3249 | -3.0662 | -4.2536 | -2.4242 | 60.7083 | -1.3426 | -3.0612 | -4.1479 | -2.4181 | 60.7083 | -0.15 | -0.38558 | -0.96466 | -0.34522
| 60.75 | -1.2943 | -3.1629 | -4.2435 | -2.4524 | 60.75 | -1.3056 | -3.1577 | -4.1392 | -2.4436 | 60.75 | -0.15414 | -0.38587 | -0.96089 | -0.34677
| 60.7917 | -1.2575 | -3.2595 | -4.2348 | -2.4781 | 60.7917 | -1.2664 | -3.2541 | -4.132 | -2.4682 | 60.7917 | -0.15847 | -0.38621 | -0.95705 | -0.34842
| 60.8333 | -1.2088 | -3.3567 | -4.2276 | -2.4988 | 60.8333 | -1.2214 | -3.3519 | -4.1258 | -2.491 | 60.8333 | -0.16291 | -0.38678 | -0.95288 | -0.35018
| 60.875 | -1.1702 | -3.4539 | -4.2257 | -2.5247 | 60.875 | -1.1774 | -3.4485 | -4.1258 | -2.5144 | 60.875 | -0.16736 | -0.38837 | -0.95356 | -0.35294
| 60.9167 | -1.1397 | -3.5491 | -4.2179 | -2.5526 | 60.9167 | -1.1423 | -3.5441 | -4.1204 | -2.5407 | 60.9167 | -0.17183 | -0.39077 | -0.94841 | -0.35542
| 60.9583 | -1.1083 | -3.6464 | -4.2059 | -2.5805 | 60.9583 | -1.1128 | -3.6407 | -4.1161 | -2.57 | 60.9583 | -0.17629 | -0.39345 | -0.94453 | -0.35816
| 61 | -1.0817 | -3.7435 | -4.1978 | -2.611 | 61 | -1.0787 | -3.738 | -4.1095 | -2.5974 | 61 | -0.18077 | -0.39641 | -0.941 | -0.36108
| 61.0417 | -1.0609 | -3.8369 | -4.2004 | -2.6435 | 61.0417 | -1.0576 | -3.8302 | -4.096 | -2.6275 | 61.0417 | -0.18524 | -0.40035 | -0.93873 | -0.36457
| 61.0833 | -1.0351 | -3.927 | -4.1927 | -2.6712 | 61.0833 | -1.0321 | -3.9199 | -4.0884 | -2.6552 | 61.0833 | -0.18972 | -0.40556 | -0.93493 | -0.36845
| 61.125 | -1.0155 | -4.0124 | -4.1859 | -2.6998 | 61.125 | -1.0132 | -4.0058 | -4.0817 | -2.6842 | 61.125 | -0.19423 | -0.41171 | -0.9313 | -0.37278
| 61.1667 | -1.0021 | -4.0934 | -4.1798 | -2.7291 | 61.1667 | -0.99929 | -4.0877 | -4.0758 | -2.7138 | 61.1667 | -0.19907 | -0.41835 | -0.92763 | -0.37747
| 61.2083 | -0.99232 | -4.1689 | -4.1745 | -2.7577 | 61.2083 | -0.99176 | -4.1636 | -4.0706 | -2.7436 | 61.2083 | -0.20452 | -0.42535 | -0.92372 | -0.38258
| 61.25 | -0.98944 | -4.2358 | -4.1699 | -2.7857 | 61.25 | -0.98645 | -4.2311 | -4.0661 | -2.7707 | 61.25 | -0.21022 | -0.43298 | -0.91927 | -0.38801
| 61.2917 | -0.98998 | -4.2929 | -4.1666 | -2.8109 | 61.2917 | -0.98631 | -4.2883 | -4.063 | -2.7957 | 61.2917 | -0.21586 | -0.44013 | -0.91497 | -0.39322
| 61.3333 | -0.98944 | -4.3352 | -4.1655 | -2.8294 | 61.3333 | -0.98616 | -4.331 | -4.0623 | -2.8146 | 61.3333 | -0.22135 | -0.44703 | -0.91064 | -0.39824
| 61.375 | -0.99477 | -4.3594 | -4.1669 | -2.8426 | 61.375 | -0.99044 | -4.3553 | -4.0637 | -2.8274 | 61.375 | -0.22655 | -0.45511 | -0.90629 | -0.40366
| 61.4167 | -0.99624 | -4.3678 | -4.1682 | -2.8471 | 61.4167 | -0.9905 | -4.3642 | -4.0662 | -2.8317 | 61.4167 | -0.23129 | -0.46255 | -0.90173 | -0.40857
| 61.4583 | -0.99237 | -4.3633 | -4.1711 | -2.8438 | 61.4583 | -0.99001 | -4.3598 | -4.0702 | -2.83 | 61.4583 | -0.23579 | -0.47066 | -0.89731 | -0.41368
| 61.5 | -0.9968 | -4.3443 | -4.1752 | -2.8377 | 61.5 | -0.99449 | -4.3413 | -4.0755 | -2.8243 | 61.5 | -0.23977 | -0.47783 | -0.89288 | -0.41815
| 61.5417 | -1.0034 | -4.3136 | -4.18 | -2.8275 | 61.5417 | -1.0014 | -4.3108 | -4.0814 | -2.8145 | 61.5417 | -0.2421 | -0.48434 | -0.88828 | -0.42156
| 61.5833 | -1.0111 | -4.2705 | -4.1911 | -2.8131 | 61.5833 | -1.0085 | -4.2678 | -4.095 | -2.8 | 61.5833 | -0.24303 | -0.49012 | -0.88495 | -0.42417
| 61.625 | -1.0199 | -4.2165 | -4.1986 | -2.7938 | 61.625 | -1.0176 | -4.2143 | -4.1031 | -2.7812 | 61.625 | -0.24333 | -0.49514 | -0.88044 | -0.42604
| 61.6667 | -1.0318 | -4.1752 | -4.2069 | -2.7817 | 61.6667 | -1.0296 | -4.1726 | -4.1118 | -2.769 | 61.6667 | -0.24316 | -0.49914 | -0.87576 | -0.42722
| 61.7083 | -1.0465 | -4.0979 | -4.2148 | -2.7547 | 61.7083 | -1.0437 | -4.0955 | -4.1209 | -2.742 | 61.7083 | -0.24325 | -0.5028 | -0.87148 | -0.42841
| 61.75 | -1.0598 | -4.0101 | -4.2233 | -2.7225 | 61.75 | -1.0562 | -4.0075 | -4.1305 | -2.7095 | 61.75 | -0.24287 | -0.50533 | -0.86787 | -0.42896
| 61.7917 | -1.0721 | -3.9131 | -4.2316 | -2.6858 | 61.7917 | -1.0663 | -3.911 | -4.1399 | -2.6721 | 61.7917 | -0.24278 | -0.50678 | -0.86478 | -0.42923
| 61.8333 | -1.0817 | -3.81 | -4.2409 | -2.6453 | 61.8333 | -1.0759 | -3.808 | -4.1505 | -2.6318 | 61.8333 | -0.24281 | -0.50766 | -0.86277 | -0.42941
| 61.875 | -1.0966 | -3.7021 | -4.2511 | -2.6051 | 61.875 | -1.0913 | -3.7006 | -4.162 | -2.5922 | 61.875 | -0.24263 | -0.50689 | -0.86134 | -0.42882
| 61.9167 | -1.1112 | -3.592 | -4.26 | -2.5636 | 61.9167 | -1.1092 | -3.5904 | -4.1728 | -2.5523 | 61.9167 | -0.24251 | -0.50427 | -0.858 | -0.42724
| 61.9583 | -1.1295 | -3.4812 | -4.2689 | -2.5235 | 61.9583 | -1.125 | -3.48 | -4.1765 | -2.5107 | 61.9583 | -0.24238 | -0.50108 | -0.85177 | -0.42507
| 62 | -1.1477 | -3.3707 | -4.2738 | -2.4831 | 62 | -1.1492 | -3.3705 | -4.1826 | -2.4735 | 62 | -0.24226 | -0.49771 | -0.84842 | -0.42314
| 62.0417 | -1.172 | -3.2614 | -4.2769 | -2.4456 | 62.0417 | -1.1717 | -3.2612 | -4.1645 | -2.4329 | 62.0417 | -0.24215 | -0.49318 | -0.85727 | -0.42207
| 62.0833 | -1.19 | -3.1545 | -4.2843 | -2.4069 | 62.0833 | -1.1948 | -3.1543 | -4.1716 | -2.3964 | 62.0833 | -0.24212 | -0.48733 | -0.85435 | -0.41913
| 62.125 | -1.2147 | -3.049 | -4.2901 | -2.3716 | 62.125 | -1.2182 | -3.0493 | -4.1776 | -2.3608 | 62.125 | -0.2421 | -0.48044 | -0.85207 | -0.4158
| 62.1667 | -1.239 | -2.9454 | -4.2942 | -2.3369 | 62.1667 | -1.2441 | -2.9454 | -4.1816 | -2.3267 | 62.1667 | -0.24165 | -0.47287 | -0.84865 | -0.41186
| 62.2083 | -1.2755 | -2.8452 | -4.2975 | -2.3089 | 62.2083 | -1.2803 | -2.8449 | -4.1849 | -2.2984 | 62.2083 | -0.24057 | -0.46479 | -0.84655 | -0.40756
| 62.25 | -1.3054 | -2.7491 | -4.2993 | -2.2797 | 62.25 | -1.3109 | -2.7489 | -4.1868 | -2.2696 | 62.25 | -0.23902 | -0.45588 | -0.84482 | -0.40271
| 62.2917 | -1.342 | -2.6589 | -4.2991 | -2.2559 | 62.2917 | -1.3516 | -2.6587 | -4.1866 | -2.2475 | 62.2917 | -0.23713 | -0.4474 | -0.8427 | -0.39787
| 62.3333 | -1.3862 | -2.5766 | -4.296 | -2.2386 | 62.3333 | -1.397 | -2.5766 | -4.1835 | -2.2309 | 62.3333 | -0.23494 | -0.43925 | -0.84037 | -0.39301
| 62.375 | -1.4333 | -2.5006 | -4.2898 | -2.225 | 62.375 | -1.4452 | -2.5004 | -4.1774 | -2.2178 | 62.375 | -0.23212 | -0.43001 | -0.83823 | -0.38742
| 62.4167 | -1.4896 | -2.4306 | -4.2799 | -2.2178 | 62.4167 | -1.5036 | -2.4306 | -4.1684 | -2.2117 | 62.4167 | -0.22911 | -0.42045 | -0.83508 | -0.38148
| 62.4583 | -1.5621 | -2.3657 | -4.268 | -2.2199 | 62.4583 | -1.5727 | -2.3657 | -4.1575 | -2.2124 | 62.4583 | -0.22594 | -0.41001 | -0.8318 | -0.37507
| 62.5 | -1.6296 | -2.309 | -4.2546 | -2.2232 | 62.5 | -1.64 | -2.3089 | -4.1448 | -2.2156 | 62.5 | -0.22265 | -0.4002 | -0.82844 | -0.36887
| 62.5417 | -1.7104 | -2.2579 | -4.2395 | -2.2347 | 62.5417 | -1.72 | -2.2579 | -4.1307 | -2.2269 | 62.5417 | -0.22025 | -0.3909 | -0.82505 | -0.36329
| 62.5833 | -1.8014 | -2.2188 | -4.2175 | -2.2554 | 62.5833 | -1.8113 | -2.2187 | -4.1075 | -2.2475 | 62.5833 | -0.21872 | -0.38219 | -0.81986 | -0.35817
| 62.625 | -1.8927 | -2.1871 | -4.2004 | -2.28 | 62.625 | -1.9014 | -2.1873 | -4.0907 | -2.2717 | 62.625 | -0.21721 | -0.37408 | -0.81677 | -0.35355
| 62.6667 | -1.9828 | -2.1628 | -4.1818 | -2.3071 | 62.6667 | -1.9914 | -2.1631 | -4.0726 | -2.2989 | 62.6667 | -0.21528 | -0.36718 | -0.8138 | -0.34929
| 62.7083 | -2.0708 | -2.1431 | -4.1611 | -2.3352 | 62.7083 | -2.081 | -2.1436 | -4.0529 | -2.3279 | 62.7083 | -0.21246 | -0.36101 | -0.8101 | -0.34489
| 62.75 | -2.1585 | -2.1258 | -4.1389 | -2.364 | 62.75 | -2.1702 | -2.1264 | -4.0317 | -2.3576 | 62.75 | -0.20971 | -0.35539 | -0.80583 | -0.34069
| 62.7917 | -2.2483 | -2.111 | -4.1157 | -2.3948 | 62.7917 | -2.2623 | -2.1117 | -4.0095 | -2.3895 | 62.7917 | -0.20635 | -0.35029 | -0.80125 | -0.33642
| 62.8333 | -2.3404 | -2.0991 | -4.0914 | -2.4277 | 62.8333 | -2.3541 | -2.0999 | -3.9862 | -2.4225 | 62.8333 | -0.20259 | -0.3454 | -0.79647 | -0.33205
| 62.875 | -2.4254 | -2.0898 | -4.0738 | -2.4594 | 62.875 | -2.439 | -2.0907 | -3.9542 | -2.4525 | 62.875 | -0.19898 | -0.34111 | -0.79248 | -0.32809
| 62.9167 | -2.5102 | -2.0823 | -4.0519 | -2.4913 | 62.9167 | -2.5214 | -2.0834 | -3.934 | -2.4837 | 62.9167 | -0.1952 | -0.33825 | -0.78797 | -0.32464
| 62.9583 | -2.5921 | -2.0752 | -4.0285 | -2.522 | 62.9583 | -2.6053 | -2.0764 | -3.8994 | -2.514 | 62.9583 | -0.19142 | -0.33619 | -0.78373 | -0.32158
| 63 | -2.6762 | -2.0679 | -4.0048 | -2.5535 | 63 | -2.684 | -2.0691 | -3.8767 | -2.5432 | 63 | -0.18754 | -0.33425 | -0.77874 | -0.31843
| 63.0417 | -2.7496 | -2.0598 | -3.9779 | -2.5795 | 63.0417 | -2.7591 | -2.061 | -3.8648 | -2.5717 | 63.0417 | -0.18365 | -0.3324 | -0.75658 | -0.31342
| 63.0833 | -2.8283 | -2.0512 | -3.9509 | -2.6076 | 63.0833 | -2.8338 | -2.0525 | -3.838 | -2.5982 | 63.0833 | -0.17959 | -0.33052 | -0.75245 | -0.31032
| 63.125 | -2.8993 | -2.0421 | -3.9239 | -2.6322 | 63.125 | -2.9054 | -2.0436 | -3.811 | -2.623 | 63.125 | -0.1754 | -0.32864 | -0.74748 | -0.30707
| 63.1667 | -2.9701 | -2.0329 | -3.8974 | -2.6566 | 63.1667 | -2.9745 | -2.0344 | -3.7845 | -2.6467 | 63.1667 | -0.17127 | -0.32688 | -0.74348 | -0.30401
| 63.2083 | -3.0287 | -2.0233 | -3.8706 | -2.6754 | 63.2083 | -3.0338 | -2.0248 | -3.7577 | -2.6658 | 63.2083 | -0.16706 | -0.32525 | -0.73835 | -0.30084
| 63.25 | -3.094 | -2.0128 | -3.844 | -2.6968 | 63.25 | -3.0991 | -2.0144 | -3.7312 | -2.6873 | 63.25 | -0.16283 | -0.32369 | -0.73353 | -0.29773
| 63.2917 | -3.1499 | -2.0012 | -3.8181 | -2.7136 | 63.2917 | -3.1525 | -2.0029 | -3.7053 | -2.703 | 63.2917 | -0.15866 | -0.32206 | -0.72886 | -0.29464
| 63.3333 | -3.198 | -1.9888 | -3.7925 | -2.7266 | 63.3333 | -3.1995 | -1.9906 | -3.6795 | -2.7155 | 63.3333 | -0.15459 | -0.32019 | -0.72447 | -0.29151
| 63.375 | -3.2406 | -1.9777 | -3.7672 | -2.7379 | 63.375 | -3.2417 | -1.9796 | -3.6542 | -2.7266 | 63.375 | -0.15066 | -0.31784 | -0.72 | -0.28822
| 63.4167 | -3.2746 | -1.9676 | -3.7456 | -2.746 | 63.4167 | -3.2741 | -1.9694 | -3.6334 | -2.7342 | 63.4167 | -0.14687 | -0.31623 | -0.71572 | -0.28535
| 63.4583 | -3.2993 | -1.9587 | -3.7244 | -2.7507 | 63.4583 | -3.2996 | -1.9608 | -3.6129 | -2.7394 | 63.4583 | -0.14316 | -0.31479 | -0.71152 | -0.28259
| 63.5 | -3.3193 | -1.9499 | -3.7033 | -2.7533 | 63.5 | -3.3202 | -1.9521 | -3.5926 | -2.7424 | 63.5 | -0.13957 | -0.3136 | -0.70738 | -0.28001
| 63.5417 | -3.3251 | -1.9421 | -3.6828 | -2.7501 | 63.5417 | -3.3268 | -1.9445 | -3.5729 | -2.7398 | 63.5417 | -0.1361 | -0.31252 | -0.70332 | -0.27753
| 63.5833 | -3.3203 | -1.9322 | -3.6622 | -2.7414 | 63.5833 | -3.3223 | -1.9349 | -3.5537 | -2.7314 | 63.5833 | -0.13276 | -0.31138 | -0.69977 | -0.27515
| 63.625 | -3.3157 | -1.9218 | -3.6405 | -2.7323 | 63.625 | -3.3184 | -1.9243 | -3.5325 | -2.7226 | 63.625 | -0.12952 | -0.31013 | -0.69589 | -0.27272
| 63.6667 | -3.31 | -1.9099 | -3.6191 | -2.7221 | 63.6667 | -3.3127 | -1.9124 | -3.5115 | -2.7124 | 63.6667 | -0.12641 | -0.30847 | -0.69202 | -0.27017
| 63.7083 | -3.3033 | -1.8984 | -3.6 | -2.7119 | 63.7083 | -3.3048 | -1.9008 | -3.4931 | -2.7017 | 63.7083 | -0.12333 | -0.30613 | -0.68814 | -0.26733
| 63.75 | -3.2938 | -1.8894 | -3.5808 | -2.7015 | 63.75 | -3.2948 | -1.8918 | -3.4747 | -2.6912 | 63.75 | -0.12038 | -0.3043 | -0.68423 | -0.26477
| 63.7917 | -3.2808 | -1.8825 | -3.5619 | -2.6906 | 63.7917 | -3.2813 | -1.8848 | -3.4564 | -2.6801 | 63.7917 | -0.11747 | -0.30298 | -0.68028 | -0.26245
| 63.8333 | -3.2664 | -1.8762 | -3.5426 | -2.6792 | 63.8333 | -3.2668 | -1.8784 | -3.4379 | -2.6688 | 63.8333 | -0.11467 | -0.30176 | -0.67617 | -0.26021
| 63.875 | -3.2529 | -1.8699 | -3.5188 | -2.6678 | 63.875 | -3.2532 | -1.8721 | -3.4309 | -2.6591 | 63.875 | -0.11187 | -0.30057 | -0.67194 | -0.25797
| 63.9167 | -3.2393 | -1.8636 | -3.5013 | -2.6569 | 63.9167 | -3.2394 | -1.8658 | -3.415 | -2.6484 | 63.9167 | -0.10912 | -0.29899 | -0.66809 | -0.25561
| 63.9583 | -3.226 | -1.8572 | -3.4835 | -2.6463 | 63.9583 | -3.226 | -1.8594 | -3.4101 | -2.6391 | 63.9583 | -0.10635 | -0.29688 | -0.665 | -0.2531
| 64 | -3.2117 | -1.8513 | -3.4667 | -2.6354 | 64 | -3.2117 | -1.8535 | -3.3941 | -2.6283 | 64 | -0.10364 | -0.29455 | -0.66141 | -0.25046
| 64.0417 | -3.1977 | -1.846 | -3.4598 | -2.6261 | 64.0417 | -3.1976 | -1.8482 | -3.3922 | -2.6195 | 64.0417 | -0.10091 | -0.29229 | -0.662 | -0.24831
| 64.0833 | -3.1834 | -1.8413 | -3.4414 | -2.6156 | 64.0833 | -3.1833 | -1.8435 | -3.3739 | -2.609 | 64.0833 | -0.098214 | -0.29013 | -0.65872 | -0.24579
| 64.125 | -3.1691 | -1.8372 | -3.4237 | -2.6054 | 64.125 | -3.1688 | -1.8393 | -3.3562 | -2.5987 | 64.125 | -0.095598 | -0.28807 | -0.65547 | -0.24335
| 64.1667 | -3.1548 | -1.8334 | -3.4069 | -2.5955 | 64.1667 | -3.1543 | -1.8355 | -3.3394 | -2.5887 | 64.1667 | -0.09298 | -0.28606 | -0.65236 | -0.24095
| 64.2083 | -3.141 | -1.83 | -3.3907 | -2.5861 | 64.2083 | -3.1405 | -1.8321 | -3.3231 | -2.5793 | 64.2083 | -0.090364 | -0.28407 | -0.64918 | -0.23855
| 64.25 | -3.127 | -1.8274 | -3.3749 | -2.5769 | 64.25 | -3.1263 | -1.8296 | -3.3073 | -2.5701 | 64.25 | -0.087787 | -0.2822 | -0.64595 | -0.23621
| 64.2917 | -3.1131 | -1.8258 | -3.3595 | -2.5683 | 64.2917 | -3.112 | -1.8279 | -3.2918 | -2.5613 | 64.2917 | -0.085252 | -0.28044 | -0.64281 | -0.23395
| 64.3333 | -3.099 | -1.825 | -3.3448 | -2.5601 | 64.3333 | -3.0984 | -1.8271 | -3.2773 | -2.5532 | 64.3333 | -0.082793 | -0.27883 | -0.63976 | -0.23181
| 64.375 | -3.0874 | -1.825 | -3.3308 | -2.5534 | 64.375 | -3.0866 | -1.8271 | -3.2632 | -2.5465 | 64.375 | -0.080414 | -0.2776 | -0.63671 | -0.22986
| 64.4167 | -3.0725 | -1.8267 | -3.3185 | -2.5461 | 64.4167 | -3.0718 | -1.8287 | -3.2516 | -2.5393 | 64.4167 | -0.078081 | -0.27658 | -0.63345 | -0.22801
| 64.4583 | -3.0481 | -1.8313 | -3.3062 | -2.536 | 64.4583 | -3.0488 | -1.8329 | -3.24 | -2.5296 | 64.4583 | -0.075794 | -0.2756 | -0.63023 | -0.2262
| 64.5 | -3.0219 | -1.8352 | -3.2942 | -2.5247 | 64.5 | -3.0231 | -1.8367 | -3.2286 | -2.5187 | 64.5 | -0.073575 | -0.27465 | -0.62705 | -0.22444
| 64.5417 | -2.9889 | -1.8435 | -3.2835 | -2.5126 | 64.5417 | -2.9907 | -1.8443 | -3.2186 | -2.5065 | 64.5417 | -0.071422 | -0.27376 | -0.62392 | -0.22274
| 64.5833 | -2.9548 | -1.8538 | -3.2741 | -2.501 | 64.5833 | -2.9563 | -1.854 | -3.21 | -2.4946 | 64.5833 | -0.069337 | -0.27303 | -0.62093 | -0.22115
| 64.625 | -2.9156 | -1.869 | -3.2635 | -2.4891 | 64.625 | -2.9173 | -1.8686 | -3.1998 | -2.4826 | 64.625 | -0.067319 | -0.27256 | -0.61801 | -0.21972
| 64.6667 | -2.8747 | -1.8905 | -3.2534 | -2.4794 | 64.6667 | -2.8766 | -1.8894 | -3.19 | -2.4727 | 64.6667 | -0.065336 | -0.27223 | -0.61518 | -0.21838
| 64.7083 | -2.8304 | -1.9207 | -3.2446 | -2.4721 | 64.7083 | -2.8323 | -1.9189 | -3.1818 | -2.4652 | 64.7083 | -0.063227 | -0.27191 | -0.61228 | -0.21698
| 64.75 | -2.7818 | -1.9602 | -3.2357 | -2.4671 | 64.75 | -2.7839 | -1.9577 | -3.1737 | -2.46 | 64.75 | -0.060872 | -0.27162 | -0.60929 | -0.21547
| 64.7917 | -2.7298 | -2.0073 | -3.2264 | -2.4639 | 64.7917 | -2.7322 | -2.0041 | -3.1651 | -2.4567 | 64.7917 | -0.058094 | -0.27133 | -0.60619 | -0.21377
| 64.8333 | -2.6799 | -2.0593 | -3.216 | -2.4637 | 64.8333 | -2.6825 | -2.0554 | -3.1554 | -2.4563 | 64.8333 | -0.05499 | -0.27105 | -0.60281 | -0.21189
| 64.875 | -2.6333 | -2.117 | -3.2092 | -2.4678 | 64.875 | -2.6359 | -2.1123 | -3.1477 | -2.4601 | 64.875 | -0.051535 | -0.27077 | -0.59868 | -0.20977
| 64.9167 | -2.5901 | -2.1792 | -3.1978 | -2.475 | 64.9167 | -2.5927 | -2.1738 | -3.1375 | -2.4671 | 64.9167 | -0.047784 | -0.2705 | -0.59613 | -0.2077
| 64.9583 | -2.5508 | -2.2454 | -3.1907 | -2.4862 | 64.9583 | -2.5535 | -2.2394 | -3.1311 | -2.4781 | 64.9583 | -0.043768 | -0.27023 | -0.59527 | -0.2057
| 65 | -2.5157 | -2.3152 | -3.1825 | -2.5007 | 65 | -2.5187 | -2.3087 | -3.1235 | -2.4925 | 65 | -0.039495 | -0.26997 | -0.5931 | -0.20344
| 65.0417 | -2.4834 | -2.389 | -3.1595 | -2.5166 | 65.0417 | -2.4866 | -2.3818 | -3.0962 | -2.5077 | 65.0417 | -0.034985 | -0.26971 | -0.59156 | -0.20115
| 65.0833 | -2.4512 | -2.4666 | -3.1497 | -2.5357 | 65.0833 | -2.4549 | -2.4587 | -3.0864 | -2.5268 | 65.0833 | -0.030236 | -0.26944 | -0.58937 | -0.19868
| 65.125 | -2.42 | -2.547 | -3.14 | -2.5564 | 65.125 | -2.4238 | -2.5385 | -3.0767 | -2.5473 | 65.125 | -0.025269 | -0.26917 | -0.58758 | -0.19615
| 65.1667 | -2.3912 | -2.63 | -3.13 | -2.5794 | 65.1667 | -2.3951 | -2.6208 | -3.0667 | -2.57 | 65.1667 | -0.020062 | -0.26891 | -0.58588 | -0.19353
| 65.2083 | -2.3634 | -2.7161 | -3.1199 | -2.6042 | 65.2083 | -2.3669 | -2.7063 | -3.0567 | -2.5944 | 65.2083 | -0.014606 | -0.26865 | -0.5844 | -0.19083
| 65.25 | -2.3377 | -2.8061 | -3.1099 | -2.6317 | 65.25 | -2.3414 | -2.7957 | -3.0466 | -2.6216 | 65.25 | -0.008749 | -0.2684 | -0.58229 | -0.18788
| 65.2917 | -2.315 | -2.9014 | -3.1001 | -2.6629 | 65.2917 | -2.3191 | -2.8903 | -3.0369 | -2.6527 | 65.2917 | -0.0024282 | -0.26815 | -0.58046 | -0.18475
| 65.3333 | -2.2947 | -3.0033 | -3.0912 | -2.6981 | 65.3333 | -2.2982 | -2.9917 | -3.0281 | -2.6875 | 65.3333 | 0.0045675 | -0.26787 | -0.57854 | -0.18131
| 65.375 | -2.2771 | -3.1135 | -3.0836 | -2.7384 | 65.375 | -2.2805 | -3.1015 | -3.0204 | -2.7276 | 65.375 | 0.012512 | -0.2675 | -0.57665 | -0.1774
| 65.4167 | -2.2664 | -3.23 | -3.0773 | -2.7848 | 65.4167 | -2.2695 | -3.2178 | -3.0147 | -2.7738 | 65.4167 | 0.02119 | -0.26782 | -0.57438 | -0.17343
| 65.4583 | -2.2684 | -3.3485 | -3.0725 | -2.8378 | 65.4583 | -2.2701 | -3.3362 | -3.0105 | -2.8262 | 65.4583 | 0.030703 | -0.26933 | -0.57211 | -0.16962
| 65.5 | -2.277 | -3.4697 | -3.0689 | -2.8951 | 65.5 | -2.278 | -3.4574 | -3.0075 | -2.8832 | 65.5 | 0.040949 | -0.2717 | -0.56998 | -0.16589
| 65.5417 | -2.2981 | -3.5869 | -3.0651 | -2.9561 | 65.5417 | -2.2986 | -3.5749 | -3.0043 | -2.9442 | 65.5417 | 0.051509 | -0.27635 | -0.56793 | -0.16303
| 65.5833 | -2.3244 | -3.6993 | -3.0623 | -3.0174 | 65.5833 | -2.3246 | -3.6876 | -3.0015 | -3.0056 | 65.5833 | 0.062187 | -0.2832 | -0.56701 | -0.16123
| 65.625 | -2.3592 | -3.8031 | -3.0602 | -3.0788 | 65.625 | -2.3592 | -3.7919 | -2.9997 | -3.0671 | 65.625 | 0.072899 | -0.28996 | -0.56506 | -0.15926
| 65.6667 | -2.4036 | -3.8995 | -3.0596 | -3.1413 | 65.6667 | -2.4035 | -3.8888 | -2.9993 | -3.1298 | 65.6667 | 0.083454 | -0.29764 | -0.56319 | -0.15777
| 65.7083 | -2.4572 | -3.9849 | -3.0601 | -3.2032 | 65.7083 | -2.4568 | -3.9746 | -3.0004 | -3.1918 | 65.7083 | 0.093066 | -0.30655 | -0.56113 | -0.15723
| 65.75 | -2.5196 | -4.0565 | -3.0629 | -3.263 | 65.75 | -2.5189 | -4.0468 | -3.0036 | -3.2519 | 65.75 | 0.10067 | -0.31534 | -0.55894 | -0.15751
| 65.7917 | -2.589 | -4.1149 | -3.068 | -3.3204 | 65.7917 | -2.5883 | -4.106 | -3.0093 | -3.3096 | 65.7917 | 0.10585 | -0.32444 | -0.55691 | -0.15903
| 65.8333 | -2.6565 | -4.1633 | -3.0762 | -3.3728 | 65.8333 | -2.6558 | -4.1551 | -3.0183 | -3.3624 | 65.8333 | 0.10951 | -0.33339 | -0.55496 | -0.16116
| 65.875 | -2.7209 | -4.2005 | -3.0607 | -3.4163 | 65.875 | -2.7201 | -4.1931 | -3.0086 | -3.4068 | 65.875 | 0.11211 | -0.34166 | -0.53864 | -0.16187
| 65.9167 | -2.7815 | -4.2301 | -3.0697 | -3.4574 | 65.9167 | -2.7807 | -4.2233 | -3.0186 | -3.4483 | 65.9167 | 0.11398 | -0.35025 | -0.53596 | -0.16456
| 65.9583 | -2.8369 | -4.2512 | -3.0792 | -3.4924 | 65.9583 | -2.8359 | -4.2451 | -3.0288 | -3.4836 | 65.9583 | 0.11524 | -0.35747 | -0.53395 | -0.16699
| 66 | -2.8877 | -4.2662 | -3.087 | -3.5225 | 66 | -2.8864 | -4.2606 | -3.0373 | -3.5139 | 66 | 0.11604 | -0.36501 | -0.53145 | -0.1697
| 66.0417 | -2.9346 | -4.2734 | -3.102 | -3.5482 | 66.0417 | -2.9331 | -4.2685 | -3.0311 | -3.5375 | 66.0417 | 0.11633 | -0.37153 | -0.51742 | -0.17091
| 66.0833 | -2.9801 | -4.274 | -3.1168 | -3.5704 | 66.0833 | -2.978 | -4.2698 | -3.046 | -3.5597 | 66.0833 | 0.11623 | -0.37881 | -0.51593 | -0.17403
| 66.125 | -3.0237 | -4.269 | -3.1326 | -3.5893 | 66.125 | -3.0216 | -4.2655 | -3.0617 | -3.5789 | 66.125 | 0.11655 | -0.38546 | -0.51408 | -0.17664
| 66.1667 | -3.0643 | -4.2583 | -3.1495 | -3.6044 | 66.1667 | -3.0622 | -4.2554 | -3.0786 | -3.5943 | 66.1667 | 0.11749 | -0.39113 | -0.5125 | -0.17856
| 66.2083 | -3.1034 | -4.2424 | -3.1675 | -3.6167 | 66.2083 | -3.1016 | -4.24 | -3.0966 | -3.607 | 66.2083 | 0.11827 | -0.39719 | -0.51069 | -0.18071
| 66.25 | -3.1413 | -4.2191 | -3.1864 | -3.6253 | 66.25 | -3.1394 | -4.2173 | -3.1154 | -3.6158 | 66.25 | 0.11863 | -0.40279 | -0.50957 | -0.18291
| 66.2917 | -3.1764 | -4.1861 | -3.206 | -3.6285 | 66.2917 | -3.1745 | -4.1849 | -3.1351 | -3.6192 | 66.2917 | 0.11768 | -0.40803 | -0.50826 | -0.18551
| 66.3333 | -3.2086 | -4.1396 | -3.2269 | -3.6244 | 66.3333 | -3.2067 | -4.1389 | -3.1561 | -3.6154 | 66.3333 | 0.11606 | -0.4114 | -0.50755 | -0.18766
| 66.375 | -3.2378 | -4.0786 | -3.2483 | -3.6126 | 66.375 | -3.2359 | -4.0783 | -3.1776 | -3.6038 | 66.375 | 0.11301 | -0.41439 | -0.50717 | -0.1903
| 66.4167 | -3.2644 | -4.0039 | -3.2636 | -3.593 | 66.4167 | -3.2626 | -4.004 | -3.1934 | -3.5844 | 66.4167 | 0.10841 | -0.4148 | -0.50621 | -0.19242
| 66.4583 | -3.2882 | -3.92 | -3.2783 | -3.5679 | 66.4583 | -3.2864 | -3.9202 | -3.2086 | -3.5595 | 66.4583 | 0.10278 | -0.41279 | -0.50533 | -0.19393
| 66.5 | -3.308 | -3.8306 | -3.2926 | -3.5386 | 66.5 | -3.3064 | -3.8311 | -3.2234 | -3.5304 | 66.5 | 0.095662 | -0.40895 | -0.50461 | -0.1953
| 66.5417 | -3.3229 | -3.7386 | -3.3061 | -3.5058 | 66.5417 | -3.3215 | -3.7392 | -3.2375 | -3.4978 | 66.5417 | 0.087824 | -0.40212 | -0.50381 | -0.19566
| 66.5833 | -3.3343 | -3.6443 | -3.3191 | -3.4704 | 66.5833 | -3.333 | -3.6449 | -3.2511 | -3.4625 | 66.5833 | 0.079525 | -0.39201 | -0.5013 | -0.19458
| 66.625 | -3.3393 | -3.5515 | -3.3342 | -3.433 | 66.625 | -3.3381 | -3.5522 | -3.2664 | -3.4253 | 66.625 | 0.070706 | -0.38136 | -0.50122 | -0.19376
| 66.6667 | -3.3365 | -3.46 | -3.3475 | -3.3926 | 66.6667 | -3.3351 | -3.4608 | -3.28 | -3.3849 | 66.6667 | 0.061541 | -0.37018 | -0.50078 | -0.19282
| 66.7083 | -3.328 | -3.3693 | -3.3562 | -3.3495 | 66.7083 | -3.3269 | -3.3703 | -3.2892 | -3.342 | 66.7083 | 0.052681 | -0.35769 | -0.50007 | -0.19112
| 66.75 | -3.3151 | -3.282 | -3.3631 | -3.3057 | 66.75 | -3.3142 | -3.2831 | -3.2967 | -3.2984 | 66.75 | 0.045377 | -0.34475 | -0.49968 | -0.18857
| 66.7917 | -3.298 | -3.1982 | -3.3682 | -3.2614 | 66.7917 | -3.2971 | -3.1994 | -3.3023 | -3.2542 | 66.7917 | 0.039668 | -0.33083 | -0.49919 | -0.18487
| 66.8333 | -3.2799 | -3.1183 | -3.3714 | -3.2182 | 66.8333 | -3.2788 | -3.1195 | -3.3057 | -3.211 | 66.8333 | 0.03503 | -0.31709 | -0.49847 | -0.18074
| 66.875 | -3.2612 | -3.0429 | -3.3843 | -3.1779 | 66.875 | -3.2602 | -3.0442 | -3.316 | -3.1704 | 66.875 | 0.031093 | -0.30364 | -0.50252 | -0.17697
| 66.9167 | -3.2423 | -2.9704 | -3.3879 | -3.1376 | 66.9167 | -3.2414 | -2.9717 | -3.3208 | -3.1303 | 66.9167 | 0.027504 | -0.28974 | -0.50178 | -0.1723
| 66.9583 | -3.224 | -2.9022 | -3.388 | -3.0992 | 66.9583 | -3.2231 | -2.9035 | -3.3154 | -3.0913 | 66.9583 | 0.024257 | -0.27722 | -0.50051 | -0.16804
| 67 | -3.2064 | -2.8366 | -3.3882 | -3.0622 | 67 | -3.2055 | -2.8379 | -3.316 | -3.0544 | 67 | 0.021091 | -0.26443 | -0.50003 | -0.16371
| 67.0417 | -3.1895 | -2.7749 | -3.3694 | -3.0252 | 67.0417 | -3.1887 | -2.7762 | -3.3229 | -3.0203 | 67.0417 | 0.018165 | -0.25257 | -0.51126 | -0.16099
| 67.0833 | -3.1735 | -2.7159 | -3.3692 | -2.9919 | 67.0833 | -3.1727 | -2.7173 | -3.3227 | -2.987 | 67.0833 | 0.015345 | -0.23992 | -0.5107 | -0.15656
| 67.125 | -3.1584 | -2.6598 | -3.368 | -2.9601 | 67.125 | -3.1577 | -2.6612 | -3.3216 | -2.9552 | 67.125 | 0.011797 | -0.22798 | -0.5109 | -0.15285
| 67.1667 | -3.1439 | -2.6067 | -3.3645 | -2.9297 | 67.1667 | -3.1432 | -2.6082 | -3.3181 | -2.9249 | 67.1667 | 0.0073652 | -0.2171 | -0.50973 | -0.14985
| 67.2083 | -3.1293 | -2.5556 | -3.3604 | -2.9 | 67.2083 | -3.1286 | -2.5572 | -3.314 | -2.8953 | 67.2083 | 0.0027948 | -0.20595 | -0.50976 | -0.14693
| 67.25 | -3.114 | -2.5079 | -3.3547 | -2.8713 | 67.25 | -3.1133 | -2.5096 | -3.3084 | -2.8667 | 67.25 | -0.0018372 | -0.19571 | -0.50941 | -0.1444
| 67.2917 | -3.0979 | -2.4642 | -3.3473 | -2.8439 | 67.2917 | -3.0973 | -2.466 | -3.301 | -2.8394 | 67.2917 | -0.005725 | -0.18618 | -0.5088 | -0.14183
| 67.3333 | -3.0815 | -2.426 | -3.3372 | -2.8186 | 67.3333 | -3.0809 | -2.428 | -3.2909 | -2.8141 | 67.3333 | -0.0097495 | -0.17826 | -0.50734 | -0.13993
| 67.375 | -3.0638 | -2.3922 | -3.3249 | -2.7943 | 67.375 | -3.0633 | -2.3943 | -3.2786 | -2.7899 | 67.375 | -0.013567 | -0.17066 | -0.50553 | -0.13805
| 67.4167 | -3.0448 | -2.3636 | -3.3117 | -2.7717 | 67.4167 | -3.0443 | -2.3658 | -3.2658 | -2.7674 | 67.4167 | -0.016795 | -0.16454 | -0.503 | -0.13648
| 67.4583 | -3.025 | -2.3385 | -3.2977 | -2.7502 | 67.4583 | -3.0245 | -2.3408 | -3.2522 | -2.746 | 67.4583 | -0.020042 | -0.15966 | -0.50031 | -0.13546
| 67.5 | -3.0037 | -2.3158 | -3.2827 | -2.729 | 67.5 | -3.0033 | -2.3183 | -3.2377 | -2.7249 | 67.5 | -0.022694 | -0.15626 | -0.49732 | -0.13479
| 67.5417 | -2.9817 | -2.2944 | -3.2675 | -2.708 | 67.5417 | -2.9813 | -2.297 | -3.2229 | -2.704 | 67.5417 | -0.025114 | -0.15344 | -0.49436 | -0.13429
| 67.5833 | -2.9589 | -2.2746 | -3.2516 | -2.6873 | 67.5833 | -2.9585 | -2.2773 | -3.2075 | -2.6834 | 67.5833 | -0.027334 | -0.15176 | -0.49154 | -0.13421
| 67.625 | -2.9357 | -2.2549 | -3.235 | -2.6664 | 67.625 | -2.9354 | -2.2578 | -3.1912 | -2.6626 | 67.625 | -0.029256 | -0.15037 | -0.48838 | -0.1341
| 67.6667 | -2.9124 | -2.234 | -3.2184 | -2.6449 | 67.6667 | -2.9121 | -2.237 | -3.1747 | -2.6412 | 67.6667 | -0.030867 | -0.14866 | -0.48543 | -0.13373
| 67.7083 | -2.8887 | -2.2129 | -3.202 | -2.6231 | 67.7083 | -2.8883 | -2.216 | -3.1587 | -2.6196 | 67.7083 | -0.032245 | -0.14674 | -0.48216 | -0.13312
| 67.75 | -2.8654 | -2.1922 | -3.1852 | -2.6017 | 67.75 | -2.865 | -2.1954 | -3.1424 | -2.5982 | 67.75 | -0.033597 | -0.14533 | -0.47865 | -0.13271
| 67.7917 | -2.8424 | -2.1722 | -3.1685 | -2.5807 | 67.7917 | -2.8421 | -2.1754 | -3.1261 | -2.5773 | 67.7917 | -0.034754 | -0.14405 | -0.47515 | -0.13226
| 67.8333 | -2.8198 | -2.1527 | -3.1516 | -2.5602 | 67.8333 | -2.8195 | -2.156 | -3.1096 | -2.5568 | 67.8333 | -0.03583 | -0.14278 | -0.47177 | -0.1318
| 67.875 | -2.7975 | -2.1336 | -3.1427 | -2.5408 | 67.875 | -2.7972 | -2.1369 | -3.1012 | -2.5375 | 67.875 | -0.037043 | -0.14186 | -0.46588 | -0.13128
| 67.9167 | -2.7754 | -2.1143 | -3.1268 | -2.5206 | 67.9167 | -2.7751 | -2.1176 | -3.0861 | -2.5174 | 67.9167 | -0.038217 | -0.14103 | -0.46213 | -0.13101
| 67.9583 | -2.7534 | -2.0948 | -3.1105 | -2.5004 | 67.9583 | -2.7532 | -2.0982 | -3.076 | -2.4979 | 67.9583 | -0.039473 | -0.1402 | -0.45885 | -0.13084
| 68 | -2.7315 | -2.0749 | -3.0941 | -2.48 | 68 | -2.7312 | -2.0783 | -3.0601 | -2.4776 | 68 | -0.040635 | -0.13922 | -0.45508 | -0.1305
| 68.0417 | -2.7097 | -2.0546 | -3.0798 | -2.4597 | 68.0417 | -2.7096 | -2.0581 | -3.0433 | -2.4571 | 68.0417 | -0.041862 | -0.13832 | -0.44668 | -0.12971
| 68.0833 | -2.6882 | -2.034 | -3.0619 | -2.439 | 68.0833 | -2.688 | -2.0375 | -3.0253 | -2.4364 | 68.0833 | -0.043074 | -0.13743 | -0.44349 | -0.1295
| 68.125 | -2.6668 | -2.0131 | -3.0435 | -2.4181 | 68.125 | -2.6666 | -2.0166 | -3.007 | -2.4156 | 68.125 | -0.04421 | -0.13638 | -0.4395 | -0.12909
| 68.1667 | -2.6455 | -1.9921 | -3.0263 | -2.3974 | 68.1667 | -2.6454 | -1.9956 | -2.9898 | -2.3949 | 68.1667 | -0.0454 | -0.13527 | -0.43646 | -0.12879
| 68.2083 | -2.6243 | -1.9708 | -3.0086 | -2.3766 | 68.2083 | -2.6242 | -1.9744 | -2.9722 | -2.3741 | 68.2083 | -0.046608 | -0.13397 | -0.43249 | -0.12831
| 68.25 | -2.6033 | -1.9494 | -2.9915 | -2.3558 | 68.25 | -2.6032 | -1.953 | -2.9552 | -2.3533 | 68.25 | -0.047808 | -0.13212 | -0.42872 | -0.1276
| 68.2917 | -2.5824 | -1.9281 | -2.975 | -2.3352 | 68.2917 | -2.5823 | -1.9317 | -2.9386 | -2.3327 | 68.2917 | -0.049 | -0.12968 | -0.42516 | -0.12665
| 68.3333 | -2.5619 | -1.9082 | -2.9591 | -2.3155 | 68.3333 | -2.5619 | -1.9118 | -2.9227 | -2.313 | 68.3333 | -0.05018 | -0.12755 | -0.42182 | -0.12586
| 68.375 | -2.5418 | -1.8902 | -2.9436 | -2.2968 | 68.375 | -2.5417 | -1.8937 | -2.9073 | -2.2943 | 68.375 | -0.051278 | -0.1256 | -0.41851 | -0.12511
| 68.4167 | -2.522 | -1.8737 | -2.9306 | -2.2793 | 68.4167 | -2.522 | -1.8773 | -2.8946 | -2.2769 | 68.4167 | -0.052277 | -0.12406 | -0.41556 | -0.12455
| 68.4583 | -2.5021 | -1.8584 | -2.9176 | -2.2622 | 68.4583 | -2.5022 | -1.862 | -2.8819 | -2.2598 | 68.4583 | -0.053213 | -0.12254 | -0.41268 | -0.12397
| 68.5 | -2.4827 | -1.8436 | -2.9049 | -2.2456 | 68.5 | -2.4827 | -1.8472 | -2.8695 | -2.2433 | 68.5 | -0.05411 | -0.12052 | -0.40982 | -0.12315
| 68.5417 | -2.4637 | -1.83 | -2.8933 | -2.2298 | 68.5417 | -2.4638 | -1.8336 | -2.8583 | -2.2275 | 68.5417 | -0.054956 | -0.11864 | -0.40699 | -0.12237
| 68.5833 | -2.4452 | -1.8171 | -2.8822 | -2.2146 | 68.5833 | -2.4453 | -1.8207 | -2.8476 | -2.2124 | 68.5833 | -0.055779 | -0.11672 | -0.40466 | -0.12163
| 68.625 | -2.4272 | -1.8054 | -2.8706 | -2.2001 | 68.625 | -2.4272 | -1.809 | -2.8362 | -2.1979 | 68.625 | -0.056538 | -0.11519 | -0.40194 | -0.12098
| 68.6667 | -2.4096 | -1.7949 | -2.8596 | -2.1864 | 68.6667 | -2.4097 | -1.7985 | -2.8254 | -2.1842 | 68.6667 | -0.057273 | -0.11361 | -0.39918 | -0.1203
| 68.7083 | -2.3925 | -1.7863 | -2.8503 | -2.1739 | 68.7083 | -2.3925 | -1.7899 | -2.8165 | -2.1718 | 68.7083 | -0.057922 | -0.11239 | -0.39659 | -0.11976
| 68.75 | -2.3758 | -1.7791 | -2.8407 | -2.1622 | 68.75 | -2.3758 | -1.7827 | -2.8072 | -2.1601 | 68.75 | -0.05857 | -0.11122 | -0.39391 | -0.11923
| 68.7917 | -2.3593 | -1.7731 | -2.8305 | -2.1511 | 68.7917 | -2.3594 | -1.7767 | -2.7975 | -2.1491 | 68.7917 | -0.059141 | -0.11061 | -0.39122 | -0.11891
| 68.8333 | -2.3432 | -1.7674 | -2.8191 | -2.1402 | 68.8333 | -2.3433 | -1.771 | -2.7865 | -2.1382 | 68.8333 | -0.059753 | -0.10998 | -0.38846 | -0.1186
| 68.875 | -2.3284 | -1.7627 | -2.8052 | -2.13 | 68.875 | -2.3283 | -1.7662 | -2.773 | -2.1279 | 68.875 | -0.060289 | -0.10938 | -0.39435 | -0.11922
| 68.9167 | -2.3153 | -1.7598 | -2.7942 | -2.1216 | 68.9167 | -2.3151 | -1.7631 | -2.7627 | -2.1195 | 68.9167 | -0.060827 | -0.10883 | -0.39233 | -0.119
| 68.9583 | -2.3031 | -1.7587 | -2.7841 | -2.1146 | 68.9583 | -2.3028 | -1.7619 | -2.7529 | -2.1124 | 68.9583 | -0.061323 | -0.10827 | -0.39002 | -0.11871
| 69 | -2.2915 | -1.7594 | -2.7774 | -2.109 | 69 | -2.2912 | -1.7624 | -2.7466 | -2.1068 | 69 | -0.061833 | -0.10783 | -0.3875 | -0.11846
| 69.0417 | -2.2805 | -1.7622 | -2.7782 | -2.1055 | 69.0417 | -2.2802 | -1.765 | -2.7453 | -2.1029 | 69.0417 | -0.062277 | -0.10739 | -0.38947 | -0.11868
| 69.0833 | -2.2702 | -1.7679 | -2.771 | -2.1026 | 69.0833 | -2.2698 | -1.7704 | -2.7381 | -2.0999 | 69.0833 | -0.062729 | -0.10698 | -0.38719 | -0.11845
| 69.125 | -2.2606 | -1.7761 | -2.7646 | -2.1013 | 69.125 | -2.2602 | -1.7782 | -2.7317 | -2.0984 | 69.125 | -0.063206 | -0.10667 | -0.38498 | -0.11828
| 69.1667 | -2.2516 | -1.7879 | -2.7587 | -2.1019 | 69.1667 | -2.2512 | -1.7896 | -2.7259 | -2.0988 | 69.1667 | -0.063671 | -0.10634 | -0.38294 | -0.11811
| 69.2083 | -2.2434 | -1.8031 | -2.753 | -2.1043 | 69.2083 | -2.243 | -1.8044 | -2.7202 | -2.1011 | 69.2083 | -0.064142 | -0.10607 | -0.38072 | -0.11795
| 69.25 | -2.2363 | -1.8238 | -2.7476 | -2.1098 | 69.25 | -2.2359 | -1.8246 | -2.7148 | -2.1063 | 69.25 | -0.064764 | -0.1059 | -0.3788 | -0.11794
| 69.2917 | -2.2302 | -1.8509 | -2.7423 | -2.1185 | 69.2917 | -2.2299 | -1.8512 | -2.7095 | -2.1149 | 69.2917 | -0.065653 | -0.106 | -0.37684 | -0.11816
| 69.3333 | -2.2254 | -1.8863 | -2.7372 | -2.1315 | 69.3333 | -2.225 | -1.8862 | -2.7044 | -2.1277 | 69.3333 | -0.066715 | -0.10608 | -0.375 | -0.11846
| 69.375 | -2.2221 | -1.934 | -2.7323 | -2.1507 | 69.375 | -2.2216 | -1.9334 | -2.6995 | -2.1466 | 69.375 | -0.068256 | -0.10614 | -0.37312 | -0.11897
| 69.4167 | -2.22 | -1.9911 | -2.7285 | -2.1748 | 69.4167 | -2.2195 | -1.99 | -2.6959 | -2.1704 | 69.4167 | -0.070095 | -0.10621 | -0.37104 | -0.11958
| 69.4583 | -2.2188 | -2.0567 | -2.7248 | -2.203 | 69.4583 | -2.2182 | -2.055 | -2.6926 | -2.1984 | 69.4583 | -0.072095 | -0.10627 | -0.36911 | -0.12028
| 69.5 | -2.2187 | -2.1307 | -2.7212 | -2.2354 | 69.5 | -2.2182 | -2.1284 | -2.6893 | -2.2306 | 69.5 | -0.074428 | -0.10633 | -0.36696 | -0.12111
| 69.5417 | -2.22 | -2.212 | -2.7172 | -2.2717 | 69.5417 | -2.2196 | -2.2091 | -2.6856 | -2.2667 | 69.5417 | -0.077232 | -0.1064 | -0.36503 | -0.12217
| 69.5833 | -2.2221 | -2.3001 | -2.7138 | -2.3114 | 69.5833 | -2.2217 | -2.2968 | -2.6834 | -2.3064 | 69.5833 | -0.080213 | -0.10645 | -0.35972 | -0.12293
| 69.625 | -2.2252 | -2.3949 | -2.6978 | -2.3532 | 69.625 | -2.2248 | -2.391 | -2.679 | -2.3491 | 69.625 | -0.083503 | -0.10649 | -0.3576 | -0.12417
| 69.6667 | -2.2298 | -2.4959 | -2.6935 | -2.3996 | 69.6667 | -2.2295 | -2.4917 | -2.6748 | -2.3955 | 69.6667 | -0.087379 | -0.1066 | -0.35591 | -0.12576
| 69.7083 | -2.2366 | -2.6044 | -2.6892 | -2.4504 | 69.7083 | -2.2363 | -2.5998 | -2.6711 | -2.4462 | 69.7083 | -0.091622 | -0.10692 | -0.35407 | -0.12758
| 69.75 | -2.2456 | -2.7207 | -2.6863 | -2.5058 | 69.75 | -2.2453 | -2.7158 | -2.6688 | -2.5015 | 69.75 | -0.095943 | -0.10727 | -0.35219 | -0.12945
| 69.7917 | -2.2566 | -2.8421 | -2.6844 | -2.5643 | 69.7917 | -2.2562 | -2.8371 | -2.668 | -2.5602 | 69.7917 | -0.10043 | -0.10767 | -0.35017 | -0.1314
| 69.8333 | -2.2691 | -2.9676 | -2.6837 | -2.6256 | 69.8333 | -2.2687 | -2.9622 | -2.6687 | -2.6214 | 69.8333 | -0.10496 | -0.10808 | -0.34791 | -0.13334
| 69.875 | -2.2816 | -3.0949 | -2.6627 | -2.6854 | 69.875 | -2.2814 | -3.0895 | -2.6613 | -2.6828 | 69.875 | -0.1095 | -0.1086 | -0.32866 | -0.13345
| 69.9167 | -2.2936 | -3.2215 | -2.6608 | -2.7468 | 69.9167 | -2.2935 | -3.2163 | -2.66 | -2.7444 | 69.9167 | -0.11404 | -0.10939 | -0.32597 | -0.13552
| 69.9583 | -2.3055 | -3.3465 | -2.6659 | -2.8082 | 69.9583 | -2.3055 | -3.3413 | -2.6626 | -2.8055 | 69.9583 | -0.11857 | -0.11051 | -0.32471 | -0.1379
| 70 | -2.3178 | -3.4698 | -2.6654 | -2.8684 | 70 | -2.3176 | -3.4648 | -2.6627 | -2.8658 | 70 | -0.12311 | -0.11147 | -0.32315 | -0.14016

## Fig3 (4th row)
Tank Capacity
| System-wide power outage |  |  |  |  | Source-wide power outage |  |  |  |  | Distribution power outage
| Time(days) | West | Central | East | System | Time(days) | West | Central | East | System | Time(days) | West | Central | East | System
| 0 | 0.89073 | 0.78952 | 0.96528 | 0.89871 | 0 | 0.89073 | 0.78952 | 0.96528 | 0.89871 | 0 | 0.89073 | 0.78952 | 0.96528 | 0.89871
| 0.041667 | 0.89038 | 0.78809 | 0.97383 | 0.90115 | 0.041667 | 0.89038 | 0.78809 | 0.97383 | 0.90115 | 0.041667 | 0.89038 | 0.78809 | 0.97383 | 0.90115
| 0.083333 | 0.89002 | 0.78654 | 0.98238 | 0.90356 | 0.083333 | 0.89002 | 0.78654 | 0.98238 | 0.90356 | 0.083333 | 0.89002 | 0.78654 | 0.98238 | 0.90356
| 0.125 | 0.88967 | 0.78536 | 0.98603 | 0.9044 | 0.125 | 0.88967 | 0.78536 | 0.98603 | 0.9044 | 0.125 | 0.88967 | 0.78536 | 0.98603 | 0.9044
| 0.16667 | 0.88931 | 0.78421 | 0.98837 | 0.90481 | 0.16667 | 0.88931 | 0.78421 | 0.98837 | 0.90481 | 0.16667 | 0.88931 | 0.78421 | 0.98837 | 0.90481
| 0.20833 | 0.88896 | 0.7831 | 0.98989 | 0.90496 | 0.20833 | 0.88896 | 0.7831 | 0.98989 | 0.90496 | 0.20833 | 0.88896 | 0.7831 | 0.98989 | 0.90496
| 0.25 | 0.88856 | 0.78191 | 0.99085 | 0.90488 | 0.25 | 0.88856 | 0.78191 | 0.99085 | 0.90488 | 0.25 | 0.88856 | 0.78191 | 0.99085 | 0.90488
| 0.29167 | 0.88809 | 0.78052 | 0.99157 | 0.90466 | 0.29167 | 0.88809 | 0.78052 | 0.99157 | 0.90466 | 0.29167 | 0.88809 | 0.78052 | 0.99157 | 0.90466
| 0.33333 | 0.8875 | 0.77882 | 0.99166 | 0.90411 | 0.33333 | 0.8875 | 0.77882 | 0.99166 | 0.90411 | 0.33333 | 0.8875 | 0.77882 | 0.99166 | 0.90411
| 0.375 | 0.88677 | 0.77678 | 0.9904 | 0.90298 | 0.375 | 0.88677 | 0.77678 | 0.9904 | 0.90298 | 0.375 | 0.88677 | 0.77678 | 0.9904 | 0.90298
| 0.41667 | 0.88597 | 0.77457 | 0.98862 | 0.90162 | 0.41667 | 0.88597 | 0.77457 | 0.98862 | 0.90162 | 0.41667 | 0.88597 | 0.77457 | 0.98862 | 0.90162
| 0.45833 | 0.88514 | 0.77227 | 0.98691 | 0.90025 | 0.45833 | 0.88514 | 0.77227 | 0.98691 | 0.90025 | 0.45833 | 0.88514 | 0.77227 | 0.98691 | 0.90025
| 0.5 | 0.8845 | 0.76991 | 0.98525 | 0.89898 | 0.5 | 0.8845 | 0.76991 | 0.98525 | 0.89898 | 0.5 | 0.8845 | 0.76991 | 0.98525 | 0.89898
| 0.54167 | 0.88402 | 0.7675 | 0.98363 | 0.8978 | 0.54167 | 0.88402 | 0.7675 | 0.98363 | 0.8978 | 0.54167 | 0.88402 | 0.7675 | 0.98363 | 0.8978
| 0.58333 | 0.88368 | 0.76505 | 0.98204 | 0.8967 | 0.58333 | 0.88368 | 0.76505 | 0.98204 | 0.8967 | 0.58333 | 0.88368 | 0.76505 | 0.98204 | 0.8967
| 0.625 | 0.88345 | 0.76257 | 0.98048 | 0.89565 | 0.625 | 0.88345 | 0.76257 | 0.98048 | 0.89565 | 0.625 | 0.88345 | 0.76257 | 0.98048 | 0.89565
| 0.66667 | 0.88329 | 0.76002 | 0.97864 | 0.89453 | 0.66667 | 0.88329 | 0.76002 | 0.97864 | 0.89453 | 0.66667 | 0.88329 | 0.76002 | 0.97864 | 0.89453
| 0.70833 | 0.88317 | 0.75738 | 0.97628 | 0.89324 | 0.70833 | 0.88317 | 0.75738 | 0.97628 | 0.89324 | 0.70833 | 0.88317 | 0.75738 | 0.97628 | 0.89324
| 0.75 | 0.88307 | 0.75463 | 0.97322 | 0.89171 | 0.75 | 0.88307 | 0.75463 | 0.97322 | 0.89171 | 0.75 | 0.88307 | 0.75463 | 0.97322 | 0.89171
| 0.79167 | 0.88302 | 0.75184 | 0.97003 | 0.89016 | 0.79167 | 0.88302 | 0.75184 | 0.97003 | 0.89016 | 0.79167 | 0.88302 | 0.75184 | 0.97003 | 0.89016
| 0.83333 | 0.88303 | 0.74908 | 0.96722 | 0.88877 | 0.83333 | 0.88303 | 0.74908 | 0.96722 | 0.88877 | 0.83333 | 0.88303 | 0.74908 | 0.96722 | 0.88877
| 0.875 | 0.88311 | 0.74639 | 0.965 | 0.88762 | 0.875 | 0.88311 | 0.74639 | 0.965 | 0.88762 | 0.875 | 0.88311 | 0.74639 | 0.965 | 0.88762
| 0.91667 | 0.88328 | 0.74377 | 0.96349 | 0.88676 | 0.91667 | 0.88328 | 0.74377 | 0.96349 | 0.88676 | 0.91667 | 0.88328 | 0.74377 | 0.96349 | 0.88676
| 0.95833 | 0.88352 | 0.74126 | 0.96283 | 0.88625 | 0.95833 | 0.88352 | 0.74126 | 0.96283 | 0.88625 | 0.95833 | 0.88352 | 0.74126 | 0.96283 | 0.88625
| 1 | 0.88356 | 0.73671 | 0.96281 | 0.8855 | 1 | 0.88356 | 0.73672 | 0.96281 | 0.8855 | 1 | 0.88356 | 0.73671 | 0.96281 | 0.8855
| 1.0417 | 0.88371 | 0.73217 | 0.9628 | 0.88482 | 1.0417 | 0.88371 | 0.73217 | 0.9628 | 0.88482 | 1.0417 | 0.88371 | 0.73217 | 0.9628 | 0.88482
| 1.0833 | 0.884 | 0.72764 | 0.96278 | 0.8842 | 1.0833 | 0.884 | 0.72764 | 0.96278 | 0.8842 | 1.0833 | 0.884 | 0.72764 | 0.96278 | 0.8842
| 1.125 | 0.8844 | 0.72309 | 0.96278 | 0.88364 | 1.125 | 0.8844 | 0.72309 | 0.96278 | 0.88364 | 1.125 | 0.8844 | 0.72309 | 0.96278 | 0.88364
| 1.1667 | 0.88494 | 0.71855 | 0.96278 | 0.88315 | 1.1667 | 0.88494 | 0.71855 | 0.96278 | 0.88315 | 1.1667 | 0.88494 | 0.71855 | 0.96278 | 0.88315
| 1.2083 | 0.88559 | 0.71401 | 0.96278 | 0.88273 | 1.2083 | 0.88559 | 0.71401 | 0.96278 | 0.88273 | 1.2083 | 0.88559 | 0.71401 | 0.96278 | 0.88273
| 1.25 | 0.88638 | 0.70947 | 0.96278 | 0.88236 | 1.25 | 0.88638 | 0.70947 | 0.96278 | 0.88236 | 1.25 | 0.88638 | 0.70947 | 0.96278 | 0.88236
| 1.2917 | 0.88729 | 0.70493 | 0.96278 | 0.88206 | 1.2917 | 0.88729 | 0.70493 | 0.96278 | 0.88206 | 1.2917 | 0.88729 | 0.70493 | 0.96278 | 0.88206
| 1.3333 | 0.88832 | 0.70039 | 0.96278 | 0.88182 | 1.3333 | 0.88832 | 0.70039 | 0.96278 | 0.88182 | 1.3333 | 0.88832 | 0.70039 | 0.96278 | 0.88182
| 1.375 | 0.88948 | 0.69584 | 0.96278 | 0.88164 | 1.375 | 0.88948 | 0.69585 | 0.96278 | 0.88164 | 1.375 | 0.88948 | 0.69584 | 0.96278 | 0.88164
| 1.4167 | 0.89076 | 0.6913 | 0.96278 | 0.88153 | 1.4167 | 0.89076 | 0.6913 | 0.96278 | 0.88153 | 1.4167 | 0.89076 | 0.6913 | 0.96278 | 0.88153
| 1.4583 | 0.89217 | 0.68676 | 0.96278 | 0.88147 | 1.4583 | 0.89217 | 0.68676 | 0.96278 | 0.88147 | 1.4583 | 0.89217 | 0.68676 | 0.96278 | 0.88147
| 1.5 | 0.89359 | 0.68222 | 0.96278 | 0.88143 | 1.5 | 0.89359 | 0.68222 | 0.96278 | 0.88143 | 1.5 | 0.89359 | 0.68222 | 0.96278 | 0.88143
| 1.5417 | 0.89501 | 0.67768 | 0.96278 | 0.88138 | 1.5417 | 0.89501 | 0.67768 | 0.96278 | 0.88138 | 1.5417 | 0.89501 | 0.67768 | 0.96278 | 0.88138
| 1.5833 | 0.89644 | 0.67314 | 0.96278 | 0.88133 | 1.5833 | 0.89643 | 0.67314 | 0.96278 | 0.88133 | 1.5833 | 0.89643 | 0.67314 | 0.96278 | 0.88133
| 1.625 | 0.89786 | 0.6686 | 0.96278 | 0.88129 | 1.625 | 0.89786 | 0.6686 | 0.96278 | 0.88129 | 1.625 | 0.89786 | 0.6686 | 0.96278 | 0.88129
| 1.6667 | 0.89928 | 0.66405 | 0.96278 | 0.88124 | 1.6667 | 0.89928 | 0.66406 | 0.96278 | 0.88124 | 1.6667 | 0.89928 | 0.66405 | 0.96278 | 0.88124
| 1.7083 | 0.9007 | 0.65951 | 0.96278 | 0.88119 | 1.7083 | 0.9007 | 0.65951 | 0.96278 | 0.88119 | 1.7083 | 0.9007 | 0.65951 | 0.96278 | 0.88119
| 1.75 | 0.90212 | 0.65497 | 0.96278 | 0.88115 | 1.75 | 0.90212 | 0.65497 | 0.96278 | 0.88115 | 1.75 | 0.90212 | 0.65497 | 0.96278 | 0.88115
| 1.7917 | 0.90354 | 0.65043 | 0.96278 | 0.8811 | 1.7917 | 0.90354 | 0.65043 | 0.96278 | 0.8811 | 1.7917 | 0.90354 | 0.65043 | 0.96278 | 0.8811
| 1.8333 | 0.90496 | 0.64589 | 0.96278 | 0.88105 | 1.8333 | 0.90496 | 0.64589 | 0.96278 | 0.88105 | 1.8333 | 0.90496 | 0.64589 | 0.96278 | 0.88105
| 1.875 | 0.90638 | 0.64135 | 0.96278 | 0.88101 | 1.875 | 0.90638 | 0.64135 | 0.96278 | 0.88101 | 1.875 | 0.90638 | 0.64135 | 0.96278 | 0.88101
| 1.9167 | 0.9078 | 0.6368 | 0.96278 | 0.88096 | 1.9167 | 0.9078 | 0.63681 | 0.96278 | 0.88096 | 1.9167 | 0.9078 | 0.6368 | 0.96278 | 0.88096
| 1.9583 | 0.90922 | 0.63226 | 0.96278 | 0.88091 | 1.9583 | 0.90922 | 0.63226 | 0.96278 | 0.88091 | 1.9583 | 0.90922 | 0.63226 | 0.96278 | 0.88091
| 2 | 0.91064 | 0.62772 | 0.96278 | 0.88086 | 2 | 0.91064 | 0.62772 | 0.96278 | 0.88086 | 2 | 0.91064 | 0.62772 | 0.96278 | 0.88086
| 2.0417 | 0.91206 | 0.62318 | 0.96278 | 0.88082 | 2.0417 | 0.91206 | 0.62318 | 0.96278 | 0.88082 | 2.0417 | 0.91206 | 0.62318 | 0.96278 | 0.88082
| 2.0833 | 0.91348 | 0.61864 | 0.96278 | 0.88077 | 2.0833 | 0.91348 | 0.61864 | 0.96278 | 0.88077 | 2.0833 | 0.91348 | 0.61864 | 0.96278 | 0.88077
| 2.125 | 0.91489 | 0.6141 | 0.96278 | 0.88072 | 2.125 | 0.91489 | 0.6141 | 0.96278 | 0.88072 | 2.125 | 0.91489 | 0.6141 | 0.96278 | 0.88072
| 2.1667 | 0.91631 | 0.60956 | 0.96278 | 0.88068 | 2.1667 | 0.91631 | 0.60956 | 0.96278 | 0.88068 | 2.1667 | 0.91631 | 0.60956 | 0.96278 | 0.88068
| 2.2083 | 0.91773 | 0.60501 | 0.96278 | 0.88063 | 2.2083 | 0.91773 | 0.60502 | 0.96278 | 0.88063 | 2.2083 | 0.91773 | 0.60501 | 0.96278 | 0.88063
| 2.25 | 0.91915 | 0.60047 | 0.96278 | 0.88058 | 2.25 | 0.91915 | 0.60047 | 0.96278 | 0.88058 | 2.25 | 0.91915 | 0.60047 | 0.96278 | 0.88058
| 2.2917 | 0.92057 | 0.59593 | 0.96278 | 0.88053 | 2.2917 | 0.92057 | 0.59593 | 0.96278 | 0.88053 | 2.2917 | 0.92057 | 0.59593 | 0.96278 | 0.88053
| 2.3333 | 0.92199 | 0.59139 | 0.96278 | 0.88048 | 2.3333 | 0.92199 | 0.59139 | 0.96278 | 0.88048 | 2.3333 | 0.92199 | 0.59139 | 0.96278 | 0.88048
| 2.375 | 0.92341 | 0.58685 | 0.96278 | 0.88044 | 2.375 | 0.9234 | 0.58685 | 0.96278 | 0.88044 | 2.375 | 0.9234 | 0.58685 | 0.96278 | 0.88044
| 2.4167 | 0.92482 | 0.58231 | 0.96278 | 0.88039 | 2.4167 | 0.92482 | 0.58231 | 0.96278 | 0.88039 | 2.4167 | 0.92482 | 0.58231 | 0.96278 | 0.88039
| 2.4583 | 0.92624 | 0.57776 | 0.96278 | 0.88034 | 2.4583 | 0.92624 | 0.57777 | 0.96278 | 0.88034 | 2.4583 | 0.92624 | 0.57776 | 0.96278 | 0.88034
| 2.5 | 0.92766 | 0.57322 | 0.96278 | 0.88029 | 2.5 | 0.92766 | 0.57322 | 0.96278 | 0.88029 | 2.5 | 0.92766 | 0.57322 | 0.96278 | 0.88029
| 2.5417 | 0.92897 | 0.56929 | 0.96278 | 0.88029 | 2.5417 | 0.92897 | 0.5693 | 0.96278 | 0.88029 | 2.5417 | 0.92897 | 0.56929 | 0.96278 | 0.88029
| 2.5833 | 0.93006 | 0.56659 | 0.96278 | 0.88039 | 2.5833 | 0.93006 | 0.56659 | 0.96278 | 0.88039 | 2.5833 | 0.93006 | 0.56659 | 0.96278 | 0.88039
| 2.625 | 0.93094 | 0.56511 | 0.96278 | 0.88058 | 2.625 | 0.93094 | 0.56511 | 0.96278 | 0.88058 | 2.625 | 0.93094 | 0.56511 | 0.96278 | 0.88058
| 2.6667 | 0.9316 | 0.56486 | 0.96278 | 0.88087 | 2.6667 | 0.9316 | 0.56486 | 0.96278 | 0.88087 | 2.6667 | 0.9316 | 0.56486 | 0.96278 | 0.88087
| 2.7083 | 0.93205 | 0.56582 | 0.96278 | 0.88125 | 2.7083 | 0.93205 | 0.56582 | 0.96278 | 0.88125 | 2.7083 | 0.93205 | 0.56582 | 0.96278 | 0.88125
| 2.75 | 0.93228 | 0.568 | 0.96278 | 0.88173 | 2.75 | 0.93228 | 0.568 | 0.96278 | 0.88173 | 2.75 | 0.93228 | 0.568 | 0.96278 | 0.88173
| 2.7917 | 0.9323 | 0.5714 | 0.96278 | 0.88231 | 2.7917 | 0.9323 | 0.5714 | 0.96278 | 0.88231 | 2.7917 | 0.9323 | 0.5714 | 0.96278 | 0.88231
| 2.8333 | 0.9321 | 0.57601 | 0.96278 | 0.88298 | 2.8333 | 0.9321 | 0.57602 | 0.96278 | 0.88298 | 2.8333 | 0.9321 | 0.57601 | 0.96278 | 0.88298
| 2.875 | 0.93169 | 0.58184 | 0.96278 | 0.88374 | 2.875 | 0.93169 | 0.58184 | 0.96278 | 0.88375 | 2.875 | 0.93169 | 0.58184 | 0.96278 | 0.88374
| 2.9167 | 0.93107 | 0.58888 | 0.96278 | 0.88461 | 2.9167 | 0.93107 | 0.58889 | 0.96278 | 0.88461 | 2.9167 | 0.93107 | 0.58888 | 0.96278 | 0.88461
| 2.9583 | 0.93023 | 0.59713 | 0.96278 | 0.88556 | 2.9583 | 0.93023 | 0.59714 | 0.96278 | 0.88556 | 2.9583 | 0.93023 | 0.59713 | 0.96278 | 0.88556
| 3 | 0.92918 | 0.6066 | 0.96278 | 0.88661 | 3 | 0.92918 | 0.6066 | 0.96278 | 0.88662 | 3 | 0.92918 | 0.6066 | 0.96278 | 0.88661
| 3.0417 | 0.92792 | 0.61726 | 0.96278 | 0.88776 | 3.0417 | 0.92792 | 0.61726 | 0.96278 | 0.88776 | 3.0417 | 0.92792 | 0.61726 | 0.96278 | 0.88776
| 3.0833 | 0.92644 | 0.62913 | 0.96278 | 0.889 | 3.0833 | 0.92644 | 0.62914 | 0.96278 | 0.889 | 3.0833 | 0.92644 | 0.62913 | 0.96278 | 0.889
| 3.125 | 0.92476 | 0.64221 | 0.96278 | 0.89034 | 3.125 | 0.92476 | 0.64221 | 0.96278 | 0.89034 | 3.125 | 0.92476 | 0.64221 | 0.96278 | 0.89034
| 3.1667 | 0.92286 | 0.65648 | 0.96278 | 0.89177 | 3.1667 | 0.92286 | 0.65649 | 0.96278 | 0.89177 | 3.1667 | 0.92286 | 0.65648 | 0.96278 | 0.89177
| 3.2083 | 0.92075 | 0.67196 | 0.96278 | 0.89329 | 3.2083 | 0.92075 | 0.67196 | 0.96278 | 0.89329 | 3.2083 | 0.92075 | 0.67196 | 0.96278 | 0.89329
| 3.25 | 0.91858 | 0.68776 | 0.96278 | 0.89484 | 3.25 | 0.91858 | 0.68777 | 0.96278 | 0.89485 | 3.25 | 0.91858 | 0.68776 | 0.96278 | 0.89484
| 3.2917 | 0.91642 | 0.70357 | 0.96278 | 0.8964 | 3.2917 | 0.91642 | 0.70357 | 0.96278 | 0.8964 | 3.2917 | 0.91642 | 0.70357 | 0.96278 | 0.8964
| 3.3333 | 0.91425 | 0.71937 | 0.96278 | 0.89795 | 3.3333 | 0.91425 | 0.71938 | 0.96278 | 0.89795 | 3.3333 | 0.91425 | 0.71937 | 0.96278 | 0.89795
| 3.375 | 0.91209 | 0.73518 | 0.96278 | 0.8995 | 3.375 | 0.91208 | 0.73518 | 0.96278 | 0.8995 | 3.375 | 0.91209 | 0.73518 | 0.96278 | 0.8995
| 3.4167 | 0.90992 | 0.75099 | 0.96278 | 0.90105 | 3.4167 | 0.90992 | 0.75099 | 0.96278 | 0.90105 | 3.4167 | 0.90992 | 0.75099 | 0.96278 | 0.90105
| 3.4583 | 0.90775 | 0.76679 | 0.96278 | 0.9026 | 3.4583 | 0.90775 | 0.7668 | 0.96278 | 0.9026 | 3.4583 | 0.90775 | 0.76679 | 0.96278 | 0.9026
| 3.5 | 0.90559 | 0.7826 | 0.96278 | 0.90415 | 3.5 | 0.90559 | 0.7826 | 0.96278 | 0.90415 | 3.5 | 0.90559 | 0.7826 | 0.96278 | 0.90415
| 3.5417 | 0.90353 | 0.79779 | 0.96278 | 0.90566 | 3.5417 | 0.90353 | 0.79779 | 0.96278 | 0.90566 | 3.5417 | 0.90353 | 0.79779 | 0.96278 | 0.90566
| 3.5833 | 0.90169 | 0.81175 | 0.96278 | 0.90706 | 3.5833 | 0.90169 | 0.81176 | 0.96278 | 0.90706 | 3.5833 | 0.90169 | 0.81175 | 0.96278 | 0.90706
| 3.625 | 0.90007 | 0.82449 | 0.96278 | 0.90838 | 3.625 | 0.90007 | 0.8245 | 0.96278 | 0.90838 | 3.625 | 0.90007 | 0.82449 | 0.96278 | 0.90838
| 3.6667 | 0.89866 | 0.83602 | 0.96278 | 0.90959 | 3.6667 | 0.89866 | 0.83602 | 0.96278 | 0.90959 | 3.6667 | 0.89866 | 0.83602 | 0.96278 | 0.90959
| 3.7083 | 0.89746 | 0.84632 | 0.96278 | 0.91071 | 3.7083 | 0.89746 | 0.84632 | 0.96278 | 0.91071 | 3.7083 | 0.89746 | 0.84632 | 0.96278 | 0.91071
| 3.75 | 0.89649 | 0.8554 | 0.96278 | 0.91173 | 3.75 | 0.89648 | 0.85541 | 0.96278 | 0.91174 | 3.75 | 0.89649 | 0.8554 | 0.96278 | 0.91173
| 3.7917 | 0.89572 | 0.86326 | 0.96278 | 0.91266 | 3.7917 | 0.89572 | 0.86327 | 0.96278 | 0.91266 | 3.7917 | 0.89572 | 0.86326 | 0.96278 | 0.91266
| 3.8333 | 0.89517 | 0.86991 | 0.96278 | 0.9135 | 3.8333 | 0.89517 | 0.86992 | 0.96278 | 0.9135 | 3.8333 | 0.89517 | 0.86991 | 0.96278 | 0.9135
| 3.875 | 0.89483 | 0.87535 | 0.96278 | 0.91423 | 3.875 | 0.89483 | 0.87535 | 0.96278 | 0.91423 | 3.875 | 0.89483 | 0.87535 | 0.96278 | 0.91423
| 3.9167 | 0.89471 | 0.87957 | 0.96278 | 0.91488 | 3.9167 | 0.89471 | 0.87958 | 0.96278 | 0.91488 | 3.9167 | 0.89471 | 0.87957 | 0.96278 | 0.91488
| 3.9583 | 0.8948 | 0.88258 | 0.96278 | 0.91542 | 3.9583 | 0.8948 | 0.88259 | 0.96278 | 0.91542 | 3.9583 | 0.8948 | 0.88258 | 0.96278 | 0.91542
| 4 | 0.89511 | 0.88438 | 0.96278 | 0.91588 | 4 | 0.8951 | 0.88439 | 0.96278 | 0.91588 | 4 | 0.89511 | 0.88438 | 0.96278 | 0.91588
| 4.0417 | 0.89562 | 0.88498 | 0.96278 | 0.91623 | 4.0417 | 0.89562 | 0.88499 | 0.96278 | 0.91623 | 4.0417 | 0.89562 | 0.88498 | 0.96278 | 0.91623
| 4.0833 | 0.89635 | 0.88437 | 0.96278 | 0.9165 | 4.0833 | 0.89635 | 0.88438 | 0.96278 | 0.9165 | 4.0833 | 0.89635 | 0.88437 | 0.96278 | 0.9165
| 4.125 | 0.89729 | 0.88256 | 0.96278 | 0.91666 | 4.125 | 0.89729 | 0.88257 | 0.96278 | 0.91666 | 4.125 | 0.89729 | 0.88256 | 0.96278 | 0.91666
| 4.1667 | 0.89844 | 0.87955 | 0.96278 | 0.91674 | 4.1667 | 0.89844 | 0.87956 | 0.96278 | 0.91674 | 4.1667 | 0.89844 | 0.87955 | 0.96278 | 0.91674
| 4.2083 | 0.8998 | 0.87534 | 0.96278 | 0.91672 | 4.2083 | 0.8998 | 0.87535 | 0.96278 | 0.91672 | 4.2083 | 0.8998 | 0.87534 | 0.96278 | 0.91672
| 4.25 | 0.90122 | 0.87079 | 0.96278 | 0.91667 | 4.25 | 0.90122 | 0.87081 | 0.96278 | 0.91667 | 4.25 | 0.90122 | 0.87079 | 0.96278 | 0.91667
| 4.2917 | 0.90264 | 0.86625 | 0.96278 | 0.91662 | 4.2917 | 0.90264 | 0.86626 | 0.96278 | 0.91662 | 4.2917 | 0.90264 | 0.86625 | 0.96278 | 0.91662
| 4.3333 | 0.90406 | 0.86171 | 0.96278 | 0.91658 | 4.3333 | 0.90406 | 0.86172 | 0.96278 | 0.91658 | 4.3333 | 0.90406 | 0.86171 | 0.96278 | 0.91658
| 4.375 | 0.90548 | 0.85717 | 0.96278 | 0.91653 | 4.375 | 0.90548 | 0.85718 | 0.96278 | 0.91653 | 4.375 | 0.90548 | 0.85717 | 0.96278 | 0.91653
| 4.4167 | 0.9069 | 0.85263 | 0.96278 | 0.91648 | 4.4167 | 0.9069 | 0.85264 | 0.96278 | 0.91648 | 4.4167 | 0.9069 | 0.85263 | 0.96278 | 0.91648
| 4.4583 | 0.90832 | 0.84809 | 0.96278 | 0.91644 | 4.4583 | 0.90832 | 0.8481 | 0.96278 | 0.91644 | 4.4583 | 0.90832 | 0.84809 | 0.96278 | 0.91644
| 4.5 | 0.90974 | 0.84354 | 0.96278 | 0.91639 | 4.5 | 0.90974 | 0.84356 | 0.96278 | 0.91639 | 4.5 | 0.90974 | 0.84354 | 0.96278 | 0.91639
| 4.5417 | 0.91116 | 0.839 | 0.96278 | 0.91634 | 4.5417 | 0.91116 | 0.83901 | 0.96278 | 0.91634 | 4.5417 | 0.91116 | 0.839 | 0.96278 | 0.91634
| 4.5833 | 0.91258 | 0.83446 | 0.96278 | 0.91629 | 4.5833 | 0.91258 | 0.83447 | 0.96278 | 0.9163 | 4.5833 | 0.91258 | 0.83446 | 0.96278 | 0.91629
| 4.625 | 0.914 | 0.82992 | 0.96278 | 0.91625 | 4.625 | 0.914 | 0.82993 | 0.96278 | 0.91625 | 4.625 | 0.914 | 0.82992 | 0.96278 | 0.91625
| 4.6667 | 0.91542 | 0.82538 | 0.96278 | 0.9162 | 4.6667 | 0.91542 | 0.82539 | 0.96278 | 0.9162 | 4.6667 | 0.91542 | 0.82538 | 0.96278 | 0.9162
| 4.7083 | 0.91684 | 0.82084 | 0.96278 | 0.91615 | 4.7083 | 0.91684 | 0.82085 | 0.96278 | 0.91615 | 4.7083 | 0.91684 | 0.82084 | 0.96278 | 0.91615
| 4.75 | 0.91826 | 0.8163 | 0.96278 | 0.9161 | 4.75 | 0.91826 | 0.81631 | 0.96278 | 0.91611 | 4.75 | 0.91826 | 0.8163 | 0.96278 | 0.9161
| 4.7917 | 0.91968 | 0.81175 | 0.96278 | 0.91606 | 4.7917 | 0.91967 | 0.81177 | 0.96278 | 0.91606 | 4.7917 | 0.91968 | 0.81175 | 0.96278 | 0.91606
| 4.8333 | 0.92109 | 0.80721 | 0.96278 | 0.91601 | 4.8333 | 0.92109 | 0.80722 | 0.96278 | 0.91601 | 4.8333 | 0.92109 | 0.80721 | 0.96278 | 0.91601
| 4.875 | 0.92251 | 0.80267 | 0.96278 | 0.91596 | 4.875 | 0.92251 | 0.80268 | 0.96278 | 0.91596 | 4.875 | 0.92251 | 0.80267 | 0.96278 | 0.91596
| 4.9167 | 0.92393 | 0.79813 | 0.96278 | 0.91591 | 4.9167 | 0.92393 | 0.79814 | 0.96278 | 0.91591 | 4.9167 | 0.92393 | 0.79813 | 0.96278 | 0.91591
| 4.9583 | 0.92535 | 0.79359 | 0.96278 | 0.91586 | 4.9583 | 0.92535 | 0.7936 | 0.96278 | 0.91587 | 4.9583 | 0.92535 | 0.79359 | 0.96278 | 0.91586
| 5 | 0.92677 | 0.78905 | 0.96278 | 0.91582 | 5 | 0.92676 | 0.78906 | 0.96278 | 0.91582 | 5 | 0.92677 | 0.78905 | 0.96278 | 0.91582
| 5.0417 | 0.92818 | 0.7845 | 0.96278 | 0.91577 | 5.0417 | 0.92818 | 0.78452 | 0.96278 | 0.91577 | 5.0417 | 0.92818 | 0.7845 | 0.96278 | 0.91577
| 5.0833 | 0.92958 | 0.77996 | 0.96281 | 0.91572 | 5.0833 | 0.92957 | 0.77997 | 0.96281 | 0.91572 | 5.0833 | 0.92958 | 0.77996 | 0.96281 | 0.91572
| 5.125 | 0.93084 | 0.77542 | 0.9628 | 0.91559 | 5.125 | 0.93084 | 0.77543 | 0.9628 | 0.91559 | 5.125 | 0.93084 | 0.77542 | 0.9628 | 0.91559
| 5.1667 | 0.93198 | 0.77087 | 0.96281 | 0.91541 | 5.1667 | 0.93198 | 0.77089 | 0.96281 | 0.91541 | 5.1667 | 0.93198 | 0.77087 | 0.96281 | 0.91541
| 5.2083 | 0.933 | 0.76633 | 0.9628 | 0.91516 | 5.2083 | 0.933 | 0.76635 | 0.96281 | 0.91516 | 5.2083 | 0.933 | 0.76633 | 0.9628 | 0.91516
| 5.25 | 0.93389 | 0.76179 | 0.9628 | 0.91485 | 5.25 | 0.93389 | 0.7618 | 0.96281 | 0.91485 | 5.25 | 0.93389 | 0.76179 | 0.9628 | 0.91485
| 5.2917 | 0.93466 | 0.75725 | 0.9628 | 0.91447 | 5.2917 | 0.93466 | 0.75726 | 0.96281 | 0.91447 | 5.2917 | 0.93466 | 0.75725 | 0.9628 | 0.91447
| 5.3333 | 0.9353 | 0.75271 | 0.9628 | 0.91404 | 5.3333 | 0.9353 | 0.75272 | 0.96281 | 0.91404 | 5.3333 | 0.9353 | 0.75271 | 0.9628 | 0.91404
| 5.375 | 0.93582 | 0.74817 | 0.9628 | 0.91354 | 5.375 | 0.93582 | 0.74818 | 0.96281 | 0.91354 | 5.375 | 0.93582 | 0.74817 | 0.9628 | 0.91354
| 5.4167 | 0.93621 | 0.74363 | 0.9628 | 0.91298 | 5.4167 | 0.93621 | 0.74364 | 0.96281 | 0.91298 | 5.4167 | 0.93621 | 0.74363 | 0.9628 | 0.91298
| 5.4583 | 0.93647 | 0.73908 | 0.9628 | 0.91235 | 5.4583 | 0.93647 | 0.7391 | 0.9628 | 0.91235 | 5.4583 | 0.93647 | 0.73908 | 0.9628 | 0.91235
| 5.5 | 0.93662 | 0.73454 | 0.9628 | 0.91167 | 5.5 | 0.93661 | 0.73455 | 0.96281 | 0.91167 | 5.5 | 0.93662 | 0.73454 | 0.9628 | 0.91167
| 5.5417 | 0.93663 | 0.73 | 0.9628 | 0.91092 | 5.5417 | 0.93663 | 0.73001 | 0.9628 | 0.91092 | 5.5417 | 0.93663 | 0.73 | 0.9628 | 0.91092
| 5.5833 | 0.93652 | 0.72546 | 0.96281 | 0.91011 | 5.5833 | 0.93652 | 0.72547 | 0.96281 | 0.91011 | 5.5833 | 0.93652 | 0.72546 | 0.96281 | 0.91011
| 5.625 | 0.93629 | 0.72092 | 0.9628 | 0.90923 | 5.625 | 0.93629 | 0.72093 | 0.9628 | 0.90923 | 5.625 | 0.93629 | 0.72092 | 0.9628 | 0.90923
| 5.6667 | 0.93593 | 0.71638 | 0.96281 | 0.9083 | 5.6667 | 0.93593 | 0.71639 | 0.96281 | 0.9083 | 5.6667 | 0.93593 | 0.71638 | 0.96281 | 0.9083
| 5.7083 | 0.93545 | 0.71183 | 0.9628 | 0.9073 | 5.7083 | 0.93544 | 0.71185 | 0.9628 | 0.9073 | 5.7083 | 0.93544 | 0.71183 | 0.9628 | 0.9073
| 5.75 | 0.93484 | 0.70729 | 0.96281 | 0.90624 | 5.75 | 0.93483 | 0.70731 | 0.96281 | 0.90624 | 5.75 | 0.93484 | 0.70729 | 0.96281 | 0.90624
| 5.7917 | 0.9341 | 0.70275 | 0.9628 | 0.90511 | 5.7917 | 0.9341 | 0.70276 | 0.9628 | 0.90511 | 5.7917 | 0.9341 | 0.70275 | 0.9628 | 0.90511
| 5.8333 | 0.93324 | 0.69821 | 0.96281 | 0.90392 | 5.8333 | 0.93324 | 0.69822 | 0.96281 | 0.90393 | 5.8333 | 0.93324 | 0.69821 | 0.96281 | 0.90392
| 5.875 | 0.93226 | 0.69367 | 0.9628 | 0.90267 | 5.875 | 0.93225 | 0.69368 | 0.9628 | 0.90268 | 5.875 | 0.93226 | 0.69367 | 0.9628 | 0.90267
| 5.9167 | 0.93115 | 0.68913 | 0.96281 | 0.90136 | 5.9167 | 0.93114 | 0.68914 | 0.96281 | 0.90137 | 5.9167 | 0.93115 | 0.68913 | 0.96281 | 0.90136
| 5.9583 | 0.92991 | 0.68459 | 0.9628 | 0.89999 | 5.9583 | 0.92991 | 0.6846 | 0.9628 | 0.89999 | 5.9583 | 0.92991 | 0.68459 | 0.9628 | 0.89999
| 6 | 0.92855 | 0.68004 | 0.96281 | 0.89855 | 6 | 0.92855 | 0.68006 | 0.96281 | 0.89855 | 6 | 0.92855 | 0.68004 | 0.96281 | 0.89855
| 6.0417 | 0.92707 | 0.6755 | 0.9628 | 0.89705 | 6.0417 | 0.92707 | 0.67552 | 0.9628 | 0.89705 | 6.0417 | 0.92707 | 0.6755 | 0.9628 | 0.89705
| 6.0833 | 0.92548 | 0.67097 | 0.96277 | 0.89549 | 6.0833 | 0.92548 | 0.67098 | 0.96278 | 0.8955 | 6.0833 | 0.92548 | 0.67097 | 0.96277 | 0.89549
| 6.125 | 0.9239 | 0.66642 | 0.96278 | 0.89395 | 6.125 | 0.9239 | 0.66644 | 0.96278 | 0.89395 | 6.125 | 0.9239 | 0.66642 | 0.96278 | 0.89395
| 6.1667 | 0.92231 | 0.66188 | 0.96278 | 0.8924 | 6.1667 | 0.92231 | 0.66189 | 0.96278 | 0.8924 | 6.1667 | 0.92231 | 0.66188 | 0.96278 | 0.8924
| 6.2083 | 0.92073 | 0.65734 | 0.96278 | 0.89085 | 6.2083 | 0.92073 | 0.65735 | 0.96278 | 0.89085 | 6.2083 | 0.92073 | 0.65734 | 0.96278 | 0.89085
| 6.25 | 0.91914 | 0.6528 | 0.96278 | 0.8893 | 6.25 | 0.91914 | 0.65281 | 0.96278 | 0.8893 | 6.25 | 0.91914 | 0.6528 | 0.96278 | 0.8893
| 6.2917 | 0.91756 | 0.64826 | 0.96278 | 0.88775 | 6.2917 | 0.91756 | 0.64827 | 0.96278 | 0.88775 | 6.2917 | 0.91756 | 0.64826 | 0.96278 | 0.88775
| 6.3333 | 0.91598 | 0.64372 | 0.96278 | 0.8862 | 6.3333 | 0.91597 | 0.64373 | 0.96278 | 0.8862 | 6.3333 | 0.91598 | 0.64372 | 0.96278 | 0.8862
| 6.375 | 0.91439 | 0.63917 | 0.96278 | 0.88465 | 6.375 | 0.91439 | 0.63919 | 0.96278 | 0.88465 | 6.375 | 0.91439 | 0.63917 | 0.96278 | 0.88465
| 6.4167 | 0.91281 | 0.63463 | 0.96278 | 0.8831 | 6.4167 | 0.9128 | 0.63465 | 0.96278 | 0.8831 | 6.4167 | 0.91281 | 0.63463 | 0.96278 | 0.8831
| 6.4583 | 0.91122 | 0.63009 | 0.96278 | 0.88155 | 6.4583 | 0.91122 | 0.6301 | 0.96278 | 0.88155 | 6.4583 | 0.91122 | 0.63009 | 0.96278 | 0.88155
| 6.5 | 0.90964 | 0.62555 | 0.96278 | 0.88 | 6.5 | 0.90963 | 0.62556 | 0.96278 | 0.88 | 6.5 | 0.90964 | 0.62555 | 0.96278 | 0.88
| 6.5417 | 0.90805 | 0.62101 | 0.96278 | 0.87845 | 6.5417 | 0.90805 | 0.62102 | 0.96278 | 0.87846 | 6.5417 | 0.90805 | 0.62101 | 0.96278 | 0.87845
| 6.5833 | 0.90647 | 0.61647 | 0.96278 | 0.8769 | 6.5833 | 0.90646 | 0.61648 | 0.96278 | 0.87691 | 6.5833 | 0.90647 | 0.61647 | 0.96278 | 0.8769
| 6.625 | 0.90488 | 0.61192 | 0.96278 | 0.87536 | 6.625 | 0.90488 | 0.61194 | 0.96278 | 0.87536 | 6.625 | 0.90488 | 0.61192 | 0.96278 | 0.87536
| 6.6667 | 0.9033 | 0.60738 | 0.96278 | 0.87381 | 6.6667 | 0.9033 | 0.6074 | 0.96278 | 0.87381 | 6.6667 | 0.9033 | 0.60738 | 0.96278 | 0.87381
| 6.7083 | 0.90171 | 0.60284 | 0.96278 | 0.87226 | 6.7083 | 0.90171 | 0.60285 | 0.96278 | 0.87226 | 6.7083 | 0.90171 | 0.60284 | 0.96278 | 0.87226
| 6.75 | 0.90013 | 0.5983 | 0.96278 | 0.87071 | 6.75 | 0.90013 | 0.59831 | 0.96278 | 0.87071 | 6.75 | 0.90013 | 0.5983 | 0.96278 | 0.87071
| 6.7917 | 0.89854 | 0.59376 | 0.96278 | 0.86916 | 6.7917 | 0.89854 | 0.59377 | 0.96278 | 0.86916 | 6.7917 | 0.89854 | 0.59376 | 0.96278 | 0.86916
| 6.8333 | 0.89703 | 0.58922 | 0.96278 | 0.86765 | 6.8333 | 0.89703 | 0.58923 | 0.96278 | 0.86765 | 6.8333 | 0.89703 | 0.58922 | 0.96278 | 0.86765
| 6.875 | 0.89565 | 0.58467 | 0.96278 | 0.8662 | 6.875 | 0.89565 | 0.58469 | 0.96278 | 0.8662 | 6.875 | 0.89565 | 0.58467 | 0.96278 | 0.8662
| 6.9167 | 0.89437 | 0.58024 | 0.96283 | 0.86484 | 6.9167 | 0.89439 | 0.58015 | 0.96278 | 0.86481 | 6.9167 | 0.89437 | 0.58024 | 0.96283 | 0.86484
| 6.9583 | 0.893 | 0.57706 | 0.96277 | 0.8636 | 6.9583 | 0.89304 | 0.57683 | 0.96278 | 0.86359 | 6.9583 | 0.893 | 0.57706 | 0.96277 | 0.8636
| 7 | 0.89154 | 0.57508 | 0.96285 | 0.86256 | 7 | 0.8916 | 0.57474 | 0.96278 | 0.86252 | 7 | 0.89154 | 0.57508 | 0.96285 | 0.86256
| 7.0417 | 0.88998 | 0.57435 | 0.96276 | 0.86164 | 7.0417 | 0.89007 | 0.57387 | 0.96279 | 0.86161 | 7.0417 | 0.88998 | 0.57435 | 0.96276 | 0.86164
| 7.0833 | 0.88834 | 0.57482 | 0.96278 | 0.8609 | 7.0833 | 0.88845 | 0.57421 | 0.96278 | 0.86085 | 7.0833 | 0.88834 | 0.57482 | 0.96278 | 0.8609
| 7.125 | 0.88661 | 0.57652 | 0.96278 | 0.86032 | 7.125 | 0.88674 | 0.57578 | 0.96278 | 0.86026 | 7.125 | 0.88661 | 0.57652 | 0.96278 | 0.86032
| 7.1667 | 0.88479 | 0.57943 | 0.96278 | 0.85989 | 7.1667 | 0.88494 | 0.57856 | 0.96278 | 0.85982 | 7.1667 | 0.88479 | 0.57943 | 0.96278 | 0.85989
| 7.2083 | 0.88288 | 0.58356 | 0.96278 | 0.85963 | 7.2083 | 0.88305 | 0.58256 | 0.96278 | 0.85955 | 7.2083 | 0.88288 | 0.58356 | 0.96278 | 0.85963
| 7.25 | 0.88089 | 0.5889 | 0.96278 | 0.85952 | 7.25 | 0.88108 | 0.58778 | 0.96278 | 0.85943 | 7.25 | 0.88089 | 0.5889 | 0.96278 | 0.85952
| 7.2917 | 0.8788 | 0.59545 | 0.96278 | 0.85957 | 7.2917 | 0.87902 | 0.5942 | 0.96278 | 0.85947 | 7.2917 | 0.8788 | 0.59545 | 0.96278 | 0.85957
| 7.3333 | 0.87663 | 0.60321 | 0.96278 | 0.85978 | 7.3333 | 0.87686 | 0.60183 | 0.96278 | 0.85966 | 7.3333 | 0.87663 | 0.60321 | 0.96278 | 0.85978
| 7.375 | 0.87437 | 0.61218 | 0.96278 | 0.86014 | 7.375 | 0.87463 | 0.61067 | 0.96278 | 0.86002 | 7.375 | 0.87437 | 0.61218 | 0.96278 | 0.86014
| 7.4167 | 0.87202 | 0.62235 | 0.96278 | 0.86066 | 7.4167 | 0.8723 | 0.62072 | 0.96278 | 0.86053 | 7.4167 | 0.87202 | 0.62235 | 0.96278 | 0.86066
| 7.4583 | 0.86959 | 0.63373 | 0.96278 | 0.86134 | 7.4583 | 0.86989 | 0.63197 | 0.96278 | 0.8612 | 7.4583 | 0.86959 | 0.63373 | 0.96278 | 0.86134
| 7.5 | 0.86707 | 0.64631 | 0.96278 | 0.86218 | 7.5 | 0.86739 | 0.64443 | 0.96278 | 0.86203 | 7.5 | 0.86707 | 0.64631 | 0.96278 | 0.86218
| 7.5417 | 0.86447 | 0.66009 | 0.96278 | 0.86317 | 7.5417 | 0.86481 | 0.65808 | 0.96278 | 0.86301 | 7.5417 | 0.86447 | 0.66009 | 0.96278 | 0.86317
| 7.5833 | 0.86177 | 0.67507 | 0.96278 | 0.86433 | 7.5833 | 0.86214 | 0.67294 | 0.96278 | 0.86415 | 7.5833 | 0.86177 | 0.67507 | 0.96278 | 0.86433
| 7.625 | 0.85908 | 0.69076 | 0.96282 | 0.86561 | 7.625 | 0.85944 | 0.68861 | 0.96288 | 0.86545 | 7.625 | 0.85908 | 0.69076 | 0.96282 | 0.86561
| 7.6667 | 0.85652 | 0.70647 | 0.96277 | 0.86693 | 7.6667 | 0.85688 | 0.70433 | 0.96276 | 0.86675 | 7.6667 | 0.85652 | 0.70647 | 0.96277 | 0.86693
| 7.7083 | 0.85407 | 0.72216 | 0.96282 | 0.86834 | 7.7083 | 0.85444 | 0.72 | 0.96289 | 0.86818 | 7.7083 | 0.85407 | 0.72216 | 0.96282 | 0.86834
| 7.75 | 0.85176 | 0.73787 | 0.96276 | 0.86978 | 7.75 | 0.85212 | 0.73572 | 0.96273 | 0.86959 | 7.75 | 0.85176 | 0.73787 | 0.96276 | 0.86978
| 7.7917 | 0.84957 | 0.75356 | 0.96284 | 0.87132 | 7.7917 | 0.84993 | 0.7514 | 0.96281 | 0.87114 | 7.7917 | 0.84957 | 0.75356 | 0.96284 | 0.87132
| 7.8333 | 0.84743 | 0.76927 | 0.96274 | 0.87284 | 7.8333 | 0.84779 | 0.76711 | 0.9627 | 0.87265 | 7.8333 | 0.84743 | 0.76927 | 0.96274 | 0.87284
| 7.875 | 0.84529 | 0.78495 | 0.96285 | 0.87442 | 7.875 | 0.84565 | 0.78278 | 0.96282 | 0.87423 | 7.875 | 0.84529 | 0.78495 | 0.96285 | 0.87442
| 7.9167 | 0.84317 | 0.80056 | 0.96267 | 0.8759 | 7.9167 | 0.84351 | 0.79851 | 0.96266 | 0.87573 | 7.9167 | 0.84317 | 0.80056 | 0.96267 | 0.8759
| 7.9583 | 0.84127 | 0.81488 | 0.96286 | 0.8774 | 7.9583 | 0.84159 | 0.81295 | 0.96275 | 0.8772 | 7.9583 | 0.84127 | 0.81488 | 0.96286 | 0.8774
| 8 | 0.83959 | 0.82804 | 0.96263 | 0.87868 | 8 | 0.83988 | 0.82622 | 0.96263 | 0.87852 | 8 | 0.83959 | 0.82804 | 0.96263 | 0.87868
| 8.0417 | 0.83812 | 0.83991 | 0.96283 | 0.87999 | 8.0417 | 0.83839 | 0.83822 | 0.96275 | 0.87982 | 8.0417 | 0.83812 | 0.83991 | 0.96283 | 0.87999
| 8.0833 | 0.83686 | 0.85062 | 0.96267 | 0.88109 | 8.0833 | 0.83712 | 0.84905 | 0.9626 | 0.88093 | 8.0833 | 0.83686 | 0.85062 | 0.96267 | 0.88109
| 8.125 | 0.83582 | 0.86008 | 0.96272 | 0.88216 | 8.125 | 0.83606 | 0.85863 | 0.96264 | 0.88201 | 8.125 | 0.83582 | 0.86008 | 0.96272 | 0.88216
| 8.1667 | 0.835 | 0.86832 | 0.9627 | 0.88312 | 8.1667 | 0.83521 | 0.867 | 0.96263 | 0.88298 | 8.1667 | 0.835 | 0.86832 | 0.9627 | 0.88312
| 8.2083 | 0.83439 | 0.87535 | 0.96271 | 0.88399 | 8.2083 | 0.83458 | 0.87415 | 0.96263 | 0.88386 | 8.2083 | 0.83439 | 0.87535 | 0.96271 | 0.88399
| 8.25 | 0.83399 | 0.88117 | 0.96271 | 0.88476 | 8.25 | 0.83416 | 0.88009 | 0.96263 | 0.88464 | 8.25 | 0.83399 | 0.88117 | 0.96271 | 0.88476
| 8.2917 | 0.83381 | 0.88578 | 0.96271 | 0.88544 | 8.2917 | 0.83396 | 0.88482 | 0.96263 | 0.88532 | 8.2917 | 0.83381 | 0.88578 | 0.96271 | 0.88544
| 8.3333 | 0.83384 | 0.88917 | 0.96271 | 0.88602 | 8.3333 | 0.83396 | 0.88834 | 0.96263 | 0.88591 | 8.3333 | 0.83384 | 0.88917 | 0.96271 | 0.88602
| 8.375 | 0.83408 | 0.89136 | 0.96271 | 0.8865 | 8.375 | 0.83418 | 0.89065 | 0.96263 | 0.88641 | 8.375 | 0.83408 | 0.89136 | 0.96271 | 0.8865
| 8.4167 | 0.83454 | 0.89235 | 0.96271 | 0.88689 | 8.4167 | 0.83462 | 0.89175 | 0.96263 | 0.88681 | 8.4167 | 0.83454 | 0.89235 | 0.96271 | 0.88689
| 8.4583 | 0.8352 | 0.89213 | 0.96271 | 0.88719 | 8.4583 | 0.83526 | 0.89165 | 0.96263 | 0.88712 | 8.4583 | 0.8352 | 0.89213 | 0.96271 | 0.88719
| 8.5 | 0.83608 | 0.8907 | 0.96271 | 0.88739 | 8.5 | 0.83612 | 0.89035 | 0.96263 | 0.88733 | 8.5 | 0.83608 | 0.8907 | 0.96271 | 0.88739
| 8.5417 | 0.83717 | 0.88808 | 0.96271 | 0.8875 | 8.5417 | 0.83719 | 0.88784 | 0.96263 | 0.88745 | 8.5417 | 0.83717 | 0.88808 | 0.96271 | 0.8875
| 8.5833 | 0.83847 | 0.88426 | 0.9627 | 0.88751 | 8.5833 | 0.83847 | 0.88414 | 0.96263 | 0.88747 | 8.5833 | 0.83847 | 0.88426 | 0.9627 | 0.88751
| 8.625 | 0.8399 | 0.87972 | 0.96267 | 0.88746 | 8.625 | 0.8399 | 0.87962 | 0.96253 | 0.8874 | 8.625 | 0.8399 | 0.87972 | 0.96267 | 0.88746
| 8.6667 | 0.84133 | 0.87517 | 0.96271 | 0.88743 | 8.6667 | 0.84133 | 0.87506 | 0.96265 | 0.88739 | 8.6667 | 0.84133 | 0.87517 | 0.96271 | 0.88743
| 8.7083 | 0.84276 | 0.87064 | 0.96267 | 0.88737 | 8.7083 | 0.84275 | 0.87054 | 0.96253 | 0.88731 | 8.7083 | 0.84276 | 0.87064 | 0.96267 | 0.88737
| 8.75 | 0.84418 | 0.86609 | 0.96272 | 0.88735 | 8.75 | 0.84418 | 0.86597 | 0.96268 | 0.88731 | 8.75 | 0.84418 | 0.86609 | 0.96272 | 0.88735
| 8.7917 | 0.84561 | 0.86156 | 0.96266 | 0.88728 | 8.7917 | 0.84561 | 0.86144 | 0.9626 | 0.88724 | 8.7917 | 0.84561 | 0.86156 | 0.96266 | 0.88728
| 8.8333 | 0.84704 | 0.857 | 0.96273 | 0.88726 | 8.8333 | 0.84703 | 0.85688 | 0.9627 | 0.88723 | 8.8333 | 0.84704 | 0.857 | 0.96273 | 0.88726
| 8.875 | 0.84846 | 0.85248 | 0.96264 | 0.88719 | 8.875 | 0.84846 | 0.85236 | 0.9626 | 0.88716 | 8.875 | 0.84846 | 0.85248 | 0.96264 | 0.88719
| 8.9167 | 0.84989 | 0.84791 | 0.96275 | 0.88718 | 8.9167 | 0.84989 | 0.84779 | 0.96274 | 0.88715 | 8.9167 | 0.84989 | 0.84791 | 0.96275 | 0.88718
| 8.9583 | 0.85132 | 0.84339 | 0.96265 | 0.88711 | 8.9583 | 0.85131 | 0.84326 | 0.96268 | 0.88709 | 8.9583 | 0.85132 | 0.84339 | 0.96265 | 0.88711
| 9 | 0.85274 | 0.83883 | 0.96277 | 0.8871 | 9 | 0.85274 | 0.83871 | 0.96276 | 0.88707 | 9 | 0.85274 | 0.83883 | 0.96277 | 0.8871
| 9.0417 | 0.85417 | 0.8343 | 0.9627 | 0.88703 | 9.0417 | 0.85417 | 0.83418 | 0.96268 | 0.88701 | 9.0417 | 0.85417 | 0.8343 | 0.9627 | 0.88703
| 9.0833 | 0.85559 | 0.82974 | 0.96279 | 0.88702 | 9.0833 | 0.85559 | 0.82962 | 0.96279 | 0.887 | 9.0833 | 0.85559 | 0.82974 | 0.96279 | 0.88702
| 9.125 | 0.85702 | 0.82521 | 0.96276 | 0.88696 | 9.125 | 0.85702 | 0.82508 | 0.96276 | 0.88694 | 9.125 | 0.85702 | 0.82521 | 0.96276 | 0.88696
| 9.1667 | 0.85845 | 0.82066 | 0.96277 | 0.88692 | 9.1667 | 0.85844 | 0.82054 | 0.96277 | 0.8869 | 9.1667 | 0.85844 | 0.82066 | 0.96277 | 0.88692
| 9.2083 | 0.85987 | 0.81612 | 0.96277 | 0.88688 | 9.2083 | 0.85987 | 0.816 | 0.96276 | 0.88685 | 9.2083 | 0.85987 | 0.81612 | 0.96277 | 0.88688
| 9.25 | 0.8613 | 0.81158 | 0.96277 | 0.88683 | 9.25 | 0.86129 | 0.81146 | 0.96276 | 0.88681 | 9.25 | 0.8613 | 0.81158 | 0.96277 | 0.88683
| 9.2917 | 0.86272 | 0.80704 | 0.96277 | 0.88679 | 9.2917 | 0.86272 | 0.80692 | 0.96276 | 0.88677 | 9.2917 | 0.86272 | 0.80704 | 0.96277 | 0.88679
| 9.3333 | 0.86415 | 0.8025 | 0.96277 | 0.88674 | 9.3333 | 0.86414 | 0.80237 | 0.96276 | 0.88672 | 9.3333 | 0.86415 | 0.8025 | 0.96277 | 0.88674
| 9.375 | 0.86557 | 0.79795 | 0.96277 | 0.8867 | 9.375 | 0.86557 | 0.79783 | 0.96276 | 0.88668 | 9.375 | 0.86557 | 0.79795 | 0.96277 | 0.8867
| 9.4167 | 0.86699 | 0.79341 | 0.96277 | 0.88666 | 9.4167 | 0.86699 | 0.79329 | 0.96277 | 0.88663 | 9.4167 | 0.86699 | 0.79341 | 0.96277 | 0.88666
| 9.4583 | 0.86842 | 0.78887 | 0.96277 | 0.88661 | 9.4583 | 0.86842 | 0.78875 | 0.96276 | 0.88659 | 9.4583 | 0.86842 | 0.78887 | 0.96277 | 0.88661
| 9.5 | 0.86984 | 0.78433 | 0.96277 | 0.88657 | 9.5 | 0.86984 | 0.78421 | 0.96277 | 0.88654 | 9.5 | 0.86984 | 0.78433 | 0.96277 | 0.88657
| 9.5417 | 0.87127 | 0.77979 | 0.96276 | 0.88652 | 9.5417 | 0.87126 | 0.77967 | 0.96276 | 0.8865 | 9.5417 | 0.87127 | 0.77979 | 0.96276 | 0.88652
| 9.5833 | 0.87269 | 0.77525 | 0.96277 | 0.88648 | 9.5833 | 0.87269 | 0.77512 | 0.96277 | 0.88645 | 9.5833 | 0.87269 | 0.77525 | 0.96277 | 0.88648
| 9.625 | 0.87411 | 0.77071 | 0.96276 | 0.88643 | 9.625 | 0.87411 | 0.77058 | 0.96276 | 0.88641 | 9.625 | 0.87411 | 0.77071 | 0.96276 | 0.88643
| 9.6667 | 0.87554 | 0.76616 | 0.96277 | 0.88639 | 9.6667 | 0.87554 | 0.76604 | 0.96277 | 0.88636 | 9.6667 | 0.87554 | 0.76616 | 0.96277 | 0.88639
| 9.7083 | 0.87696 | 0.76162 | 0.96276 | 0.88634 | 9.7083 | 0.87696 | 0.7615 | 0.96276 | 0.88632 | 9.7083 | 0.87696 | 0.76162 | 0.96276 | 0.88634
| 9.75 | 0.87838 | 0.75708 | 0.96277 | 0.8863 | 9.75 | 0.87838 | 0.75696 | 0.96277 | 0.88627 | 9.75 | 0.87838 | 0.75708 | 0.96277 | 0.8863
| 9.7917 | 0.87981 | 0.75254 | 0.96276 | 0.88625 | 9.7917 | 0.87981 | 0.75242 | 0.96276 | 0.88622 | 9.7917 | 0.87981 | 0.75254 | 0.96276 | 0.88625
| 9.8333 | 0.88123 | 0.748 | 0.96277 | 0.88621 | 9.8333 | 0.88123 | 0.74787 | 0.96277 | 0.88618 | 9.8333 | 0.88123 | 0.748 | 0.96277 | 0.88621
| 9.875 | 0.88265 | 0.74346 | 0.96276 | 0.88616 | 9.875 | 0.88265 | 0.74334 | 0.96276 | 0.88613 | 9.875 | 0.88265 | 0.74346 | 0.96276 | 0.88616
| 9.9167 | 0.88408 | 0.73891 | 0.96277 | 0.88611 | 9.9167 | 0.88407 | 0.73879 | 0.96277 | 0.88609 | 9.9167 | 0.88408 | 0.73891 | 0.96277 | 0.88611
| 9.9583 | 0.8855 | 0.73437 | 0.96276 | 0.88606 | 9.9583 | 0.8855 | 0.73425 | 0.96275 | 0.88604 | 9.9583 | 0.8855 | 0.73437 | 0.96276 | 0.88606
| 10 | 0.88692 | 0.72983 | 0.96278 | 0.88602 | 10 | 0.88692 | 0.72971 | 0.96278 | 0.886 | 10 | 0.88692 | 0.72983 | 0.96278 | 0.88602
| 10.0417 | 0.88834 | 0.72529 | 0.96275 | 0.88597 | 10.0417 | 0.88834 | 0.72517 | 0.96275 | 0.88595 | 10.0417 | 0.88834 | 0.72529 | 0.96275 | 0.88597
| 10.0833 | 0.88976 | 0.72075 | 0.96278 | 0.88593 | 10.0833 | 0.88976 | 0.72062 | 0.96278 | 0.88591 | 10.0833 | 0.88976 | 0.72075 | 0.96278 | 0.88593
| 10.125 | 0.89119 | 0.71621 | 0.96277 | 0.88588 | 10.125 | 0.89118 | 0.71608 | 0.96277 | 0.88586 | 10.125 | 0.89119 | 0.71621 | 0.96277 | 0.88588
| 10.1667 | 0.89261 | 0.71166 | 0.96277 | 0.88584 | 10.1667 | 0.8926 | 0.71154 | 0.96278 | 0.88582 | 10.1667 | 0.89261 | 0.71166 | 0.96277 | 0.88584
| 10.2083 | 0.89403 | 0.70712 | 0.96277 | 0.88579 | 10.2083 | 0.89403 | 0.707 | 0.96277 | 0.88577 | 10.2083 | 0.89403 | 0.70712 | 0.96277 | 0.88579
| 10.25 | 0.89545 | 0.70258 | 0.96277 | 0.88575 | 10.25 | 0.89545 | 0.70246 | 0.96277 | 0.88572 | 10.25 | 0.89545 | 0.70258 | 0.96277 | 0.88575
| 10.2917 | 0.89687 | 0.69804 | 0.96277 | 0.8857 | 10.2917 | 0.89687 | 0.69792 | 0.96277 | 0.88568 | 10.2917 | 0.89687 | 0.69804 | 0.96277 | 0.8857
| 10.3333 | 0.89829 | 0.6935 | 0.96277 | 0.88565 | 10.3333 | 0.89829 | 0.69338 | 0.96277 | 0.88563 | 10.3333 | 0.89829 | 0.6935 | 0.96277 | 0.88565
| 10.375 | 0.89971 | 0.68896 | 0.96277 | 0.88561 | 10.375 | 0.89971 | 0.68883 | 0.96277 | 0.88559 | 10.375 | 0.89971 | 0.68896 | 0.96277 | 0.88561
| 10.4167 | 0.90113 | 0.68441 | 0.96277 | 0.88556 | 10.4167 | 0.90113 | 0.68429 | 0.96277 | 0.88554 | 10.4167 | 0.90113 | 0.68441 | 0.96277 | 0.88556
| 10.4583 | 0.90255 | 0.67987 | 0.96277 | 0.88551 | 10.4583 | 0.90255 | 0.67975 | 0.96277 | 0.88549 | 10.4583 | 0.90255 | 0.67987 | 0.96277 | 0.88551
| 10.5 | 0.90397 | 0.67533 | 0.96277 | 0.88547 | 10.5 | 0.90397 | 0.67521 | 0.96277 | 0.88545 | 10.5 | 0.90397 | 0.67533 | 0.96277 | 0.88547
| 10.5417 | 0.90539 | 0.67079 | 0.96277 | 0.88542 | 10.5417 | 0.90539 | 0.67067 | 0.96277 | 0.8854 | 10.5417 | 0.90539 | 0.67079 | 0.96277 | 0.88542
| 10.5833 | 0.90681 | 0.66625 | 0.96277 | 0.88537 | 10.5833 | 0.90681 | 0.66613 | 0.96277 | 0.88535 | 10.5833 | 0.90681 | 0.66625 | 0.96277 | 0.88537
| 10.625 | 0.90823 | 0.66171 | 0.96277 | 0.88533 | 10.625 | 0.90823 | 0.66159 | 0.96277 | 0.8853 | 10.625 | 0.90823 | 0.66171 | 0.96277 | 0.88533
| 10.6667 | 0.90965 | 0.65716 | 0.96277 | 0.88528 | 10.6667 | 0.90965 | 0.65704 | 0.96278 | 0.88526 | 10.6667 | 0.90965 | 0.65716 | 0.96277 | 0.88528
| 10.7083 | 0.91107 | 0.65262 | 0.96277 | 0.88523 | 10.7083 | 0.91107 | 0.6525 | 0.96277 | 0.88521 | 10.7083 | 0.91107 | 0.65262 | 0.96277 | 0.88523
| 10.75 | 0.91249 | 0.64808 | 0.96278 | 0.88518 | 10.75 | 0.91249 | 0.64796 | 0.96278 | 0.88516 | 10.75 | 0.91249 | 0.64808 | 0.96278 | 0.88518
| 10.7917 | 0.91391 | 0.64354 | 0.96277 | 0.88514 | 10.7917 | 0.91391 | 0.64342 | 0.96277 | 0.88511 | 10.7917 | 0.91391 | 0.64354 | 0.96277 | 0.88514
| 10.8333 | 0.91533 | 0.639 | 0.96278 | 0.88509 | 10.8333 | 0.91533 | 0.63888 | 0.96278 | 0.88507 | 10.8333 | 0.91533 | 0.639 | 0.96278 | 0.88509
| 10.875 | 0.91675 | 0.63446 | 0.96277 | 0.88504 | 10.875 | 0.91674 | 0.63434 | 0.96277 | 0.88502 | 10.875 | 0.91675 | 0.63446 | 0.96277 | 0.88504
| 10.9167 | 0.91817 | 0.62991 | 0.96278 | 0.88499 | 10.9167 | 0.91816 | 0.62979 | 0.96278 | 0.88497 | 10.9167 | 0.91817 | 0.62991 | 0.96278 | 0.88499
| 10.9583 | 0.91958 | 0.62537 | 0.96277 | 0.88494 | 10.9583 | 0.91958 | 0.62525 | 0.96277 | 0.88492 | 10.9583 | 0.91958 | 0.62537 | 0.96277 | 0.88494
| 11 | 0.921 | 0.62083 | 0.96278 | 0.8849 | 11 | 0.921 | 0.62071 | 0.96278 | 0.88488 | 11 | 0.921 | 0.62083 | 0.96278 | 0.8849
| 11.0417 | 0.92242 | 0.61629 | 0.96277 | 0.88485 | 11.0417 | 0.92242 | 0.61617 | 0.96277 | 0.88483 | 11.0417 | 0.92242 | 0.61629 | 0.96277 | 0.88485
| 11.0833 | 0.92384 | 0.61174 | 0.96278 | 0.8848 | 11.0833 | 0.92384 | 0.61163 | 0.96278 | 0.88478 | 11.0833 | 0.92384 | 0.61174 | 0.96278 | 0.8848
| 11.125 | 0.92526 | 0.6072 | 0.96278 | 0.88475 | 11.125 | 0.92525 | 0.60708 | 0.96278 | 0.88473 | 11.125 | 0.92526 | 0.6072 | 0.96278 | 0.88475
| 11.1667 | 0.92667 | 0.60266 | 0.96278 | 0.88471 | 11.1667 | 0.92667 | 0.60254 | 0.96278 | 0.88468 | 11.1667 | 0.92667 | 0.60266 | 0.96278 | 0.88471
| 11.2083 | 0.92797 | 0.59812 | 0.96278 | 0.8846 | 11.2083 | 0.92796 | 0.598 | 0.96278 | 0.88457 | 11.2083 | 0.92797 | 0.59812 | 0.96278 | 0.8846
| 11.25 | 0.92913 | 0.59358 | 0.96278 | 0.88442 | 11.25 | 0.92913 | 0.59346 | 0.96278 | 0.8844 | 11.25 | 0.92913 | 0.59358 | 0.96278 | 0.88442
| 11.2917 | 0.93018 | 0.58904 | 0.96278 | 0.88419 | 11.2917 | 0.93017 | 0.58892 | 0.96278 | 0.88416 | 11.2917 | 0.93018 | 0.58904 | 0.96278 | 0.88419
| 11.3333 | 0.93109 | 0.58449 | 0.96278 | 0.88389 | 11.3333 | 0.93109 | 0.58437 | 0.96278 | 0.88387 | 11.3333 | 0.93109 | 0.58449 | 0.96278 | 0.88389
| 11.375 | 0.93188 | 0.57995 | 0.96278 | 0.88353 | 11.375 | 0.93188 | 0.57983 | 0.96278 | 0.88351 | 11.375 | 0.93188 | 0.57995 | 0.96278 | 0.88353
| 11.4167 | 0.93255 | 0.57541 | 0.96278 | 0.8831 | 11.4167 | 0.93255 | 0.57529 | 0.96278 | 0.88308 | 11.4167 | 0.93255 | 0.57541 | 0.96278 | 0.8831
| 11.4583 | 0.93309 | 0.57087 | 0.96278 | 0.88262 | 11.4583 | 0.93309 | 0.57075 | 0.96278 | 0.8826 | 11.4583 | 0.93309 | 0.57087 | 0.96278 | 0.88262
| 11.5 | 0.93334 | 0.56731 | 0.96278 | 0.88215 | 11.5 | 0.93333 | 0.56719 | 0.96278 | 0.88212 | 11.5 | 0.93334 | 0.56731 | 0.96278 | 0.88215
| 11.5417 | 0.93324 | 0.56497 | 0.96278 | 0.88171 | 11.5417 | 0.93324 | 0.56485 | 0.96278 | 0.88169 | 11.5417 | 0.93324 | 0.56497 | 0.96278 | 0.88171
| 11.5833 | 0.9328 | 0.56386 | 0.96278 | 0.8813 | 11.5833 | 0.9328 | 0.56374 | 0.96278 | 0.88128 | 11.5833 | 0.9328 | 0.56386 | 0.96278 | 0.8813
| 11.625 | 0.93202 | 0.56397 | 0.96278 | 0.88093 | 11.625 | 0.93202 | 0.56385 | 0.96278 | 0.88091 | 11.625 | 0.93202 | 0.56397 | 0.96278 | 0.88093
| 11.6667 | 0.93091 | 0.5653 | 0.96278 | 0.88059 | 11.6667 | 0.9309 | 0.56518 | 0.96278 | 0.88057 | 11.6667 | 0.93091 | 0.5653 | 0.96278 | 0.88059
| 11.7083 | 0.92945 | 0.56785 | 0.96278 | 0.88029 | 11.7083 | 0.92944 | 0.56773 | 0.96278 | 0.88027 | 11.7083 | 0.92945 | 0.56785 | 0.96278 | 0.88029
| 11.75 | 0.92765 | 0.57161 | 0.96278 | 0.88002 | 11.75 | 0.92765 | 0.57149 | 0.96278 | 0.88 | 11.75 | 0.92765 | 0.57161 | 0.96278 | 0.88002
| 11.7917 | 0.92551 | 0.57659 | 0.96278 | 0.87978 | 11.7917 | 0.92551 | 0.57647 | 0.96278 | 0.87976 | 11.7917 | 0.92551 | 0.57659 | 0.96278 | 0.87978
| 11.8333 | 0.92316 | 0.58278 | 0.96278 | 0.87964 | 11.8333 | 0.92316 | 0.58266 | 0.96278 | 0.87962 | 11.8333 | 0.92316 | 0.58278 | 0.96278 | 0.87964
| 11.875 | 0.9206 | 0.59019 | 0.96278 | 0.87959 | 11.875 | 0.9206 | 0.59006 | 0.96278 | 0.87957 | 11.875 | 0.9206 | 0.59019 | 0.96278 | 0.87959
| 11.9167 | 0.91782 | 0.5988 | 0.96278 | 0.87964 | 11.9167 | 0.91782 | 0.59868 | 0.96278 | 0.87962 | 11.9167 | 0.91782 | 0.5988 | 0.96278 | 0.87964
| 11.9583 | 0.91484 | 0.60862 | 0.96278 | 0.87978 | 11.9583 | 0.91483 | 0.6085 | 0.96278 | 0.87976 | 11.9583 | 0.91484 | 0.60862 | 0.96278 | 0.87978
| 12 | 0.91164 | 0.61965 | 0.96278 | 0.88002 | 12 | 0.91163 | 0.61953 | 0.96278 | 0.88 | 12 | 0.91164 | 0.61965 | 0.96278 | 0.88002
| 12.0417 | 0.90822 | 0.63189 | 0.96278 | 0.88035 | 12.0417 | 0.90822 | 0.63176 | 0.96278 | 0.88033 | 12.0417 | 0.90822 | 0.63189 | 0.96278 | 0.88035
| 12.0833 | 0.9046 | 0.64532 | 0.96278 | 0.88078 | 12.0833 | 0.9046 | 0.6452 | 0.96278 | 0.88076 | 12.0833 | 0.9046 | 0.64532 | 0.96278 | 0.88078
| 12.125 | 0.90076 | 0.65996 | 0.96278 | 0.8813 | 12.125 | 0.90076 | 0.65984 | 0.96278 | 0.88128 | 12.125 | 0.90076 | 0.65996 | 0.96278 | 0.8813
| 12.1667 | 0.89672 | 0.6758 | 0.96278 | 0.88192 | 12.1667 | 0.89671 | 0.67567 | 0.96278 | 0.8819 | 12.1667 | 0.89672 | 0.6758 | 0.96278 | 0.88192
| 12.2083 | 0.89276 | 0.69187 | 0.96278 | 0.88262 | 12.2083 | 0.89275 | 0.69175 | 0.96278 | 0.88259 | 12.2083 | 0.89276 | 0.69187 | 0.96278 | 0.88262
| 12.25 | 0.88892 | 0.70795 | 0.96278 | 0.88338 | 12.25 | 0.88892 | 0.70782 | 0.96278 | 0.88335 | 12.25 | 0.88892 | 0.70795 | 0.96278 | 0.88338
| 12.2917 | 0.88521 | 0.72402 | 0.96278 | 0.8842 | 12.2917 | 0.8852 | 0.7239 | 0.96278 | 0.88418 | 12.2917 | 0.88521 | 0.72402 | 0.96278 | 0.8842
| 12.3333 | 0.88162 | 0.7401 | 0.96278 | 0.88509 | 12.3333 | 0.88162 | 0.73997 | 0.96278 | 0.88506 | 12.3333 | 0.88162 | 0.7401 | 0.96278 | 0.88509
| 12.375 | 0.87816 | 0.75618 | 0.96278 | 0.88604 | 12.375 | 0.87816 | 0.75605 | 0.96278 | 0.88601 | 12.375 | 0.87816 | 0.75618 | 0.96278 | 0.88604
| 12.4167 | 0.87482 | 0.77225 | 0.96278 | 0.88705 | 12.4167 | 0.87482 | 0.77212 | 0.96278 | 0.88702 | 12.4167 | 0.87482 | 0.77225 | 0.96278 | 0.88705
| 12.4583 | 0.87161 | 0.78833 | 0.96278 | 0.88812 | 12.4583 | 0.87161 | 0.7882 | 0.96278 | 0.8881 | 12.4583 | 0.87161 | 0.78833 | 0.96278 | 0.88812
| 12.5 | 0.8687 | 0.80342 | 0.96278 | 0.88918 | 12.5 | 0.8687 | 0.80329 | 0.96278 | 0.88916 | 12.5 | 0.8687 | 0.80342 | 0.96278 | 0.88918
| 12.5417 | 0.86613 | 0.81729 | 0.96278 | 0.89021 | 12.5417 | 0.86613 | 0.81716 | 0.96278 | 0.89018 | 12.5417 | 0.86613 | 0.81729 | 0.96278 | 0.89021
| 12.5833 | 0.8639 | 0.82994 | 0.96278 | 0.8912 | 12.5833 | 0.8639 | 0.82981 | 0.96278 | 0.89118 | 12.5833 | 0.8639 | 0.82994 | 0.96278 | 0.8912
| 12.625 | 0.86201 | 0.84136 | 0.96278 | 0.89216 | 12.625 | 0.86201 | 0.84123 | 0.96278 | 0.89214 | 12.625 | 0.86201 | 0.84136 | 0.96278 | 0.89216
| 12.6667 | 0.86046 | 0.85156 | 0.96278 | 0.89309 | 12.6667 | 0.86046 | 0.85144 | 0.96278 | 0.89306 | 12.6667 | 0.86046 | 0.85156 | 0.96278 | 0.89309
| 12.7083 | 0.85926 | 0.86055 | 0.96278 | 0.89398 | 12.7083 | 0.85925 | 0.86042 | 0.96278 | 0.89396 | 12.7083 | 0.85926 | 0.86055 | 0.96278 | 0.89398
| 12.75 | 0.85839 | 0.86832 | 0.96278 | 0.89484 | 12.75 | 0.85838 | 0.86819 | 0.96278 | 0.89482 | 12.75 | 0.85839 | 0.86832 | 0.96278 | 0.89484
| 12.7917 | 0.85786 | 0.87488 | 0.96278 | 0.89567 | 12.7917 | 0.85785 | 0.87475 | 0.96278 | 0.89564 | 12.7917 | 0.85786 | 0.87488 | 0.96278 | 0.89567
| 12.8333 | 0.85754 | 0.88022 | 0.96278 | 0.8964 | 12.8333 | 0.85754 | 0.88009 | 0.96278 | 0.89638 | 12.8333 | 0.85754 | 0.88022 | 0.96278 | 0.8964
| 12.875 | 0.85744 | 0.88435 | 0.96278 | 0.89704 | 12.875 | 0.85744 | 0.88422 | 0.96278 | 0.89701 | 12.875 | 0.85744 | 0.88435 | 0.96278 | 0.89704
| 12.9167 | 0.85755 | 0.88727 | 0.96278 | 0.89758 | 12.9167 | 0.85755 | 0.88714 | 0.96278 | 0.89756 | 12.9167 | 0.85755 | 0.88727 | 0.96278 | 0.89758
| 12.9583 | 0.85787 | 0.88898 | 0.96278 | 0.89803 | 12.9583 | 0.85787 | 0.88885 | 0.96278 | 0.898 | 12.9583 | 0.85787 | 0.88898 | 0.96278 | 0.89803
| 13 | 0.85841 | 0.88948 | 0.96278 | 0.89838 | 13 | 0.85841 | 0.88935 | 0.96278 | 0.89836 | 13 | 0.85841 | 0.88948 | 0.96278 | 0.89838
| 13.0417 | 0.85916 | 0.88878 | 0.96278 | 0.89864 | 13.0417 | 0.85916 | 0.88865 | 0.96278 | 0.89861 | 13.0417 | 0.85916 | 0.88878 | 0.96278 | 0.89864
| 13.0833 | 0.86012 | 0.88688 | 0.96278 | 0.8988 | 13.0833 | 0.86012 | 0.88675 | 0.96278 | 0.89878 | 13.0833 | 0.86012 | 0.88688 | 0.96278 | 0.8988
| 13.125 | 0.86129 | 0.88378 | 0.96278 | 0.89887 | 13.125 | 0.86129 | 0.88365 | 0.96278 | 0.89884 | 13.125 | 0.86129 | 0.88378 | 0.96278 | 0.89887
| 13.1667 | 0.86267 | 0.87947 | 0.96278 | 0.89884 | 13.1667 | 0.86267 | 0.87935 | 0.96278 | 0.89882 | 13.1667 | 0.86267 | 0.87947 | 0.96278 | 0.89884
| 13.2083 | 0.8641 | 0.87493 | 0.96278 | 0.8988 | 13.2083 | 0.8641 | 0.8748 | 0.96278 | 0.89877 | 13.2083 | 0.8641 | 0.87493 | 0.96278 | 0.8988
| 13.25 | 0.86552 | 0.87039 | 0.96278 | 0.89875 | 13.25 | 0.86552 | 0.87026 | 0.96278 | 0.89873 | 13.25 | 0.86552 | 0.87039 | 0.96278 | 0.89875
| 13.2917 | 0.86695 | 0.86585 | 0.96278 | 0.89871 | 13.2917 | 0.86694 | 0.86572 | 0.96278 | 0.89869 | 13.2917 | 0.86695 | 0.86585 | 0.96278 | 0.89871
| 13.3333 | 0.86837 | 0.86131 | 0.96278 | 0.89866 | 13.3333 | 0.86837 | 0.86118 | 0.96278 | 0.89864 | 13.3333 | 0.86837 | 0.86131 | 0.96278 | 0.89866
| 13.375 | 0.8698 | 0.85677 | 0.96278 | 0.89862 | 13.375 | 0.86979 | 0.85664 | 0.96278 | 0.8986 | 13.375 | 0.8698 | 0.85677 | 0.96278 | 0.89862
| 13.4167 | 0.87122 | 0.85222 | 0.96278 | 0.89857 | 13.4167 | 0.87122 | 0.8521 | 0.96278 | 0.89855 | 13.4167 | 0.87122 | 0.85222 | 0.96278 | 0.89857
| 13.4583 | 0.87264 | 0.84768 | 0.96278 | 0.89853 | 13.4583 | 0.87264 | 0.84756 | 0.96278 | 0.89851 | 13.4583 | 0.87264 | 0.84768 | 0.96278 | 0.89853
| 13.5 | 0.87407 | 0.84314 | 0.96278 | 0.89848 | 13.5 | 0.87406 | 0.84301 | 0.96278 | 0.89846 | 13.5 | 0.87407 | 0.84314 | 0.96278 | 0.89848
| 13.5417 | 0.87549 | 0.8386 | 0.96278 | 0.89844 | 13.5417 | 0.87549 | 0.83847 | 0.96278 | 0.89842 | 13.5417 | 0.87549 | 0.8386 | 0.96278 | 0.89844
| 13.5833 | 0.87692 | 0.83406 | 0.96278 | 0.89839 | 13.5833 | 0.87691 | 0.83393 | 0.96278 | 0.89837 | 13.5833 | 0.87692 | 0.83406 | 0.96278 | 0.89839
| 13.625 | 0.87834 | 0.82952 | 0.96278 | 0.89835 | 13.625 | 0.87833 | 0.82939 | 0.96278 | 0.89833 | 13.625 | 0.87834 | 0.82952 | 0.96278 | 0.89835
| 13.6667 | 0.87976 | 0.82497 | 0.96278 | 0.8983 | 13.6667 | 0.87976 | 0.82485 | 0.96278 | 0.89828 | 13.6667 | 0.87976 | 0.82497 | 0.96278 | 0.8983
| 13.7083 | 0.88118 | 0.82043 | 0.96278 | 0.89826 | 13.7083 | 0.88118 | 0.82031 | 0.96278 | 0.89823 | 13.7083 | 0.88118 | 0.82043 | 0.96278 | 0.89826
| 13.75 | 0.88261 | 0.81589 | 0.96278 | 0.89821 | 13.75 | 0.8826 | 0.81576 | 0.96278 | 0.89819 | 13.75 | 0.88261 | 0.81589 | 0.96278 | 0.89821
| 13.7917 | 0.88403 | 0.81135 | 0.96278 | 0.89817 | 13.7917 | 0.88403 | 0.81122 | 0.96278 | 0.89814 | 13.7917 | 0.88403 | 0.81135 | 0.96278 | 0.89817
| 13.8333 | 0.88545 | 0.80681 | 0.96278 | 0.89812 | 13.8333 | 0.88545 | 0.80668 | 0.96278 | 0.8981 | 13.8333 | 0.88545 | 0.80681 | 0.96278 | 0.89812
| 13.875 | 0.88687 | 0.80227 | 0.96278 | 0.89807 | 13.875 | 0.88687 | 0.80214 | 0.96278 | 0.89805 | 13.875 | 0.88687 | 0.80227 | 0.96278 | 0.89807
| 13.9167 | 0.8883 | 0.79773 | 0.96278 | 0.89803 | 13.9167 | 0.88829 | 0.7976 | 0.96278 | 0.89801 | 13.9167 | 0.8883 | 0.79773 | 0.96278 | 0.89803
| 13.9583 | 0.88972 | 0.79318 | 0.96278 | 0.89798 | 13.9583 | 0.88971 | 0.79306 | 0.96278 | 0.89796 | 13.9583 | 0.88972 | 0.79318 | 0.96278 | 0.89798
| 14 | 0.89114 | 0.78864 | 0.96278 | 0.89794 | 14 | 0.89114 | 0.78852 | 0.96278 | 0.89791 | 14 | 0.89114 | 0.78864 | 0.96278 | 0.89794
| 14.0417 | 0.89245 | 0.78414 | 0.96147 | 0.89741 | 14.0417 | 0.89244 | 0.78397 | 0.96278 | 0.89781 | 14.0417 | 0.89256 | 0.78414 | 0.96146 | 0.89746
| 14.0833 | 0.89363 | 0.77972 | 0.959 | 0.89644 | 14.0833 | 0.89363 | 0.77943 | 0.96277 | 0.89764 | 14.0833 | 0.89398 | 0.77972 | 0.95896 | 0.8966
| 14.125 | 0.89469 | 0.7753 | 0.95611 | 0.89527 | 14.125 | 0.89469 | 0.77489 | 0.96277 | 0.89742 | 14.125 | 0.8954 | 0.7753 | 0.95602 | 0.89559
| 14.1667 | 0.89562 | 0.77091 | 0.95272 | 0.89387 | 14.1667 | 0.89562 | 0.77035 | 0.96277 | 0.89713 | 14.1667 | 0.89682 | 0.77091 | 0.95256 | 0.89442
| 14.2083 | 0.89643 | 0.76654 | 0.94884 | 0.89225 | 14.2083 | 0.89643 | 0.76581 | 0.96277 | 0.89677 | 14.2083 | 0.89825 | 0.76654 | 0.94862 | 0.89309
| 14.25 | 0.89711 | 0.76221 | 0.94427 | 0.89035 | 14.25 | 0.89711 | 0.76127 | 0.96277 | 0.89636 | 14.25 | 0.89967 | 0.76221 | 0.94399 | 0.89153
| 14.2917 | 0.89767 | 0.75792 | 0.93876 | 0.88807 | 14.2917 | 0.89767 | 0.75673 | 0.96277 | 0.89588 | 14.2917 | 0.90109 | 0.75792 | 0.93841 | 0.88967
| 14.3333 | 0.8981 | 0.75369 | 0.93207 | 0.88535 | 14.3333 | 0.8981 | 0.75218 | 0.96277 | 0.89534 | 14.3333 | 0.90251 | 0.75369 | 0.93165 | 0.88742
| 14.375 | 0.89841 | 0.74951 | 0.92423 | 0.8822 | 14.375 | 0.8984 | 0.74764 | 0.96277 | 0.89473 | 14.375 | 0.90393 | 0.74951 | 0.92374 | 0.8848
| 14.4167 | 0.89859 | 0.7454 | 0.91524 | 0.87861 | 14.4167 | 0.89859 | 0.7431 | 0.96277 | 0.89407 | 14.4167 | 0.90535 | 0.7454 | 0.91468 | 0.8818
| 14.4583 | 0.89865 | 0.74134 | 0.90511 | 0.87458 | 14.4583 | 0.89864 | 0.73856 | 0.96277 | 0.89334 | 14.4583 | 0.90677 | 0.74134 | 0.90446 | 0.87843
| 14.5 | 0.89858 | 0.73733 | 0.89385 | 0.87013 | 14.5 | 0.89857 | 0.73402 | 0.96277 | 0.89255 | 14.5 | 0.90819 | 0.73733 | 0.89311 | 0.87469
| 14.5417 | 0.89838 | 0.73339 | 0.88146 | 0.86524 | 14.5417 | 0.89838 | 0.72948 | 0.96277 | 0.89169 | 14.5417 | 0.90961 | 0.73339 | 0.88062 | 0.87057
| 14.5833 | 0.89806 | 0.7295 | 0.86794 | 0.85993 | 14.5833 | 0.89806 | 0.72493 | 0.96277 | 0.89078 | 14.5833 | 0.91103 | 0.7295 | 0.867 | 0.8661
| 14.625 | 0.89762 | 0.72567 | 0.85331 | 0.85419 | 14.625 | 0.89761 | 0.72039 | 0.96277 | 0.8898 | 14.625 | 0.91244 | 0.72567 | 0.85227 | 0.86126
| 14.6667 | 0.89705 | 0.7219 | 0.8376 | 0.84804 | 14.6667 | 0.89704 | 0.71585 | 0.96277 | 0.88875 | 14.6667 | 0.91386 | 0.7219 | 0.83645 | 0.85607
| 14.7083 | 0.89635 | 0.71818 | 0.82086 | 0.84149 | 14.7083 | 0.89635 | 0.71131 | 0.96277 | 0.88765 | 14.7083 | 0.91528 | 0.71818 | 0.81961 | 0.85054
| 14.75 | 0.89553 | 0.71452 | 0.80337 | 0.83464 | 14.75 | 0.89553 | 0.70677 | 0.96277 | 0.88648 | 14.75 | 0.9167 | 0.71452 | 0.8021 | 0.8448
| 14.7917 | 0.89459 | 0.71089 | 0.78608 | 0.8278 | 14.7917 | 0.89458 | 0.70223 | 0.96277 | 0.88525 | 14.7917 | 0.91812 | 0.71088 | 0.78485 | 0.83915
| 14.8333 | 0.89351 | 0.70723 | 0.76888 | 0.82092 | 14.8333 | 0.89351 | 0.69768 | 0.96277 | 0.88396 | 14.8333 | 0.91954 | 0.70722 | 0.76762 | 0.83351
| 14.875 | 0.89232 | 0.70362 | 0.75129 | 0.81386 | 14.875 | 0.89231 | 0.69314 | 0.96278 | 0.88261 | 14.875 | 0.92096 | 0.7036 | 0.75004 | 0.82776
| 14.9167 | 0.891 | 0.70002 | 0.73327 | 0.80659 | 14.9167 | 0.89099 | 0.6886 | 0.96277 | 0.88119 | 14.9167 | 0.92237 | 0.7 | 0.73202 | 0.82186
| 14.9583 | 0.88955 | 0.69646 | 0.71452 | 0.79903 | 14.9583 | 0.88955 | 0.68406 | 0.96278 | 0.87971 | 14.9583 | 0.92379 | 0.69643 | 0.71328 | 0.81573
| 15 | 0.88798 | 0.69293 | 0.69508 | 0.79117 | 15 | 0.88798 | 0.67952 | 0.96277 | 0.87817 | 15 | 0.92521 | 0.6929 | 0.69383 | 0.80936
| 15.0417 | 0.8864 | 0.6894 | 0.6762 | 0.7835 | 15.0417 | 0.88639 | 0.67498 | 0.96278 | 0.87662 | 15.0417 | 0.92663 | 0.68937 | 0.67497 | 0.8032
| 15.0833 | 0.88481 | 0.68585 | 0.65781 | 0.77598 | 15.0833 | 0.88481 | 0.67043 | 0.96278 | 0.87507 | 15.0833 | 0.92804 | 0.68581 | 0.65661 | 0.79719
| 15.125 | 0.88323 | 0.68228 | 0.6399 | 0.76863 | 15.125 | 0.88322 | 0.66589 | 0.96278 | 0.87352 | 15.125 | 0.92936 | 0.68224 | 0.63874 | 0.7913
| 15.1667 | 0.88164 | 0.67869 | 0.62247 | 0.76143 | 15.1667 | 0.88164 | 0.66135 | 0.96278 | 0.87197 | 15.1667 | 0.93055 | 0.67864 | 0.62138 | 0.78551
| 15.2083 | 0.88006 | 0.67509 | 0.60553 | 0.75439 | 15.2083 | 0.88005 | 0.65681 | 0.96278 | 0.87042 | 15.2083 | 0.93161 | 0.67503 | 0.60451 | 0.77981
| 15.25 | 0.87847 | 0.67146 | 0.58929 | 0.74758 | 15.25 | 0.87847 | 0.65227 | 0.96278 | 0.86887 | 15.25 | 0.93255 | 0.6714 | 0.58832 | 0.77428
| 15.2917 | 0.87689 | 0.66779 | 0.57397 | 0.74107 | 15.2917 | 0.87689 | 0.64773 | 0.96278 | 0.86732 | 15.2917 | 0.93337 | 0.66773 | 0.57307 | 0.769
| 15.3333 | 0.87531 | 0.66408 | 0.56 | 0.735 | 15.3333 | 0.8753 | 0.64319 | 0.96278 | 0.86577 | 15.3333 | 0.93406 | 0.66401 | 0.55917 | 0.76409
| 15.375 | 0.87372 | 0.66027 | 0.54781 | 0.72951 | 15.375 | 0.87372 | 0.63864 | 0.96278 | 0.86423 | 15.375 | 0.93462 | 0.6602 | 0.54705 | 0.7597
| 15.4167 | 0.87214 | 0.65644 | 0.53694 | 0.72446 | 15.4167 | 0.87213 | 0.6341 | 0.96278 | 0.86268 | 15.4167 | 0.93506 | 0.65636 | 0.53626 | 0.75568
| 15.4583 | 0.87055 | 0.65252 | 0.52752 | 0.71987 | 15.4583 | 0.87055 | 0.62956 | 0.96278 | 0.86113 | 15.4583 | 0.93538 | 0.65243 | 0.52692 | 0.75207
| 15.5 | 0.86897 | 0.64857 | 0.51916 | 0.71563 | 15.5 | 0.86897 | 0.62502 | 0.96278 | 0.85958 | 15.5 | 0.93557 | 0.64849 | 0.51865 | 0.74875
| 15.5417 | 0.86739 | 0.64454 | 0.51223 | 0.71186 | 15.5417 | 0.86738 | 0.62048 | 0.96278 | 0.85803 | 15.5417 | 0.93563 | 0.64445 | 0.51182 | 0.74583
| 15.5833 | 0.8658 | 0.6405 | 0.50635 | 0.70843 | 15.5833 | 0.8658 | 0.61594 | 0.96278 | 0.85648 | 15.5833 | 0.93557 | 0.6404 | 0.50604 | 0.7432
| 15.625 | 0.86422 | 0.63636 | 0.50189 | 0.70547 | 15.625 | 0.86422 | 0.61139 | 0.96278 | 0.85493 | 15.625 | 0.93538 | 0.63626 | 0.50169 | 0.74096
| 15.6667 | 0.86264 | 0.6322 | 0.49862 | 0.70289 | 15.6667 | 0.86263 | 0.60685 | 0.96278 | 0.85338 | 15.6667 | 0.93507 | 0.6321 | 0.49852 | 0.73906
| 15.7083 | 0.86105 | 0.62794 | 0.4971 | 0.70088 | 15.7083 | 0.86105 | 0.60231 | 0.96278 | 0.85184 | 15.7083 | 0.93463 | 0.62783 | 0.49709 | 0.73765
| 15.75 | 0.85947 | 0.62361 | 0.49701 | 0.69934 | 15.75 | 0.85947 | 0.59777 | 0.96278 | 0.85029 | 15.75 | 0.93407 | 0.6235 | 0.49703 | 0.73663
| 15.7917 | 0.85789 | 0.61924 | 0.49714 | 0.69786 | 15.7917 | 0.85788 | 0.59323 | 0.96278 | 0.84874 | 15.7917 | 0.93339 | 0.61914 | 0.49712 | 0.73559
| 15.8333 | 0.8563 | 0.61492 | 0.49704 | 0.69632 | 15.8333 | 0.8563 | 0.58869 | 0.96278 | 0.84719 | 15.8333 | 0.93257 | 0.6148 | 0.49705 | 0.73444
| 15.875 | 0.85472 | 0.61056 | 0.4971 | 0.69482 | 15.875 | 0.85472 | 0.58414 | 0.96278 | 0.84564 | 15.875 | 0.93164 | 0.61045 | 0.49709 | 0.73326
| 15.9167 | 0.85314 | 0.60622 | 0.49708 | 0.6933 | 15.9167 | 0.85307 | 0.57994 | 0.9629 | 0.84416 | 15.9167 | 0.93058 | 0.60611 | 0.49708 | 0.732
| 15.9583 | 0.85155 | 0.60187 | 0.49708 | 0.69178 | 15.9583 | 0.85121 | 0.577 | 0.96276 | 0.84269 | 15.9583 | 0.92939 | 0.60176 | 0.49708 | 0.73068
| 16 | 0.84997 | 0.59753 | 0.49708 | 0.69027 | 16 | 0.84914 | 0.57521 | 0.9629 | 0.8414 | 16 | 0.92808 | 0.59742 | 0.49708 | 0.7293
| 16.0417 | 0.84839 | 0.59318 | 0.49708 | 0.68875 | 16.0417 | 0.84685 | 0.57467 | 0.96274 | 0.84012 | 16.0417 | 0.92664 | 0.59307 | 0.49708 | 0.72786
| 16.0833 | 0.8468 | 0.58884 | 0.49708 | 0.68723 | 16.0833 | 0.84436 | 0.5753 | 0.96278 | 0.83899 | 16.0833 | 0.92508 | 0.58873 | 0.49708 | 0.72635
| 16.125 | 0.84522 | 0.58449 | 0.49708 | 0.68572 | 16.125 | 0.84165 | 0.57713 | 0.96277 | 0.83794 | 16.125 | 0.9235 | 0.58438 | 0.49708 | 0.72484
| 16.1667 | 0.84364 | 0.58015 | 0.49708 | 0.6842 | 16.1667 | 0.83874 | 0.58016 | 0.96277 | 0.83699 | 16.1667 | 0.92191 | 0.58004 | 0.49708 | 0.72332
| 16.2083 | 0.84205 | 0.5758 | 0.49708 | 0.68269 | 16.2083 | 0.83561 | 0.58438 | 0.96277 | 0.83613 | 16.2083 | 0.92033 | 0.57569 | 0.49708 | 0.72181
| 16.25 | 0.84047 | 0.57146 | 0.49708 | 0.68117 | 16.25 | 0.83228 | 0.58978 | 0.96277 | 0.83536 | 16.25 | 0.91874 | 0.57135 | 0.49708 | 0.72029
| 16.2917 | 0.83889 | 0.56711 | 0.49708 | 0.67966 | 16.2917 | 0.82874 | 0.59637 | 0.96277 | 0.83469 | 16.2917 | 0.91716 | 0.567 | 0.49708 | 0.71877
| 16.3333 | 0.8373 | 0.56277 | 0.49708 | 0.67814 | 16.3333 | 0.82499 | 0.60412 | 0.96277 | 0.83411 | 16.3333 | 0.91557 | 0.56266 | 0.49708 | 0.71726
| 16.375 | 0.83572 | 0.55842 | 0.49708 | 0.67662 | 16.375 | 0.82104 | 0.61305 | 0.96277 | 0.83362 | 16.375 | 0.91399 | 0.55831 | 0.49708 | 0.71574
| 16.4167 | 0.83414 | 0.55408 | 0.49708 | 0.67511 | 16.4167 | 0.81689 | 0.62313 | 0.96277 | 0.83322 | 16.4167 | 0.9124 | 0.55397 | 0.49708 | 0.71422
| 16.4583 | 0.83256 | 0.54973 | 0.49708 | 0.67359 | 16.4583 | 0.81253 | 0.63438 | 0.96277 | 0.83292 | 16.4583 | 0.91082 | 0.54962 | 0.49708 | 0.71271
| 16.5 | 0.83097 | 0.54539 | 0.49708 | 0.67208 | 16.5 | 0.80797 | 0.6468 | 0.96277 | 0.83271 | 16.5 | 0.90923 | 0.54528 | 0.49708 | 0.71119
| 16.5417 | 0.82939 | 0.54104 | 0.49708 | 0.67056 | 16.5417 | 0.8032 | 0.66038 | 0.96277 | 0.83259 | 16.5417 | 0.90765 | 0.54093 | 0.49708 | 0.70967
| 16.5833 | 0.82781 | 0.5367 | 0.49708 | 0.66905 | 16.5833 | 0.79823 | 0.67512 | 0.96277 | 0.83256 | 16.5833 | 0.90606 | 0.53659 | 0.49708 | 0.70816
| 16.625 | 0.82623 | 0.53235 | 0.49708 | 0.66753 | 16.625 | 0.79308 | 0.69089 | 0.96282 | 0.83263 | 16.625 | 0.90448 | 0.53224 | 0.49708 | 0.70664
| 16.6667 | 0.82464 | 0.52801 | 0.49708 | 0.66602 | 16.6667 | 0.78793 | 0.70669 | 0.96276 | 0.83267 | 16.6667 | 0.90289 | 0.5279 | 0.49708 | 0.70512
| 16.7083 | 0.82306 | 0.52366 | 0.49708 | 0.6645 | 16.7083 | 0.78278 | 0.72245 | 0.96284 | 0.83274 | 16.7083 | 0.90131 | 0.52355 | 0.49708 | 0.70361
| 16.75 | 0.82148 | 0.51931 | 0.49708 | 0.66299 | 16.75 | 0.77763 | 0.73825 | 0.96274 | 0.83277 | 16.75 | 0.89972 | 0.51921 | 0.49708 | 0.70209
| 16.7917 | 0.8199 | 0.51497 | 0.49708 | 0.66147 | 16.7917 | 0.77248 | 0.75401 | 0.96285 | 0.83286 | 16.7917 | 0.89814 | 0.51486 | 0.49708 | 0.70057
| 16.8333 | 0.81832 | 0.51062 | 0.49708 | 0.65996 | 16.8333 | 0.76732 | 0.76982 | 0.96271 | 0.83287 | 16.8333 | 0.89662 | 0.5105 | 0.49716 | 0.69911
| 16.875 | 0.81673 | 0.50628 | 0.49708 | 0.65844 | 16.875 | 0.76217 | 0.78558 | 0.96283 | 0.83296 | 16.875 | 0.89522 | 0.50616 | 0.49712 | 0.69768
| 16.9167 | 0.81515 | 0.50193 | 0.49708 | 0.65693 | 16.9167 | 0.75709 | 0.80105 | 0.96257 | 0.83291 | 16.9167 | 0.89395 | 0.50182 | 0.49713 | 0.69632
| 16.9583 | 0.81357 | 0.49759 | 0.49708 | 0.65541 | 16.9583 | 0.75221 | 0.81521 | 0.96282 | 0.83292 | 16.9583 | 0.8928 | 0.49747 | 0.49713 | 0.69502
| 17 | 0.81199 | 0.49324 | 0.49708 | 0.6539 | 17 | 0.74755 | 0.82827 | 0.96255 | 0.83267 | 17 | 0.89178 | 0.49313 | 0.49713 | 0.69379
| 17.0417 | 0.81041 | 0.4889 | 0.49708 | 0.65238 | 17.0417 | 0.7431 | 0.84002 | 0.96282 | 0.83249 | 17.0417 | 0.89089 | 0.48878 | 0.49713 | 0.69262
| 17.0833 | 0.80883 | 0.48455 | 0.49708 | 0.65087 | 17.0833 | 0.73887 | 0.85066 | 0.96264 | 0.83209 | 17.0833 | 0.89012 | 0.48444 | 0.49713 | 0.69151
| 17.125 | 0.80725 | 0.48021 | 0.49708 | 0.64935 | 17.125 | 0.73484 | 0.86006 | 0.96269 | 0.83166 | 17.125 | 0.88947 | 0.48009 | 0.49713 | 0.69046
| 17.1667 | 0.80566 | 0.47586 | 0.49708 | 0.64784 | 17.1667 | 0.73102 | 0.86827 | 0.96268 | 0.83111 | 17.1667 | 0.88895 | 0.47575 | 0.49713 | 0.68948
| 17.2083 | 0.80408 | 0.47152 | 0.49708 | 0.64632 | 17.2083 | 0.72741 | 0.8753 | 0.96268 | 0.83048 | 17.2083 | 0.88856 | 0.4714 | 0.49713 | 0.68856
| 17.25 | 0.8025 | 0.46717 | 0.49708 | 0.64481 | 17.25 | 0.72401 | 0.88113 | 0.96268 | 0.82976 | 17.25 | 0.88829 | 0.46705 | 0.49713 | 0.6877
| 17.2917 | 0.80092 | 0.46283 | 0.49708 | 0.64329 | 17.2917 | 0.72082 | 0.88579 | 0.96268 | 0.82894 | 17.2917 | 0.88814 | 0.46271 | 0.49713 | 0.6869
| 17.3333 | 0.79934 | 0.45848 | 0.49708 | 0.64178 | 17.3333 | 0.71784 | 0.88927 | 0.96268 | 0.82802 | 17.3333 | 0.88813 | 0.45836 | 0.49713 | 0.68617
| 17.375 | 0.79776 | 0.45414 | 0.49708 | 0.64026 | 17.375 | 0.71506 | 0.89159 | 0.96268 | 0.82702 | 17.375 | 0.88823 | 0.45402 | 0.49713 | 0.6855
| 17.4167 | 0.79618 | 0.44979 | 0.49708 | 0.63875 | 17.4167 | 0.71248 | 0.89274 | 0.96268 | 0.82592 | 17.4167 | 0.88846 | 0.44967 | 0.49713 | 0.68489
| 17.4583 | 0.7946 | 0.44545 | 0.49708 | 0.63723 | 17.4583 | 0.71011 | 0.89273 | 0.96268 | 0.82474 | 17.4583 | 0.88882 | 0.44533 | 0.49713 | 0.68434
| 17.5 | 0.79302 | 0.4411 | 0.49708 | 0.63572 | 17.5 | 0.70794 | 0.89155 | 0.96268 | 0.82346 | 17.5 | 0.8893 | 0.44098 | 0.49713 | 0.68386
| 17.5417 | 0.79144 | 0.43676 | 0.49708 | 0.6342 | 17.5417 | 0.70598 | 0.88921 | 0.96268 | 0.82209 | 17.5417 | 0.88991 | 0.43664 | 0.49713 | 0.68344
| 17.5833 | 0.78986 | 0.43241 | 0.49708 | 0.63269 | 17.5833 | 0.70422 | 0.88571 | 0.96268 | 0.82062 | 17.5833 | 0.89064 | 0.43229 | 0.49713 | 0.68308
| 17.625 | 0.78828 | 0.42807 | 0.49708 | 0.63118 | 17.625 | 0.70264 | 0.88118 | 0.96263 | 0.81906 | 17.625 | 0.8915 | 0.42795 | 0.49713 | 0.68279
| 17.6667 | 0.7867 | 0.42372 | 0.49708 | 0.62966 | 17.6667 | 0.70107 | 0.87663 | 0.96269 | 0.81753 | 17.6667 | 0.89248 | 0.4236 | 0.49713 | 0.68255
| 17.7083 | 0.78512 | 0.41937 | 0.49708 | 0.62815 | 17.7083 | 0.69949 | 0.8721 | 0.96262 | 0.81597 | 17.7083 | 0.89359 | 0.41926 | 0.49713 | 0.68238
| 17.75 | 0.78354 | 0.41503 | 0.49708 | 0.62663 | 17.75 | 0.69792 | 0.86754 | 0.9627 | 0.81445 | 17.75 | 0.89483 | 0.41491 | 0.49713 | 0.68227
| 17.7917 | 0.78196 | 0.41068 | 0.49708 | 0.62512 | 17.7917 | 0.69634 | 0.86302 | 0.9626 | 0.81288 | 17.7917 | 0.89618 | 0.41057 | 0.49713 | 0.68223
| 17.8333 | 0.78038 | 0.40634 | 0.49708 | 0.62361 | 17.8333 | 0.69477 | 0.85846 | 0.96273 | 0.81137 | 17.8333 | 0.8976 | 0.40624 | 0.49705 | 0.68219
| 17.875 | 0.7788 | 0.40199 | 0.49708 | 0.62209 | 17.875 | 0.69319 | 0.85393 | 0.96263 | 0.8098 | 17.875 | 0.89903 | 0.40188 | 0.49709 | 0.68219
| 17.9167 | 0.77722 | 0.39765 | 0.49708 | 0.62058 | 17.9167 | 0.69161 | 0.84937 | 0.96275 | 0.80829 | 17.9167 | 0.90045 | 0.39754 | 0.49708 | 0.68217
| 17.9583 | 0.77564 | 0.3933 | 0.49708 | 0.61906 | 17.9583 | 0.69004 | 0.84485 | 0.96266 | 0.80672 | 17.9583 | 0.90187 | 0.3932 | 0.49708 | 0.68216
| 18 | 0.77406 | 0.38896 | 0.49708 | 0.61755 | 18 | 0.68846 | 0.84029 | 0.96277 | 0.8052 | 18 | 0.90329 | 0.38885 | 0.49708 | 0.68215
| 18.0417 | 0.77248 | 0.38461 | 0.49708 | 0.61604 | 18.0417 | 0.68689 | 0.83576 | 0.96269 | 0.80364 | 18.0417 | 0.90471 | 0.38451 | 0.49708 | 0.68213
| 18.0833 | 0.77091 | 0.38027 | 0.49708 | 0.61452 | 18.0833 | 0.68531 | 0.8312 | 0.96279 | 0.80212 | 18.0833 | 0.90613 | 0.38016 | 0.49708 | 0.68212
| 18.125 | 0.76933 | 0.37592 | 0.49708 | 0.61301 | 18.125 | 0.68374 | 0.82666 | 0.96276 | 0.80057 | 18.125 | 0.90755 | 0.37581 | 0.49708 | 0.6821
| 18.1667 | 0.76775 | 0.37158 | 0.49708 | 0.6115 | 18.1667 | 0.68216 | 0.82212 | 0.96277 | 0.79902 | 18.1667 | 0.90897 | 0.37147 | 0.49708 | 0.68209
| 18.2083 | 0.76617 | 0.36723 | 0.49708 | 0.60998 | 18.2083 | 0.68059 | 0.81758 | 0.96276 | 0.79748 | 18.2083 | 0.91039 | 0.36712 | 0.49708 | 0.68207
| 18.25 | 0.76459 | 0.36289 | 0.49708 | 0.60847 | 18.25 | 0.67901 | 0.81304 | 0.96277 | 0.79594 | 18.25 | 0.9118 | 0.36278 | 0.49708 | 0.68206
| 18.2917 | 0.76301 | 0.35854 | 0.49708 | 0.60696 | 18.2917 | 0.67744 | 0.8085 | 0.96277 | 0.79439 | 18.2917 | 0.91322 | 0.35843 | 0.49708 | 0.68204
| 18.3333 | 0.76143 | 0.3542 | 0.49708 | 0.60544 | 18.3333 | 0.67586 | 0.80396 | 0.96277 | 0.79285 | 18.3333 | 0.91464 | 0.35409 | 0.49708 | 0.68203
| 18.375 | 0.75986 | 0.34985 | 0.49708 | 0.60393 | 18.375 | 0.67429 | 0.79941 | 0.96276 | 0.7913 | 18.375 | 0.91606 | 0.34974 | 0.49708 | 0.68201
| 18.4167 | 0.75828 | 0.34551 | 0.49708 | 0.60242 | 18.4167 | 0.67272 | 0.79487 | 0.96277 | 0.78976 | 18.4167 | 0.91748 | 0.3454 | 0.49708 | 0.682
| 18.4583 | 0.7567 | 0.34116 | 0.49708 | 0.6009 | 18.4583 | 0.67114 | 0.79033 | 0.96276 | 0.78821 | 18.4583 | 0.9189 | 0.34105 | 0.49708 | 0.68198
| 18.5 | 0.75512 | 0.33682 | 0.49708 | 0.59939 | 18.5 | 0.66957 | 0.78579 | 0.96277 | 0.78667 | 18.5 | 0.92032 | 0.33671 | 0.49708 | 0.68197
| 18.5417 | 0.75355 | 0.33247 | 0.49708 | 0.59788 | 18.5417 | 0.66799 | 0.78125 | 0.96276 | 0.78513 | 18.5417 | 0.92173 | 0.33236 | 0.49708 | 0.68195
| 18.5833 | 0.75197 | 0.32813 | 0.49708 | 0.59637 | 18.5833 | 0.66642 | 0.77671 | 0.96277 | 0.78358 | 18.5833 | 0.92315 | 0.32802 | 0.49708 | 0.68194
| 18.625 | 0.75039 | 0.32378 | 0.49708 | 0.59485 | 18.625 | 0.66484 | 0.77217 | 0.96276 | 0.78204 | 18.625 | 0.92457 | 0.32367 | 0.49708 | 0.68192
| 18.6667 | 0.74881 | 0.31944 | 0.49708 | 0.59334 | 18.6667 | 0.66327 | 0.76762 | 0.96277 | 0.78049 | 18.6667 | 0.92599 | 0.31933 | 0.49708 | 0.68191
| 18.7083 | 0.74724 | 0.31509 | 0.49708 | 0.59183 | 18.7083 | 0.66169 | 0.76308 | 0.96276 | 0.77895 | 18.7083 | 0.92741 | 0.31498 | 0.49708 | 0.68189
| 18.75 | 0.74566 | 0.31075 | 0.49708 | 0.59032 | 18.75 | 0.66012 | 0.75854 | 0.96277 | 0.77741 | 18.75 | 0.92882 | 0.31064 | 0.49708 | 0.68188
| 18.7917 | 0.74409 | 0.3064 | 0.49708 | 0.5888 | 18.7917 | 0.65855 | 0.754 | 0.96276 | 0.77586 | 18.7917 | 0.93024 | 0.30629 | 0.49708 | 0.68186
| 18.8333 | 0.74251 | 0.30206 | 0.49708 | 0.58729 | 18.8333 | 0.65697 | 0.74946 | 0.96277 | 0.77432 | 18.8333 | 0.93166 | 0.30195 | 0.49708 | 0.68185
| 18.875 | 0.74093 | 0.29771 | 0.49708 | 0.58578 | 18.875 | 0.6554 | 0.74492 | 0.96276 | 0.77277 | 18.875 | 0.93304 | 0.29759 | 0.49716 | 0.68184
| 18.9167 | 0.73936 | 0.29337 | 0.49708 | 0.58427 | 18.9167 | 0.65383 | 0.74037 | 0.96277 | 0.77123 | 18.9167 | 0.93429 | 0.29325 | 0.49713 | 0.68173
| 18.9583 | 0.73778 | 0.28902 | 0.49708 | 0.58276 | 18.9583 | 0.65225 | 0.73584 | 0.96276 | 0.76968 | 18.9583 | 0.93542 | 0.2889 | 0.49714 | 0.68157
| 19 | 0.73621 | 0.28468 | 0.49708 | 0.58124 | 19 | 0.65068 | 0.73129 | 0.96278 | 0.76815 | 19 | 0.93642 | 0.28456 | 0.49713 | 0.68135
| 19.0417 | 0.73463 | 0.28033 | 0.49708 | 0.57973 | 19.0417 | 0.6491 | 0.72675 | 0.96275 | 0.7666 | 19.0417 | 0.9373 | 0.28021 | 0.49714 | 0.68106
| 19.0833 | 0.73306 | 0.27599 | 0.49708 | 0.57822 | 19.0833 | 0.64753 | 0.72221 | 0.96278 | 0.76506 | 19.0833 | 0.93806 | 0.27586 | 0.49714 | 0.68072
| 19.125 | 0.73148 | 0.27164 | 0.49708 | 0.57671 | 19.125 | 0.64596 | 0.71767 | 0.96277 | 0.76351 | 19.125 | 0.93868 | 0.27152 | 0.49714 | 0.68031
| 19.1667 | 0.72991 | 0.2673 | 0.49708 | 0.5752 | 19.1667 | 0.64438 | 0.71312 | 0.96278 | 0.76197 | 19.1667 | 0.93919 | 0.26717 | 0.49714 | 0.67983
| 19.2083 | 0.72833 | 0.26295 | 0.49708 | 0.57368 | 19.2083 | 0.64281 | 0.70858 | 0.96277 | 0.76043 | 19.2083 | 0.93957 | 0.26283 | 0.49714 | 0.6793
| 19.25 | 0.72675 | 0.25861 | 0.49708 | 0.57217 | 19.25 | 0.64124 | 0.70404 | 0.96277 | 0.75888 | 19.25 | 0.93982 | 0.25848 | 0.49714 | 0.6787
| 19.2917 | 0.72518 | 0.25426 | 0.49708 | 0.57066 | 19.2917 | 0.63966 | 0.6995 | 0.96277 | 0.75734 | 19.2917 | 0.93995 | 0.25414 | 0.49714 | 0.67804
| 19.3333 | 0.7236 | 0.24992 | 0.49708 | 0.56915 | 19.3333 | 0.63809 | 0.69496 | 0.96277 | 0.7558 | 19.3333 | 0.93995 | 0.24979 | 0.49714 | 0.67732
| 19.375 | 0.72203 | 0.24557 | 0.49708 | 0.56764 | 19.375 | 0.63652 | 0.69042 | 0.96277 | 0.75425 | 19.375 | 0.93983 | 0.24545 | 0.49714 | 0.67653
| 19.4167 | 0.72046 | 0.24123 | 0.49708 | 0.56613 | 19.4167 | 0.63494 | 0.68588 | 0.96277 | 0.75271 | 19.4167 | 0.93958 | 0.2411 | 0.49714 | 0.67569
| 19.4583 | 0.71888 | 0.23688 | 0.49708 | 0.56461 | 19.4583 | 0.63337 | 0.68133 | 0.96277 | 0.75117 | 19.4583 | 0.93921 | 0.23676 | 0.49714 | 0.67478
| 19.5 | 0.71731 | 0.23254 | 0.49708 | 0.5631 | 19.5 | 0.6318 | 0.67679 | 0.96277 | 0.74962 | 19.5 | 0.93871 | 0.23241 | 0.49714 | 0.6738
| 19.5417 | 0.71573 | 0.22819 | 0.49708 | 0.56159 | 19.5417 | 0.63022 | 0.67225 | 0.96277 | 0.74808 | 19.5417 | 0.93809 | 0.22807 | 0.49714 | 0.67277
| 19.5833 | 0.71416 | 0.22385 | 0.49708 | 0.56008 | 19.5833 | 0.62865 | 0.66771 | 0.96278 | 0.74654 | 19.5833 | 0.93734 | 0.22372 | 0.49714 | 0.67167
| 19.625 | 0.71258 | 0.2195 | 0.49708 | 0.55857 | 19.625 | 0.62708 | 0.66317 | 0.96277 | 0.74499 | 19.625 | 0.93647 | 0.21938 | 0.49714 | 0.67051
| 19.6667 | 0.71101 | 0.21516 | 0.49708 | 0.55706 | 19.6667 | 0.6255 | 0.65863 | 0.96278 | 0.74345 | 19.6667 | 0.93547 | 0.21503 | 0.49714 | 0.66929
| 19.7083 | 0.70944 | 0.21081 | 0.49708 | 0.55555 | 19.7083 | 0.62393 | 0.65409 | 0.96277 | 0.7419 | 19.7083 | 0.93435 | 0.21069 | 0.49714 | 0.668
| 19.75 | 0.70786 | 0.20647 | 0.49708 | 0.55403 | 19.75 | 0.62236 | 0.64954 | 0.96278 | 0.74036 | 19.75 | 0.9331 | 0.20634 | 0.49714 | 0.66665
| 19.7917 | 0.70629 | 0.20212 | 0.49708 | 0.55252 | 19.7917 | 0.62079 | 0.645 | 0.96277 | 0.73882 | 19.7917 | 0.93173 | 0.202 | 0.49714 | 0.66524
| 19.8333 | 0.70471 | 0.19777 | 0.49708 | 0.55101 | 19.8333 | 0.61922 | 0.64046 | 0.96278 | 0.73728 | 19.8333 | 0.93023 | 0.19765 | 0.49714 | 0.66377
| 19.875 | 0.70314 | 0.19343 | 0.49708 | 0.5495 | 19.875 | 0.61764 | 0.63592 | 0.96277 | 0.73573 | 19.875 | 0.92865 | 0.19332 | 0.49706 | 0.66223
| 19.9167 | 0.70157 | 0.18908 | 0.49708 | 0.54799 | 19.9167 | 0.61607 | 0.63138 | 0.96278 | 0.73419 | 19.9167 | 0.92707 | 0.18897 | 0.49709 | 0.66072
| 19.9583 | 0.69999 | 0.18474 | 0.49708 | 0.54648 | 19.9583 | 0.6145 | 0.62684 | 0.96277 | 0.73265 | 19.9583 | 0.92548 | 0.18463 | 0.49708 | 0.6592
| 20 | 0.69842 | 0.18039 | 0.49708 | 0.54497 | 20 | 0.61293 | 0.62229 | 0.96278 | 0.73111 | 20 | 0.9239 | 0.18028 | 0.49708 | 0.65769
| 20.0417 | 0.69685 | 0.17605 | 0.49708 | 0.54346 | 20.0417 | 0.61136 | 0.61775 | 0.96277 | 0.72956 | 20.0417 | 0.92231 | 0.17594 | 0.49708 | 0.65617
| 20.0833 | 0.69527 | 0.1717 | 0.49708 | 0.54195 | 20.0833 | 0.60978 | 0.61321 | 0.96278 | 0.72802 | 20.0833 | 0.92073 | 0.17159 | 0.49708 | 0.65465
| 20.125 | 0.6937 | 0.16736 | 0.49708 | 0.54044 | 20.125 | 0.60821 | 0.60867 | 0.96278 | 0.72648 | 20.125 | 0.91914 | 0.16725 | 0.49708 | 0.65314
| 20.1667 | 0.69213 | 0.16301 | 0.49708 | 0.53893 | 20.1667 | 0.60664 | 0.60413 | 0.96278 | 0.72494 | 20.1667 | 0.91756 | 0.1629 | 0.49708 | 0.65162
| 20.2083 | 0.69055 | 0.15867 | 0.49708 | 0.53741 | 20.2083 | 0.60507 | 0.59959 | 0.96278 | 0.72339 | 20.2083 | 0.91597 | 0.15856 | 0.49708 | 0.65011
| 20.25 | 0.68898 | 0.15432 | 0.49708 | 0.5359 | 20.25 | 0.6035 | 0.59504 | 0.96278 | 0.72185 | 20.25 | 0.91439 | 0.15421 | 0.49708 | 0.64859
| 20.2917 | 0.68741 | 0.14998 | 0.49708 | 0.53439 | 20.2917 | 0.60193 | 0.5905 | 0.96278 | 0.72031 | 20.2917 | 0.9128 | 0.14986 | 0.49708 | 0.64707
| 20.3333 | 0.68583 | 0.14563 | 0.49708 | 0.53288 | 20.3333 | 0.60036 | 0.58596 | 0.96278 | 0.71876 | 20.3333 | 0.91122 | 0.14552 | 0.49708 | 0.64556
| 20.375 | 0.68426 | 0.14129 | 0.49708 | 0.53137 | 20.375 | 0.59879 | 0.58142 | 0.96278 | 0.71722 | 20.375 | 0.90963 | 0.14117 | 0.49708 | 0.64404
| 20.4167 | 0.68269 | 0.13694 | 0.49708 | 0.52986 | 20.4167 | 0.59721 | 0.57688 | 0.96278 | 0.71568 | 20.4167 | 0.90805 | 0.13683 | 0.49708 | 0.64252
| 20.4583 | 0.68112 | 0.1326 | 0.49708 | 0.52835 | 20.4583 | 0.59564 | 0.57234 | 0.96278 | 0.71414 | 20.4583 | 0.90646 | 0.13248 | 0.49708 | 0.64101
| 20.5 | 0.67954 | 0.12825 | 0.49708 | 0.52684 | 20.5 | 0.59397 | 0.56837 | 0.96278 | 0.71264 | 20.5 | 0.90488 | 0.12814 | 0.49708 | 0.63949
| 20.5417 | 0.67797 | 0.12391 | 0.49708 | 0.52533 | 20.5417 | 0.5921 | 0.56556 | 0.96278 | 0.71124 | 20.5417 | 0.90329 | 0.12379 | 0.49708 | 0.63797
| 20.5833 | 0.6764 | 0.11956 | 0.49708 | 0.52382 | 20.5833 | 0.59004 | 0.56389 | 0.96278 | 0.70993 | 20.5833 | 0.90171 | 0.11945 | 0.49708 | 0.63646
| 20.625 | 0.67483 | 0.11522 | 0.49708 | 0.52231 | 20.625 | 0.58777 | 0.56336 | 0.96278 | 0.7087 | 20.625 | 0.90012 | 0.1151 | 0.49708 | 0.63494
| 20.6667 | 0.67325 | 0.11087 | 0.49708 | 0.5208 | 20.6667 | 0.58531 | 0.56398 | 0.96278 | 0.70758 | 20.6667 | 0.89854 | 0.11076 | 0.49708 | 0.63342
| 20.7083 | 0.67168 | 0.10653 | 0.49708 | 0.51929 | 20.7083 | 0.58265 | 0.56572 | 0.96284 | 0.70656 | 20.7083 | 0.89696 | 0.10641 | 0.49708 | 0.63191
| 20.75 | 0.67011 | 0.10218 | 0.49708 | 0.51778 | 20.75 | 0.5798 | 0.56861 | 0.96277 | 0.70559 | 20.75 | 0.89542 | 0.10207 | 0.49708 | 0.63041
| 20.7917 | 0.66854 | 0.097838 | 0.49708 | 0.51627 | 20.7917 | 0.57676 | 0.57261 | 0.96285 | 0.70476 | 20.7917 | 0.89401 | 0.097722 | 0.49708 | 0.62899
| 20.8333 | 0.66697 | 0.093493 | 0.49708 | 0.51476 | 20.8333 | 0.57351 | 0.57778 | 0.96275 | 0.70397 | 20.8333 | 0.89273 | 0.093377 | 0.49708 | 0.62762
| 20.875 | 0.66539 | 0.089147 | 0.49708 | 0.51325 | 20.875 | 0.57007 | 0.58404 | 0.96287 | 0.70333 | 20.875 | 0.89157 | 0.089032 | 0.49708 | 0.62632
| 20.9167 | 0.66382 | 0.084802 | 0.49708 | 0.51174 | 20.9167 | 0.56644 | 0.5915 | 0.96273 | 0.70271 | 20.9167 | 0.89054 | 0.084687 | 0.49708 | 0.62508
| 20.9583 | 0.66225 | 0.080457 | 0.49708 | 0.51023 | 20.9583 | 0.5626 | 0.60005 | 0.96284 | 0.70225 | 20.9583 | 0.88963 | 0.080341 | 0.49708 | 0.6239
| 21 | 0.66068 | 0.076112 | 0.49708 | 0.50872 | 21 | 0.55856 | 0.60979 | 0.96271 | 0.70181 | 21 | 0.88885 | 0.075996 | 0.49708 | 0.62278
| 21.0417 | 0.65911 | 0.071767 | 0.49708 | 0.50721 | 21.0417 | 0.55432 | 0.62061 | 0.96282 | 0.70154 | 21.0417 | 0.88819 | 0.071651 | 0.49708 | 0.62173
| 21.0833 | 0.65754 | 0.067422 | 0.49708 | 0.5057 | 21.0833 | 0.54988 | 0.63262 | 0.96269 | 0.70127 | 21.0833 | 0.88766 | 0.067306 | 0.49708 | 0.62074
| 21.125 | 0.65597 | 0.063077 | 0.49708 | 0.50419 | 21.125 | 0.54525 | 0.64572 | 0.96273 | 0.70115 | 21.125 | 0.88725 | 0.062961 | 0.49708 | 0.61981
| 21.1667 | 0.6544 | 0.058732 | 0.49708 | 0.50268 | 21.1667 | 0.54041 | 0.65997 | 0.96272 | 0.70111 | 21.1667 | 0.88697 | 0.058615 | 0.49708 | 0.61895
| 21.2083 | 0.65282 | 0.054386 | 0.49708 | 0.50117 | 21.2083 | 0.53538 | 0.67534 | 0.96272 | 0.70115 | 21.2083 | 0.88681 | 0.05427 | 0.49708 | 0.61814
| 21.25 | 0.65125 | 0.050041 | 0.49708 | 0.49966 | 21.25 | 0.53021 | 0.69147 | 0.96285 | 0.7013 | 21.25 | 0.88678 | 0.049925 | 0.49708 | 0.6174
| 21.2917 | 0.64968 | 0.045696 | 0.49708 | 0.49815 | 21.2917 | 0.52504 | 0.70765 | 0.96274 | 0.70138 | 21.2917 | 0.88687 | 0.04558 | 0.49708 | 0.61673
| 21.3333 | 0.64811 | 0.041351 | 0.49708 | 0.49664 | 21.3333 | 0.51988 | 0.72379 | 0.96286 | 0.70152 | 21.3333 | 0.88709 | 0.041234 | 0.49708 | 0.61611
| 21.375 | 0.64654 | 0.037287 | 0.49667 | 0.49504 | 21.375 | 0.51471 | 0.73997 | 0.96272 | 0.70159 | 21.375 | 0.88744 | 0.037176 | 0.49666 | 0.61547
| 21.4167 | 0.64497 | 0.033452 | 0.49608 | 0.49342 | 21.4167 | 0.50955 | 0.7561 | 0.96284 | 0.70174 | 21.4167 | 0.88791 | 0.033345 | 0.49607 | 0.61487
| 21.4583 | 0.6434 | 0.029872 | 0.49503 | 0.49169 | 21.4583 | 0.50439 | 0.77229 | 0.96269 | 0.7018 | 21.4583 | 0.8885 | 0.02977 | 0.49501 | 0.61422
| 21.5 | 0.64183 | 0.026479 | 0.49388 | 0.48995 | 21.5 | 0.49933 | 0.78785 | 0.9628 | 0.70191 | 21.5 | 0.88922 | 0.026382 | 0.49385 | 0.61362
| 21.5417 | 0.64026 | 0.023342 | 0.49226 | 0.4881 | 21.5417 | 0.49447 | 0.8023 | 0.96266 | 0.70184 | 21.5417 | 0.89007 | 0.02325 | 0.49221 | 0.61298
| 21.5833 | 0.63869 | 0.020391 | 0.49054 | 0.48625 | 21.5833 | 0.48981 | 0.81557 | 0.96278 | 0.70176 | 21.5833 | 0.89104 | 0.020304 | 0.49049 | 0.6124
| 21.625 | 0.63712 | 0.017698 | 0.48834 | 0.48429 | 21.625 | 0.48535 | 0.82773 | 0.96262 | 0.7015 | 21.625 | 0.89213 | 0.017616 | 0.48828 | 0.61176
| 21.6667 | 0.63555 | 0.015221 | 0.48604 | 0.48232 | 21.6667 | 0.48109 | 0.83871 | 0.96273 | 0.70124 | 21.6667 | 0.89336 | 0.015143 | 0.48597 | 0.61119
| 21.7083 | 0.63398 | 0.013073 | 0.48318 | 0.48023 | 21.7083 | 0.47702 | 0.84861 | 0.96253 | 0.70079 | 21.7083 | 0.8947 | 0.013 | 0.4831 | 0.61055
| 21.75 | 0.63241 | 0.011245 | 0.47996 | 0.47806 | 21.75 | 0.47315 | 0.85732 | 0.96271 | 0.70036 | 21.75 | 0.89612 | 0.011177 | 0.47988 | 0.60988
| 21.7917 | 0.63084 | 0.0096925 | 0.47636 | 0.47582 | 21.7917 | 0.46948 | 0.86496 | 0.96247 | 0.69972 | 21.7917 | 0.89754 | 0.0096292 | 0.47627 | 0.60913
| 21.8333 | 0.62927 | 0.0083205 | 0.47257 | 0.47354 | 21.8333 | 0.466 | 0.87139 | 0.96268 | 0.69912 | 21.8333 | 0.89896 | 0.0082622 | 0.47247 | 0.60835
| 21.875 | 0.6277 | 0.007113 | 0.46853 | 0.47121 | 21.875 | 0.46273 | 0.87676 | 0.9624 | 0.69829 | 21.875 | 0.90038 | 0.0070595 | 0.46843 | 0.60751
| 21.9167 | 0.62613 | 0.006023 | 0.46435 | 0.46885 | 21.9167 | 0.45965 | 0.8809 | 0.96266 | 0.69753 | 21.9167 | 0.90181 | 0.0059744 | 0.46423 | 0.60664
| 21.9583 | 0.62456 | 0.00502 | 0.46003 | 0.46646 | 21.9583 | 0.45678 | 0.88399 | 0.96239 | 0.69652 | 21.9583 | 0.90323 | 0.0049762 | 0.45991 | 0.60574
| 22 | 0.62299 | 0.0040964 | 0.45562 | 0.46405 | 22 | 0.4541 | 0.88585 | 0.96263 | 0.69557 | 22 | 0.90465 | 0.0040575 | 0.45549 | 0.60483
| 22.0417 | 0.62142 | 0.003254 | 0.4511 | 0.46162 | 22.0417 | 0.45163 | 0.88666 | 0.96236 | 0.69438 | 22.0417 | 0.90607 | 0.00322 | 0.45096 | 0.60389
| 22.0833 | 0.61985 | 0.0024925 | 0.44648 | 0.45917 | 22.0833 | 0.44935 | 0.88626 | 0.96254 | 0.69324 | 22.0833 | 0.90749 | 0.0024633 | 0.44633 | 0.60293
| 22.125 | 0.61829 | 0.0018118 | 0.44176 | 0.4567 | 22.125 | 0.44728 | 0.88478 | 0.96249 | 0.69193 | 22.125 | 0.9089 | 0.0017875 | 0.44161 | 0.60195
| 22.1667 | 0.61672 | 0.0012121 | 0.43694 | 0.45421 | 22.1667 | 0.4454 | 0.88215 | 0.9625 | 0.69056 | 22.1667 | 0.91032 | 0.0011926 | 0.43678 | 0.60095
| 22.2083 | 0.61515 | 0.00069316 | 0.43202 | 0.4517 | 22.2083 | 0.44372 | 0.87839 | 0.9625 | 0.68909 | 22.2083 | 0.91174 | 0.00067854 | 0.43184 | 0.59993
| 22.25 | 0.61358 | 0.00028531 | 0.42698 | 0.44917 | 22.25 | 0.44218 | 0.87387 | 0.96237 | 0.68753 | 22.25 | 0.91316 | 0.00027556 | 0.4268 | 0.59889
| 22.2917 | 0.61201 | 2.9511e-05 | 0.42177 | 0.4466 | 22.2917 | 0.44064 | 0.86931 | 0.96248 | 0.68603 | 22.2917 | 0.91458 | 2.4637e-05 | 0.42158 | 0.59782
| 22.3333 | 0.61044 | 1.2716e-06 | 0.41628 | 0.44398 | 22.3333 | 0.4391 | 0.86479 | 0.96236 | 0.68447 | 22.3333 | 0.916 | 1.2716e-06 | 0.41608 | 0.59669
| 22.375 | 0.60887 | 1.2716e-06 | 0.41076 | 0.44136 | 22.375 | 0.43756 | 0.86022 | 0.9625 | 0.68298 | 22.375 | 0.91742 | 1.2716e-06 | 0.41056 | 0.59556
| 22.4167 | 0.60731 | 1.2716e-06 | 0.40525 | 0.43874 | 22.4167 | 0.43602 | 0.8557 | 0.96238 | 0.68142 | 22.4167 | 0.91884 | 1.2716e-06 | 0.40505 | 0.59443
| 22.4583 | 0.60574 | 1.2716e-06 | 0.39974 | 0.43612 | 22.4583 | 0.43448 | 0.85114 | 0.96253 | 0.67994 | 22.4583 | 0.92026 | 1.2716e-06 | 0.39954 | 0.59331
| 22.5 | 0.60417 | 1.2716e-06 | 0.39426 | 0.4335 | 22.5 | 0.43294 | 0.84662 | 0.96242 | 0.67838 | 22.5 | 0.92167 | 1.2716e-06 | 0.39406 | 0.59219
| 22.5417 | 0.6026 | 1.2716e-06 | 0.38878 | 0.43089 | 22.5417 | 0.43141 | 0.84205 | 0.96256 | 0.6769 | 22.5417 | 0.92309 | 1.2716e-06 | 0.38858 | 0.59107
| 22.5833 | 0.60104 | 1.2716e-06 | 0.38331 | 0.42829 | 22.5833 | 0.42987 | 0.83753 | 0.96244 | 0.67534 | 22.5833 | 0.92451 | 1.2716e-06 | 0.38311 | 0.58996
| 22.625 | 0.59947 | 1.2716e-06 | 0.37786 | 0.42569 | 22.625 | 0.42833 | 0.83296 | 0.96259 | 0.67386 | 22.625 | 0.92593 | 1.2716e-06 | 0.37766 | 0.58885
| 22.6667 | 0.5979 | 1.2716e-06 | 0.37241 | 0.42309 | 22.6667 | 0.42679 | 0.82844 | 0.96249 | 0.6723 | 22.6667 | 0.92734 | 1.2716e-06 | 0.37221 | 0.58774
| 22.7083 | 0.59634 | 1.2716e-06 | 0.36699 | 0.4205 | 22.7083 | 0.42526 | 0.82387 | 0.96263 | 0.67082 | 22.7083 | 0.92876 | 1.2716e-06 | 0.36679 | 0.58664
| 22.75 | 0.59477 | 1.2716e-06 | 0.36158 | 0.41791 | 22.75 | 0.42372 | 0.81935 | 0.96253 | 0.66926 | 22.75 | 0.93018 | 1.2716e-06 | 0.36138 | 0.58555
| 22.7917 | 0.59321 | 1.2716e-06 | 0.35618 | 0.41533 | 22.7917 | 0.42218 | 0.81478 | 0.96268 | 0.66778 | 22.7917 | 0.9316 | 1.2716e-06 | 0.35598 | 0.58446
| 22.8333 | 0.59165 | 1.2716e-06 | 0.3508 | 0.41276 | 22.8333 | 0.42065 | 0.81026 | 0.96258 | 0.66623 | 22.8333 | 0.93299 | 1.2716e-06 | 0.3506 | 0.58336
| 22.875 | 0.59008 | 1.2716e-06 | 0.34542 | 0.41018 | 22.875 | 0.41911 | 0.80569 | 0.96272 | 0.66475 | 22.875 | 0.93425 | 1.2716e-06 | 0.34523 | 0.5822
| 22.9167 | 0.58852 | 1.2716e-06 | 0.34005 | 0.40761 | 22.9167 | 0.41758 | 0.80117 | 0.96262 | 0.66319 | 22.9167 | 0.9354 | 1.2716e-06 | 0.33986 | 0.58098
| 22.9583 | 0.58695 | 1.2716e-06 | 0.33469 | 0.40504 | 22.9583 | 0.41604 | 0.7966 | 0.96277 | 0.66171 | 22.9583 | 0.93641 | 1.2716e-06 | 0.33449 | 0.5797
| 23 | 0.58539 | 1.2716e-06 | 0.32933 | 0.40247 | 23 | 0.41451 | 0.79208 | 0.96266 | 0.66015 | 23 | 0.9373 | 1.2716e-06 | 0.32913 | 0.57836
| 23.0417 | 0.58383 | 1.2716e-06 | 0.32397 | 0.3999 | 23.0417 | 0.41297 | 0.78751 | 0.96281 | 0.65867 | 23.0417 | 0.93807 | 1.2716e-06 | 0.32378 | 0.57696
| 23.0833 | 0.58226 | 1.2716e-06 | 0.31862 | 0.39734 | 23.0833 | 0.41144 | 0.78298 | 0.96277 | 0.65714 | 23.0833 | 0.93871 | 1.2716e-06 | 0.31842 | 0.5755
| 23.125 | 0.5807 | 1.2716e-06 | 0.31327 | 0.39477 | 23.125 | 0.4099 | 0.77844 | 0.96278 | 0.65562 | 23.125 | 0.93923 | 1.2716e-06 | 0.31308 | 0.57397
| 23.1667 | 0.57913 | 1.2716e-06 | 0.30793 | 0.39221 | 23.1667 | 0.40837 | 0.77389 | 0.96278 | 0.65409 | 23.1667 | 0.93962 | 1.2716e-06 | 0.30774 | 0.57239
| 23.2083 | 0.57757 | 1.2716e-06 | 0.30259 | 0.38965 | 23.2083 | 0.40683 | 0.76935 | 0.96278 | 0.65257 | 23.2083 | 0.93988 | 1.2716e-06 | 0.3024 | 0.57074
| 23.25 | 0.57601 | 1.2716e-06 | 0.29726 | 0.38709 | 23.25 | 0.4053 | 0.76481 | 0.96278 | 0.65104 | 23.25 | 0.94002 | 1.2716e-06 | 0.29707 | 0.56903
| 23.2917 | 0.57444 | 1.2716e-06 | 0.29194 | 0.38453 | 23.2917 | 0.40376 | 0.76027 | 0.96278 | 0.64952 | 23.2917 | 0.94004 | 1.2716e-06 | 0.29174 | 0.56727
| 23.3333 | 0.57288 | 1.2716e-06 | 0.28663 | 0.38198 | 23.3333 | 0.40223 | 0.75573 | 0.96278 | 0.648 | 23.3333 | 0.93993 | 1.2716e-06 | 0.28643 | 0.56544
| 23.375 | 0.57132 | 1.2716e-06 | 0.28133 | 0.37944 | 23.375 | 0.4007 | 0.75119 | 0.96278 | 0.64647 | 23.375 | 0.9397 | 1.2716e-06 | 0.28114 | 0.56356
| 23.4167 | 0.56976 | 1.2716e-06 | 0.27606 | 0.3769 | 23.4167 | 0.39916 | 0.74664 | 0.96278 | 0.64495 | 23.4167 | 0.93934 | 1.2716e-06 | 0.27586 | 0.56162
| 23.4583 | 0.5682 | 1.2716e-06 | 0.27079 | 0.37436 | 23.4583 | 0.39763 | 0.7421 | 0.96278 | 0.64343 | 23.4583 | 0.93885 | 1.2716e-06 | 0.2706 | 0.55963
| 23.5 | 0.56663 | 1.2716e-06 | 0.26554 | 0.37183 | 23.5 | 0.3961 | 0.73756 | 0.96278 | 0.6419 | 23.5 | 0.93824 | 1.2716e-06 | 0.26535 | 0.55757
| 23.5417 | 0.56507 | 1.2716e-06 | 0.2603 | 0.3693 | 23.5417 | 0.39456 | 0.73302 | 0.96278 | 0.64038 | 23.5417 | 0.93751 | 1.2716e-06 | 0.26011 | 0.55546
| 23.5833 | 0.56351 | 1.2716e-06 | 0.25508 | 0.36678 | 23.5833 | 0.39303 | 0.72848 | 0.96278 | 0.63886 | 23.5833 | 0.93665 | 1.2716e-06 | 0.25489 | 0.55329
| 23.625 | 0.56195 | 1.2716e-06 | 0.24987 | 0.36427 | 23.625 | 0.3915 | 0.72393 | 0.96278 | 0.63733 | 23.625 | 0.93566 | 1.2716e-06 | 0.24968 | 0.55106
| 23.6667 | 0.56039 | 1.2716e-06 | 0.24468 | 0.36176 | 23.6667 | 0.38997 | 0.71939 | 0.96278 | 0.63581 | 23.6667 | 0.93455 | 1.2716e-06 | 0.24449 | 0.54877
| 23.7083 | 0.55884 | 1.2716e-06 | 0.23951 | 0.35926 | 23.7083 | 0.38844 | 0.71485 | 0.96278 | 0.63429 | 23.7083 | 0.93332 | 1.2716e-06 | 0.23932 | 0.54643
| 23.75 | 0.55728 | 1.2716e-06 | 0.23437 | 0.35676 | 23.75 | 0.38691 | 0.71031 | 0.96278 | 0.63277 | 23.75 | 0.93196 | 1.2716e-06 | 0.23418 | 0.54404
| 23.7917 | 0.55572 | 1.2716e-06 | 0.22925 | 0.35428 | 23.7917 | 0.38538 | 0.70577 | 0.96278 | 0.63124 | 23.7917 | 0.93047 | 1.2716e-06 | 0.22906 | 0.54159
| 23.8333 | 0.55416 | 1.2716e-06 | 0.22415 | 0.3518 | 23.8333 | 0.38385 | 0.70122 | 0.96278 | 0.62972 | 23.8333 | 0.92889 | 1.2716e-06 | 0.22396 | 0.5391
| 23.875 | 0.55261 | 1.2716e-06 | 0.21906 | 0.34932 | 23.875 | 0.38232 | 0.69668 | 0.96278 | 0.6282 | 23.875 | 0.9273 | 1.2716e-06 | 0.21887 | 0.53661
| 23.9167 | 0.55105 | 1.2716e-06 | 0.21399 | 0.34685 | 23.9167 | 0.38079 | 0.69214 | 0.96278 | 0.62668 | 23.9167 | 0.92572 | 1.2716e-06 | 0.2138 | 0.53413
| 23.9583 | 0.54949 | 1.2716e-06 | 0.20892 | 0.34439 | 23.9583 | 0.37926 | 0.6876 | 0.96279 | 0.62516 | 23.9583 | 0.92413 | 1.2716e-06 | 0.20873 | 0.53164
| 24 | 0.54794 | 1.2716e-06 | 0.20385 | 0.34192 | 24 | 0.37773 | 0.68306 | 0.96278 | 0.62363 | 24 | 0.92255 | 1.2716e-06 | 0.20367 | 0.52916
| 24.0417 | 0.54638 | 1.2716e-06 | 0.1988 | 0.33946 | 24.0417 | 0.3762 | 0.67851 | 0.96279 | 0.62212 | 24.0417 | 0.92097 | 1.2716e-06 | 0.19861 | 0.52669
| 24.0833 | 0.54482 | 1.2716e-06 | 0.19375 | 0.337 | 24.0833 | 0.37467 | 0.67397 | 0.96278 | 0.62059 | 24.0833 | 0.91938 | 1.2716e-06 | 0.19357 | 0.52421
| 24.125 | 0.54327 | 1.2716e-06 | 0.18872 | 0.33454 | 24.125 | 0.37314 | 0.66943 | 0.96278 | 0.61907 | 24.125 | 0.9178 | 1.2716e-06 | 0.18853 | 0.52174
| 24.1667 | 0.54171 | 1.2716e-06 | 0.18369 | 0.33209 | 24.1667 | 0.37162 | 0.66489 | 0.96278 | 0.61755 | 24.1667 | 0.91621 | 1.2716e-06 | 0.1835 | 0.51927
| 24.2083 | 0.54016 | 1.2716e-06 | 0.17866 | 0.32963 | 24.2083 | 0.37009 | 0.66035 | 0.96278 | 0.61603 | 24.2083 | 0.91463 | 1.2716e-06 | 0.17848 | 0.51681
| 24.25 | 0.5386 | 1.2716e-06 | 0.17366 | 0.32719 | 24.25 | 0.36856 | 0.65581 | 0.96278 | 0.61451 | 24.25 | 0.91304 | 1.2716e-06 | 0.17347 | 0.51434
| 24.2917 | 0.53705 | 1.2716e-06 | 0.16866 | 0.32474 | 24.2917 | 0.36703 | 0.65126 | 0.96278 | 0.61299 | 24.2917 | 0.91146 | 1.2716e-06 | 0.16848 | 0.51189
| 24.3333 | 0.53549 | 1.2716e-06 | 0.16369 | 0.32231 | 24.3333 | 0.3655 | 0.64672 | 0.96278 | 0.61146 | 24.3333 | 0.90987 | 1.2716e-06 | 0.16351 | 0.50944
| 24.375 | 0.53394 | 1.2716e-06 | 0.15876 | 0.31989 | 24.375 | 0.36398 | 0.64218 | 0.96278 | 0.60994 | 24.375 | 0.90829 | 1.2716e-06 | 0.15857 | 0.507
| 24.4167 | 0.53238 | 1.2716e-06 | 0.15385 | 0.31748 | 24.4167 | 0.36245 | 0.63764 | 0.96278 | 0.60842 | 24.4167 | 0.9067 | 1.2716e-06 | 0.15367 | 0.50457
| 24.4583 | 0.53083 | 1.2716e-06 | 0.14897 | 0.31507 | 24.4583 | 0.36092 | 0.6331 | 0.96278 | 0.6069 | 24.4583 | 0.90512 | 1.2716e-06 | 0.14879 | 0.50215
| 24.5 | 0.52928 | 1.2716e-06 | 0.14412 | 0.31268 | 24.5 | 0.3594 | 0.62856 | 0.96278 | 0.60538 | 24.5 | 0.90353 | 1.2716e-06 | 0.14393 | 0.49974
| 24.5417 | 0.52773 | 1.2716e-06 | 0.13929 | 0.31029 | 24.5417 | 0.35787 | 0.62401 | 0.96278 | 0.60386 | 24.5417 | 0.90195 | 1.2716e-06 | 0.13911 | 0.49734
| 24.5833 | 0.52618 | 1.2716e-06 | 0.13449 | 0.30792 | 24.5833 | 0.35634 | 0.61947 | 0.96278 | 0.60234 | 24.5833 | 0.90036 | 1.2716e-06 | 0.13431 | 0.49495
| 24.625 | 0.52463 | 1.2716e-06 | 0.12972 | 0.30555 | 24.625 | 0.35482 | 0.61493 | 0.96278 | 0.60082 | 24.625 | 0.89878 | 1.2716e-06 | 0.12954 | 0.49257
| 24.6667 | 0.52308 | 1.2716e-06 | 0.12498 | 0.3032 | 24.6667 | 0.35329 | 0.61039 | 0.96278 | 0.5993 | 24.6667 | 0.89719 | 1.2716e-06 | 0.1248 | 0.4902
| 24.7083 | 0.52153 | 1.2716e-06 | 0.12028 | 0.30086 | 24.7083 | 0.35177 | 0.60585 | 0.96278 | 0.59778 | 24.7083 | 0.89561 | 1.2716e-06 | 0.1201 | 0.48784
| 24.75 | 0.51998 | 1.2716e-06 | 0.11563 | 0.29853 | 24.75 | 0.35025 | 0.6013 | 0.96278 | 0.59627 | 24.75 | 0.89413 | 1.2716e-06 | 0.11545 | 0.48555
| 24.7917 | 0.51843 | 1.2716e-06 | 0.11101 | 0.29622 | 24.7917 | 0.34872 | 0.59676 | 0.96278 | 0.59475 | 24.7917 | 0.89277 | 1.2716e-06 | 0.11083 | 0.48333
| 24.8333 | 0.51688 | 1.2716e-06 | 0.10641 | 0.29391 | 24.8333 | 0.3472 | 0.59222 | 0.96278 | 0.59323 | 24.8333 | 0.89153 | 1.2716e-06 | 0.10624 | 0.48118
| 24.875 | 0.51534 | 1.2716e-06 | 0.10184 | 0.29162 | 24.875 | 0.34568 | 0.58768 | 0.96278 | 0.59171 | 24.875 | 0.89042 | 1.2716e-06 | 0.10167 | 0.4791
| 24.9167 | 0.51379 | 1.2716e-06 | 0.097286 | 0.28932 | 24.9167 | 0.34415 | 0.58314 | 0.96278 | 0.59019 | 24.9167 | 0.88944 | 1.2716e-06 | 0.097112 | 0.47709
| 24.9583 | 0.51224 | 1.2716e-06 | 0.092742 | 0.28704 | 24.9583 | 0.34263 | 0.57859 | 0.96278 | 0.58867 | 24.9583 | 0.88858 | 1.2716e-06 | 0.09257 | 0.47515
| 25 | 0.5107 | 1.2716e-06 | 0.08821 | 0.28475 | 25 | 0.34091 | 0.57519 | 0.96278 | 0.58724 | 25 | 0.88785 | 1.2716e-06 | 0.08804 | 0.47327
| 25.0417 | 0.50915 | 1.2716e-06 | 0.08369 | 0.28247 | 25.0417 | 0.33899 | 0.57293 | 0.96278 | 0.58591 | 25.0417 | 0.88724 | 1.2716e-06 | 0.083521 | 0.47146
| 25.0833 | 0.50761 | 1.2716e-06 | 0.079182 | 0.2802 | 25.0833 | 0.33687 | 0.5718 | 0.96278 | 0.58466 | 25.0833 | 0.88676 | 1.2716e-06 | 0.079015 | 0.46972
| 25.125 | 0.50606 | 1.2716e-06 | 0.074687 | 0.27793 | 25.125 | 0.33455 | 0.5718 | 0.96278 | 0.5835 | 25.125 | 0.88641 | 1.2716e-06 | 0.074522 | 0.46804
| 25.1667 | 0.50451 | 1.2716e-06 | 0.070205 | 0.27566 | 25.1667 | 0.33203 | 0.57293 | 0.96278 | 0.58243 | 25.1667 | 0.88617 | 1.2716e-06 | 0.070041 | 0.46643
| 25.2083 | 0.50297 | 1.2716e-06 | 0.065736 | 0.2734 | 25.2083 | 0.32932 | 0.57519 | 0.96278 | 0.58145 | 25.2083 | 0.88607 | 1.2716e-06 | 0.065574 | 0.46489
| 25.25 | 0.50142 | 1.2716e-06 | 0.061287 | 0.27114 | 25.25 | 0.32641 | 0.57858 | 0.96278 | 0.58056 | 25.25 | 0.88609 | 1.2716e-06 | 0.061126 | 0.46342
| 25.2917 | 0.49988 | 1.2716e-06 | 0.056863 | 0.26889 | 25.2917 | 0.3233 | 0.58308 | 0.96278 | 0.57976 | 25.2917 | 0.88623 | 1.2716e-06 | 0.056704 | 0.46202
| 25.3333 | 0.49834 | 1.2716e-06 | 0.052477 | 0.26666 | 25.3333 | 0.32001 | 0.58869 | 0.96278 | 0.57904 | 25.3333 | 0.8865 | 1.2716e-06 | 0.05232 | 0.46069
| 25.375 | 0.49679 | 1.2716e-06 | 0.048138 | 0.26444 | 25.375 | 0.31653 | 0.5954 | 0.96278 | 0.57842 | 25.375 | 0.8869 | 1.2716e-06 | 0.047982 | 0.45944
| 25.4167 | 0.49525 | 1.2716e-06 | 0.043839 | 0.26224 | 25.4167 | 0.31286 | 0.60321 | 0.96278 | 0.57789 | 25.4167 | 0.88742 | 1.2716e-06 | 0.043685 | 0.45827
| 25.4583 | 0.49371 | 1.2716e-06 | 0.039753 | 0.2601 | 25.4583 | 0.309 | 0.61212 | 0.96278 | 0.57745 | 25.4583 | 0.88806 | 1.2716e-06 | 0.039607 | 0.45723
| 25.5 | 0.49217 | 1.2716e-06 | 0.035902 | 0.25805 | 25.5 | 0.30496 | 0.62213 | 0.96278 | 0.57709 | 25.5 | 0.88883 | 1.2716e-06 | 0.035763 | 0.45634
| 25.5417 | 0.49063 | 1.2716e-06 | 0.032283 | 0.25607 | 25.5417 | 0.30072 | 0.63325 | 0.96278 | 0.57683 | 25.5417 | 0.88973 | 1.2716e-06 | 0.032151 | 0.45558
| 25.5833 | 0.48909 | 1.2716e-06 | 0.028895 | 0.25417 | 25.5833 | 0.2963 | 0.64546 | 0.96278 | 0.57665 | 25.5833 | 0.89075 | 1.2716e-06 | 0.028771 | 0.45496
| 25.625 | 0.48755 | 1.2716e-06 | 0.025737 | 0.25235 | 25.625 | 0.29169 | 0.65876 | 0.96278 | 0.57657 | 25.625 | 0.89189 | 1.2716e-06 | 0.02562 | 0.45449
| 25.6667 | 0.48601 | 1.2716e-06 | 0.022844 | 0.25062 | 25.6667 | 0.2869 | 0.67315 | 0.96278 | 0.57657 | 25.6667 | 0.89316 | 1.2716e-06 | 0.022734 | 0.45416
| 25.7083 | 0.48447 | 1.2716e-06 | 0.020252 | 0.24899 | 25.7083 | 0.28192 | 0.68862 | 0.96278 | 0.57666 | 25.7083 | 0.89456 | 1.2716e-06 | 0.020149 | 0.454
| 25.75 | 0.48293 | 1.2716e-06 | 0.017996 | 0.24746 | 25.75 | 0.27677 | 0.70516 | 0.96279 | 0.57684 | 25.75 | 0.89598 | 1.2716e-06 | 0.017899 | 0.45396
| 25.7917 | 0.4814 | 1.2716e-06 | 0.016005 | 0.24603 | 25.7917 | 0.27163 | 0.72171 | 0.96278 | 0.57702 | 25.7917 | 0.8974 | 1.2716e-06 | 0.015915 | 0.45401
| 25.8333 | 0.47986 | 1.2716e-06 | 0.014204 | 0.24466 | 25.8333 | 0.26648 | 0.73825 | 0.96279 | 0.57721 | 25.8333 | 0.89882 | 1.2716e-06 | 0.01412 | 0.45412
| 25.875 | 0.47832 | 1.2716e-06 | 0.012554 | 0.24335 | 25.875 | 0.26133 | 0.75479 | 0.96277 | 0.57739 | 25.875 | 0.90024 | 1.2716e-06 | 0.012477 | 0.45428
| 25.9167 | 0.47679 | 1.2716e-06 | 0.011019 | 0.24207 | 25.9167 | 0.25619 | 0.77133 | 0.9628 | 0.57758 | 25.9167 | 0.90166 | 1.2716e-06 | 0.010948 | 0.45448
| 25.9583 | 0.47525 | 1.2716e-06 | 0.0095622 | 0.24081 | 25.9583 | 0.25105 | 0.78788 | 0.96277 | 0.57776 | 25.9583 | 0.90309 | 1.2716e-06 | 0.0094968 | 0.45471
| 26 | 0.47372 | 1.2716e-06 | 0.0081832 | 0.23959 | 26 | 0.2461 | 0.80328 | 0.9628 | 0.57786 | 26 | 0.90451 | 1.2716e-06 | 0.008124 | 0.45496
| 26.0417 | 0.47218 | 1.2716e-06 | 0.0068817 | 0.23839 | 26.0417 | 0.24136 | 0.81755 | 0.96276 | 0.57786 | 26.0417 | 0.90593 | 1.2716e-06 | 0.0068286 | 0.45524
| 26.0833 | 0.47065 | 1.2716e-06 | 0.0056575 | 0.23721 | 26.0833 | 0.23681 | 0.83067 | 0.96281 | 0.57779 | 26.0833 | 0.90735 | 1.2716e-06 | 0.0056105 | 0.45554
| 26.125 | 0.46911 | 1.2716e-06 | 0.00451 | 0.23606 | 26.125 | 0.23247 | 0.84267 | 0.96279 | 0.57761 | 26.125 | 0.90876 | 1.2716e-06 | 0.004469 | 0.45587
| 26.1667 | 0.46758 | 1.2716e-06 | 0.0034386 | 0.23494 | 26.1667 | 0.22832 | 0.85354 | 0.9628 | 0.57735 | 26.1667 | 0.91018 | 1.2716e-06 | 0.0034036 | 0.45623
| 26.2083 | 0.46605 | 1.2716e-06 | 0.0024425 | 0.23384 | 26.2083 | 0.22437 | 0.86328 | 0.9628 | 0.577 | 26.2083 | 0.9116 | 1.2716e-06 | 0.0024135 | 0.45661
| 26.25 | 0.46451 | 1.2716e-06 | 0.0015558 | 0.23277 | 26.25 | 0.22062 | 0.8719 | 0.9628 | 0.57656 | 26.25 | 0.91302 | 1.2716e-06 | 0.0015327 | 0.45702
| 26.2917 | 0.46298 | 1.2716e-06 | 0.00081228 | 0.23176 | 26.2917 | 0.21706 | 0.8794 | 0.9628 | 0.57603 | 26.2917 | 0.91444 | 1.2716e-06 | 0.00079508 | 0.45749
| 26.3333 | 0.46145 | 1.2716e-06 | 0.00028164 | 0.23082 | 26.3333 | 0.2137 | 0.88579 | 0.9628 | 0.57541 | 26.3333 | 0.91586 | 1.2716e-06 | 0.00027034 | 0.45802
| 26.375 | 0.45991 | 1.2716e-06 | 2.2641e-05 | 0.22996 | 26.375 | 0.21052 | 0.89108 | 0.9628 | 0.57471 | 26.375 | 0.91728 | 1.2716e-06 | 1.7204e-05 | 0.45865
| 26.4167 | 0.45838 | 1.2716e-06 | 2.0077e-07 | 0.22919 | 26.4167 | 0.20754 | 0.89527 | 0.9628 | 0.57391 | 26.4167 | 0.9187 | 1.2716e-06 | 6.0232e-07 | 0.45935
| 26.4583 | 0.45685 | 1.2716e-06 | 2.0077e-07 | 0.22843 | 26.4583 | 0.20475 | 0.89836 | 0.9628 | 0.57303 | 26.4583 | 0.92012 | 1.2716e-06 | 6.0232e-07 | 0.46006
| 26.5 | 0.45532 | 1.2716e-06 | 2.0077e-07 | 0.22766 | 26.5 | 0.20214 | 0.90034 | 0.9628 | 0.57206 | 26.5 | 0.92153 | 1.2716e-06 | 6.0232e-07 | 0.46077
| 26.5417 | 0.45379 | 1.2716e-06 | 2.0077e-07 | 0.22689 | 26.5417 | 0.19973 | 0.90123 | 0.9628 | 0.571 | 26.5417 | 0.92295 | 1.2716e-06 | 6.0232e-07 | 0.46148
| 26.5833 | 0.45226 | 1.2716e-06 | 2.0077e-07 | 0.22613 | 26.5833 | 0.19751 | 0.90103 | 0.9628 | 0.56986 | 26.5833 | 0.92437 | 1.2716e-06 | 6.0232e-07 | 0.46218
| 26.625 | 0.45073 | 1.2716e-06 | 2.0077e-07 | 0.22536 | 26.625 | 0.19548 | 0.89972 | 0.9628 | 0.56862 | 26.625 | 0.92579 | 1.2716e-06 | 6.0232e-07 | 0.46289
| 26.6667 | 0.4492 | 1.2716e-06 | 2.0077e-07 | 0.2246 | 26.6667 | 0.19363 | 0.89733 | 0.9628 | 0.5673 | 26.6667 | 0.9272 | 1.2716e-06 | 6.0232e-07 | 0.4636
| 26.7083 | 0.44767 | 1.2716e-06 | 2.0077e-07 | 0.22383 | 26.7083 | 0.19197 | 0.89386 | 0.9628 | 0.56589 | 26.7083 | 0.92862 | 1.2716e-06 | 6.0232e-07 | 0.46431
| 26.75 | 0.44614 | 1.2716e-06 | 2.0077e-07 | 0.22307 | 26.75 | 0.19049 | 0.88932 | 0.96279 | 0.56439 | 26.75 | 0.93004 | 1.2716e-06 | 6.0232e-07 | 0.46502
| 26.7917 | 0.44461 | 1.2716e-06 | 2.0077e-07 | 0.22231 | 26.7917 | 0.18901 | 0.88478 | 0.9628 | 0.5629 | 26.7917 | 0.93146 | 1.2716e-06 | 6.0232e-07 | 0.46573
| 26.8333 | 0.44308 | 1.2716e-06 | 2.0077e-07 | 0.22154 | 26.8333 | 0.18753 | 0.88024 | 0.96279 | 0.5614 | 26.8333 | 0.93286 | 1.2716e-06 | 6.0232e-07 | 0.46643
| 26.875 | 0.44156 | 1.2716e-06 | 2.0077e-07 | 0.22078 | 26.875 | 0.18605 | 0.87569 | 0.9628 | 0.55991 | 26.875 | 0.93414 | 1.2716e-06 | 6.0232e-07 | 0.46707
| 26.9167 | 0.44003 | 1.2716e-06 | 2.0077e-07 | 0.22001 | 26.9167 | 0.18457 | 0.87116 | 0.96278 | 0.5584 | 26.9167 | 0.93529 | 1.2716e-06 | 6.0232e-07 | 0.46765
| 26.9583 | 0.4385 | 1.2716e-06 | 2.0077e-07 | 0.21925 | 26.9583 | 0.18309 | 0.86661 | 0.9628 | 0.55691 | 26.9583 | 0.93632 | 1.2716e-06 | 6.0232e-07 | 0.46816
| 27 | 0.43697 | 1.2716e-06 | 2.0077e-07 | 0.21849 | 27 | 0.18161 | 0.86207 | 0.96278 | 0.55541 | 27 | 0.93722 | 1.2716e-06 | 6.0232e-07 | 0.46861
| 27.0417 | 0.43545 | 1.2716e-06 | 2.0077e-07 | 0.21772 | 27.0417 | 0.18013 | 0.85753 | 0.96281 | 0.55392 | 27.0417 | 0.938 | 1.2716e-06 | 6.0232e-07 | 0.469
| 27.0833 | 0.43392 | 1.2716e-06 | 2.0077e-07 | 0.21696 | 27.0833 | 0.17866 | 0.85299 | 0.96277 | 0.55242 | 27.0833 | 0.93866 | 1.2716e-06 | 6.0232e-07 | 0.46933
| 27.125 | 0.43239 | 1.2716e-06 | 2.0077e-07 | 0.2162 | 27.125 | 0.17718 | 0.84845 | 0.96278 | 0.55092 | 27.125 | 0.93919 | 1.2716e-06 | 6.0232e-07 | 0.46959
| 27.1667 | 0.43086 | 1.2716e-06 | 2.0077e-07 | 0.21543 | 27.1667 | 0.1757 | 0.84391 | 0.96278 | 0.54943 | 27.1667 | 0.93959 | 1.2716e-06 | 6.0232e-07 | 0.46979
| 27.2083 | 0.42934 | 1.2716e-06 | 2.0077e-07 | 0.21467 | 27.2083 | 0.17422 | 0.83936 | 0.96278 | 0.54793 | 27.2083 | 0.93987 | 1.2716e-06 | 6.0232e-07 | 0.46993
| 27.25 | 0.42781 | 1.2716e-06 | 2.0077e-07 | 0.21391 | 27.25 | 0.17275 | 0.83482 | 0.96278 | 0.54644 | 27.25 | 0.94002 | 1.2716e-06 | 6.0232e-07 | 0.47001
| 27.2917 | 0.42628 | 1.2716e-06 | 2.0077e-07 | 0.21314 | 27.2917 | 0.17127 | 0.83028 | 0.96278 | 0.54494 | 27.2917 | 0.94005 | 1.2716e-06 | 6.0232e-07 | 0.47002
| 27.3333 | 0.42476 | 1.2716e-06 | 2.0077e-07 | 0.21238 | 27.3333 | 0.1698 | 0.82574 | 0.96278 | 0.54345 | 27.3333 | 0.93995 | 1.2716e-06 | 6.0232e-07 | 0.46998
| 27.375 | 0.42323 | 1.2716e-06 | 2.0077e-07 | 0.21162 | 27.375 | 0.16832 | 0.8212 | 0.96278 | 0.54195 | 27.375 | 0.93973 | 1.2716e-06 | 6.0232e-07 | 0.46986
| 27.4167 | 0.42171 | 1.2716e-06 | 2.0077e-07 | 0.21085 | 27.4167 | 0.16685 | 0.81665 | 0.96278 | 0.54046 | 27.4167 | 0.93938 | 1.2716e-06 | 6.0232e-07 | 0.46969
| 27.4583 | 0.42018 | 1.2716e-06 | 2.0077e-07 | 0.21009 | 27.4583 | 0.16538 | 0.81211 | 0.96278 | 0.53897 | 27.4583 | 0.93891 | 1.2716e-06 | 6.0232e-07 | 0.46946
| 27.5 | 0.41866 | 1.2716e-06 | 2.0077e-07 | 0.20933 | 27.5 | 0.16391 | 0.80757 | 0.96278 | 0.53748 | 27.5 | 0.93831 | 1.2716e-06 | 6.0232e-07 | 0.46916
| 27.5417 | 0.41713 | 1.2716e-06 | 2.0077e-07 | 0.20857 | 27.5417 | 0.16244 | 0.80303 | 0.96278 | 0.53599 | 27.5417 | 0.93759 | 1.2716e-06 | 6.0232e-07 | 0.4688
| 27.5833 | 0.41561 | 1.2716e-06 | 2.0077e-07 | 0.2078 | 27.5833 | 0.16097 | 0.79849 | 0.96278 | 0.53449 | 27.5833 | 0.93674 | 1.2716e-06 | 6.0232e-07 | 0.46837
| 27.625 | 0.41409 | 1.2716e-06 | 2.0077e-07 | 0.20704 | 27.625 | 0.1595 | 0.79394 | 0.96278 | 0.533 | 27.625 | 0.93577 | 1.2716e-06 | 6.0232e-07 | 0.46789
| 27.6667 | 0.41256 | 1.2716e-06 | 2.0077e-07 | 0.20628 | 27.6667 | 0.15804 | 0.7894 | 0.96278 | 0.53151 | 27.6667 | 0.93467 | 1.2716e-06 | 6.0232e-07 | 0.46734
| 27.7083 | 0.41104 | 1.2716e-06 | 2.0077e-07 | 0.20552 | 27.7083 | 0.15657 | 0.78486 | 0.96278 | 0.53002 | 27.7083 | 0.93345 | 1.2716e-06 | 6.0232e-07 | 0.46673
| 27.75 | 0.40952 | 1.2716e-06 | 2.0077e-07 | 0.20476 | 27.75 | 0.15511 | 0.78032 | 0.96278 | 0.52854 | 27.75 | 0.9321 | 1.2716e-06 | 6.0232e-07 | 0.46605
| 27.7917 | 0.408 | 1.2716e-06 | 2.0077e-07 | 0.204 | 27.7917 | 0.15365 | 0.77578 | 0.96278 | 0.52705 | 27.7917 | 0.93063 | 1.2716e-06 | 6.0232e-07 | 0.46532
| 27.8333 | 0.40647 | 1.2716e-06 | 2.0077e-07 | 0.20324 | 27.8333 | 0.15219 | 0.77124 | 0.96278 | 0.52556 | 27.8333 | 0.92905 | 1.2716e-06 | 6.0232e-07 | 0.46452
| 27.875 | 0.40495 | 1.2716e-06 | 2.0077e-07 | 0.20248 | 27.875 | 0.15073 | 0.76669 | 0.96278 | 0.52407 | 27.875 | 0.92746 | 1.2716e-06 | 6.0232e-07 | 0.46373
| 27.9167 | 0.40343 | 1.2716e-06 | 2.0077e-07 | 0.20172 | 27.9167 | 0.14927 | 0.76215 | 0.96278 | 0.52259 | 27.9167 | 0.92588 | 1.2716e-06 | 6.0232e-07 | 0.46294
| 27.9583 | 0.40191 | 1.2716e-06 | 2.0077e-07 | 0.20096 | 27.9583 | 0.14781 | 0.75761 | 0.96278 | 0.5211 | 27.9583 | 0.92429 | 1.2716e-06 | 6.0232e-07 | 0.46215
| 28 | 0.40039 | 1.2716e-06 | 2.0077e-07 | 0.2002 | 28 | 0.14635 | 0.75307 | 0.96278 | 0.51961 | 28 | 0.92271 | 1.2716e-06 | 6.0232e-07 | 0.46135
| 28.0417 | 0.39887 | 1.2716e-06 | 2.0077e-07 | 0.19944 | 28.0417 | 0.1449 | 0.74852 | 0.96279 | 0.51813 | 28.0417 | 0.92112 | 1.2716e-06 | 6.0232e-07 | 0.46056
| 28.0833 | 0.39735 | 1.2716e-06 | 2.0077e-07 | 0.19868 | 28.0833 | 0.14344 | 0.74398 | 0.96278 | 0.51664 | 28.0833 | 0.91954 | 1.2716e-06 | 6.0232e-07 | 0.45977
| 28.125 | 0.39583 | 1.2716e-06 | 2.0077e-07 | 0.19792 | 28.125 | 0.14198 | 0.73944 | 0.96278 | 0.51516 | 28.125 | 0.91795 | 1.2716e-06 | 6.0232e-07 | 0.45898
| 28.1667 | 0.39431 | 1.2716e-06 | 2.0077e-07 | 0.19716 | 28.1667 | 0.14052 | 0.7349 | 0.96278 | 0.51367 | 28.1667 | 0.91637 | 1.2716e-06 | 6.0232e-07 | 0.45819
| 28.2083 | 0.39279 | 1.2716e-06 | 2.0077e-07 | 0.1964 | 28.2083 | 0.13907 | 0.73036 | 0.96278 | 0.51219 | 28.2083 | 0.91478 | 1.2716e-06 | 6.0232e-07 | 0.45739
| 28.25 | 0.39127 | 1.2716e-06 | 2.0077e-07 | 0.19564 | 28.25 | 0.13761 | 0.72582 | 0.96278 | 0.5107 | 28.25 | 0.9132 | 1.2716e-06 | 6.0232e-07 | 0.4566
| 28.2917 | 0.38975 | 1.2716e-06 | 2.0077e-07 | 0.19488 | 28.2917 | 0.13616 | 0.72127 | 0.96278 | 0.50922 | 28.2917 | 0.91162 | 1.2716e-06 | 6.0232e-07 | 0.45581
| 28.3333 | 0.38823 | 1.2716e-06 | 2.0077e-07 | 0.19412 | 28.3333 | 0.1347 | 0.71673 | 0.96278 | 0.50773 | 28.3333 | 0.91003 | 1.2716e-06 | 6.0232e-07 | 0.45502
| 28.375 | 0.38671 | 1.2716e-06 | 2.0077e-07 | 0.19336 | 28.375 | 0.13325 | 0.71219 | 0.96278 | 0.50625 | 28.375 | 0.90845 | 1.2716e-06 | 6.0232e-07 | 0.45422
| 28.4167 | 0.38519 | 1.2716e-06 | 2.0077e-07 | 0.1926 | 28.4167 | 0.1318 | 0.70765 | 0.96278 | 0.50477 | 28.4167 | 0.90686 | 1.2716e-06 | 6.0232e-07 | 0.45343
| 28.4583 | 0.38368 | 1.2716e-06 | 2.0077e-07 | 0.19184 | 28.4583 | 0.13035 | 0.70311 | 0.96278 | 0.50329 | 28.4583 | 0.90528 | 1.2716e-06 | 6.0232e-07 | 0.45264
| 28.5 | 0.38216 | 1.2716e-06 | 2.0077e-07 | 0.19108 | 28.5 | 0.1289 | 0.69857 | 0.96278 | 0.5018 | 28.5 | 0.90369 | 1.2716e-06 | 6.0232e-07 | 0.45185
| 28.5417 | 0.38064 | 1.2716e-06 | 2.0077e-07 | 0.19032 | 28.5417 | 0.12745 | 0.69402 | 0.96278 | 0.50032 | 28.5417 | 0.90211 | 1.2716e-06 | 6.0232e-07 | 0.45105
| 28.5833 | 0.37912 | 1.2716e-06 | 2.0077e-07 | 0.18956 | 28.5833 | 0.12601 | 0.68948 | 0.96278 | 0.49884 | 28.5833 | 0.90052 | 1.2716e-06 | 6.0232e-07 | 0.45026
| 28.625 | 0.37761 | 1.2716e-06 | 2.0077e-07 | 0.1888 | 28.625 | 0.12456 | 0.68494 | 0.96278 | 0.49736 | 28.625 | 0.89894 | 1.2716e-06 | 6.0232e-07 | 0.44947
| 28.6667 | 0.37609 | 1.2716e-06 | 2.0077e-07 | 0.18805 | 28.6667 | 0.12312 | 0.6804 | 0.96278 | 0.49589 | 28.6667 | 0.89735 | 1.2716e-06 | 6.0232e-07 | 0.44868
| 28.7083 | 0.37458 | 1.2716e-06 | 2.0077e-07 | 0.18729 | 28.7083 | 0.12168 | 0.67586 | 0.96278 | 0.49441 | 28.7083 | 0.89577 | 1.2716e-06 | 6.0232e-07 | 0.44788
| 28.75 | 0.37306 | 1.2716e-06 | 2.0077e-07 | 0.18653 | 28.75 | 0.12024 | 0.67131 | 0.96278 | 0.49293 | 28.75 | 0.89428 | 1.2716e-06 | 6.0232e-07 | 0.44714
| 28.7917 | 0.37155 | 1.2716e-06 | 2.0077e-07 | 0.18577 | 28.7917 | 0.1188 | 0.66677 | 0.96278 | 0.49145 | 28.7917 | 0.89292 | 1.2716e-06 | 6.0232e-07 | 0.44646
| 28.8333 | 0.37003 | 1.2716e-06 | 2.0077e-07 | 0.18502 | 28.8333 | 0.11736 | 0.66223 | 0.96278 | 0.48998 | 28.8333 | 0.89169 | 1.2716e-06 | 6.0232e-07 | 0.44585
| 28.875 | 0.36852 | 1.2716e-06 | 2.0077e-07 | 0.18426 | 28.875 | 0.11593 | 0.65769 | 0.96278 | 0.4885 | 28.875 | 0.89058 | 1.2716e-06 | 6.0232e-07 | 0.44529
| 28.9167 | 0.36701 | 1.2716e-06 | 2.0077e-07 | 0.1835 | 28.9167 | 0.11449 | 0.65315 | 0.96278 | 0.48703 | 28.9167 | 0.8896 | 1.2716e-06 | 6.0232e-07 | 0.4448
| 28.9583 | 0.36549 | 1.2716e-06 | 2.0077e-07 | 0.18275 | 28.9583 | 0.11306 | 0.64861 | 0.96278 | 0.48556 | 28.9583 | 0.88874 | 1.2716e-06 | 6.0232e-07 | 0.44437
| 29 | 0.36398 | 1.2716e-06 | 2.0077e-07 | 0.18199 | 29 | 0.11162 | 0.64406 | 0.96278 | 0.48408 | 29 | 0.88801 | 1.2716e-06 | 6.0232e-07 | 0.444
| 29.0417 | 0.36247 | 1.2716e-06 | 2.0077e-07 | 0.18123 | 29.0417 | 0.11019 | 0.63952 | 0.96278 | 0.48261 | 29.0417 | 0.8874 | 1.2716e-06 | 6.0232e-07 | 0.4437
| 29.0833 | 0.36095 | 1.2716e-06 | 2.0077e-07 | 0.18048 | 29.0833 | 0.10875 | 0.63498 | 0.96278 | 0.48113 | 29.0833 | 0.88692 | 1.2716e-06 | 6.0232e-07 | 0.44346
| 29.125 | 0.35944 | 1.2716e-06 | 2.0077e-07 | 0.17972 | 29.125 | 0.10732 | 0.63044 | 0.96278 | 0.47966 | 29.125 | 0.88656 | 1.2716e-06 | 6.0232e-07 | 0.44328
| 29.1667 | 0.35793 | 1.2716e-06 | 2.0077e-07 | 0.17896 | 29.1667 | 0.10589 | 0.6259 | 0.96278 | 0.47819 | 29.1667 | 0.88633 | 1.2716e-06 | 6.0232e-07 | 0.44317
| 29.2083 | 0.35641 | 1.2716e-06 | 2.0077e-07 | 0.17821 | 29.2083 | 0.10446 | 0.62135 | 0.96278 | 0.47671 | 29.2083 | 0.88623 | 1.2716e-06 | 6.0232e-07 | 0.44311
| 29.25 | 0.3549 | 1.2716e-06 | 2.0077e-07 | 0.17745 | 29.25 | 0.10302 | 0.61681 | 0.96278 | 0.47524 | 29.25 | 0.88624 | 1.2716e-06 | 6.0232e-07 | 0.44312
| 29.2917 | 0.35339 | 1.2716e-06 | 2.0077e-07 | 0.17669 | 29.2917 | 0.10159 | 0.61227 | 0.96278 | 0.47377 | 29.2917 | 0.88639 | 1.2716e-06 | 6.0232e-07 | 0.44319
| 29.3333 | 0.35188 | 1.2716e-06 | 2.0077e-07 | 0.17594 | 29.3333 | 0.10016 | 0.60773 | 0.96278 | 0.4723 | 29.3333 | 0.88666 | 1.2716e-06 | 6.0232e-07 | 0.44333
| 29.375 | 0.35037 | 1.2716e-06 | 2.0077e-07 | 0.17518 | 29.375 | 0.098736 | 0.60319 | 0.96278 | 0.47082 | 29.375 | 0.88705 | 1.2716e-06 | 6.0232e-07 | 0.44353
| 29.4167 | 0.34885 | 1.2716e-06 | 2.0077e-07 | 0.17443 | 29.4167 | 0.097309 | 0.59865 | 0.96278 | 0.46935 | 29.4167 | 0.88757 | 1.2716e-06 | 6.0232e-07 | 0.44379
| 29.4583 | 0.34734 | 1.2716e-06 | 2.0077e-07 | 0.17367 | 29.4583 | 0.095885 | 0.5941 | 0.96278 | 0.46789 | 29.4583 | 0.88822 | 1.2716e-06 | 6.0232e-07 | 0.44411
| 29.5 | 0.34583 | 1.2716e-06 | 2.0077e-07 | 0.17292 | 29.5 | 0.094461 | 0.58956 | 0.96278 | 0.46642 | 29.5 | 0.88899 | 1.2716e-06 | 6.0232e-07 | 0.44449
| 29.5417 | 0.34432 | 1.2716e-06 | 2.0077e-07 | 0.17216 | 29.5417 | 0.093039 | 0.58502 | 0.96278 | 0.46495 | 29.5417 | 0.88988 | 1.2716e-06 | 6.0232e-07 | 0.44494
| 29.5833 | 0.34281 | 1.2716e-06 | 2.0077e-07 | 0.17141 | 29.5833 | 0.091618 | 0.58048 | 0.96278 | 0.46348 | 29.5833 | 0.8909 | 1.2716e-06 | 6.0232e-07 | 0.44545
| 29.625 | 0.34131 | 1.2716e-06 | 2.0077e-07 | 0.17065 | 29.625 | 0.090198 | 0.57594 | 0.96278 | 0.46201 | 29.625 | 0.89205 | 1.2716e-06 | 6.0232e-07 | 0.44603
| 29.6667 | 0.3398 | 1.2716e-06 | 2.0077e-07 | 0.1699 | 29.6667 | 0.088679 | 0.57204 | 0.96278 | 0.46061 | 29.6667 | 0.89332 | 1.2716e-06 | 6.0232e-07 | 0.44666
| 29.7083 | 0.33829 | 1.2716e-06 | 2.0077e-07 | 0.16914 | 29.7083 | 0.086997 | 0.56921 | 0.96278 | 0.45929 | 29.7083 | 0.89472 | 1.2716e-06 | 6.0232e-07 | 0.44736
| 29.75 | 0.33678 | 1.2716e-06 | 2.0077e-07 | 0.16839 | 29.75 | 0.085159 | 0.56745 | 0.96278 | 0.45808 | 29.75 | 0.89614 | 1.2716e-06 | 6.0232e-07 | 0.44807
| 29.7917 | 0.33528 | 1.2716e-06 | 2.0077e-07 | 0.16764 | 29.7917 | 0.083158 | 0.56675 | 0.96278 | 0.45696 | 29.7917 | 0.89756 | 1.2716e-06 | 6.0232e-07 | 0.44878
| 29.8333 | 0.33377 | 1.2716e-06 | 2.0077e-07 | 0.16688 | 29.8333 | 0.080984 | 0.56712 | 0.96278 | 0.45594 | 29.8333 | 0.89898 | 1.2716e-06 | 6.0232e-07 | 0.44949
| 29.875 | 0.33226 | 1.2716e-06 | 2.0077e-07 | 0.16613 | 29.875 | 0.078634 | 0.56856 | 0.96278 | 0.455 | 29.875 | 0.9004 | 1.2716e-06 | 6.0232e-07 | 0.4502
| 29.9167 | 0.33076 | 1.2716e-06 | 2.0077e-07 | 0.16538 | 29.9167 | 0.076104 | 0.57107 | 0.96278 | 0.45416 | 29.9167 | 0.90182 | 1.2716e-06 | 6.0232e-07 | 0.45091
| 29.9583 | 0.32925 | 1.2716e-06 | 2.0077e-07 | 0.16463 | 29.9583 | 0.073393 | 0.57465 | 0.96278 | 0.4534 | 29.9583 | 0.90324 | 1.2716e-06 | 6.0232e-07 | 0.45162
| 30 | 0.32774 | 1.2716e-06 | 2.0077e-07 | 0.16387 | 30 | 0.070499 | 0.5793 | 0.96278 | 0.45273 | 30 | 0.90466 | 1.2716e-06 | 6.0232e-07 | 0.45233
| 30.0417 | 0.32624 | 1.2716e-06 | 2.0077e-07 | 0.16312 | 30.0417 | 0.067425 | 0.58501 | 0.96278 | 0.45214 | 30.0417 | 0.90608 | 1.2716e-06 | 6.0232e-07 | 0.45304
| 30.0833 | 0.32473 | 1.2716e-06 | 2.0077e-07 | 0.16237 | 30.0833 | 0.06417 | 0.59178 | 0.96278 | 0.45164 | 30.0833 | 0.9075 | 1.2716e-06 | 6.0232e-07 | 0.45375
| 30.125 | 0.32323 | 1.2716e-06 | 2.0077e-07 | 0.16161 | 30.125 | 0.060735 | 0.59961 | 0.96278 | 0.45123 | 30.125 | 0.90892 | 1.2716e-06 | 6.0232e-07 | 0.45446
| 30.1667 | 0.32172 | 1.2716e-06 | 2.0077e-07 | 0.16086 | 30.1667 | 0.057121 | 0.6085 | 0.96278 | 0.4509 | 30.1667 | 0.91034 | 1.2716e-06 | 6.0232e-07 | 0.45517
| 30.2083 | 0.32022 | 1.2716e-06 | 2.0077e-07 | 0.16011 | 30.2083 | 0.053342 | 0.61837 | 0.96282 | 0.45067 | 30.2083 | 0.91176 | 1.2716e-06 | 6.0232e-07 | 0.45588
| 30.25 | 0.31871 | 1.2716e-06 | 2.0077e-07 | 0.15936 | 30.25 | 0.049601 | 0.62824 | 0.9628 | 0.45044 | 30.25 | 0.91318 | 1.2716e-06 | 6.0232e-07 | 0.45659
| 30.2917 | 0.31721 | 1.2716e-06 | 2.0077e-07 | 0.1586 | 30.2917 | 0.045911 | 0.63811 | 0.96281 | 0.45024 | 30.2917 | 0.9146 | 1.2716e-06 | 6.0232e-07 | 0.4573
| 30.3333 | 0.3157 | 1.2716e-06 | 2.0077e-07 | 0.15785 | 30.3333 | 0.042296 | 0.64799 | 0.9628 | 0.45008 | 30.3333 | 0.91602 | 1.2716e-06 | 6.0232e-07 | 0.45801
| 30.375 | 0.3142 | 1.2716e-06 | 2.0077e-07 | 0.1571 | 30.375 | 0.038776 | 0.65786 | 0.96282 | 0.44997 | 30.375 | 0.91743 | 1.2716e-06 | 6.0232e-07 | 0.45872
| 30.4167 | 0.3127 | 1.2716e-06 | 2.0077e-07 | 0.15635 | 30.4167 | 0.035341 | 0.66774 | 0.96279 | 0.44989 | 30.4167 | 0.91885 | 1.2716e-06 | 6.0232e-07 | 0.45943
| 30.4583 | 0.3112 | 1.2716e-06 | 2.0077e-07 | 0.1556 | 30.4583 | 0.031977 | 0.67761 | 0.96282 | 0.44986 | 30.4583 | 0.92027 | 1.2716e-06 | 6.0232e-07 | 0.46014
| 30.5 | 0.30969 | 1.2716e-06 | 2.0077e-07 | 0.15485 | 30.5 | 0.028685 | 0.68749 | 0.96279 | 0.44985 | 30.5 | 0.92169 | 1.2716e-06 | 6.0232e-07 | 0.46084
| 30.5417 | 0.30819 | 1.2716e-06 | 2.0077e-07 | 0.1541 | 30.5417 | 0.025465 | 0.69735 | 0.96283 | 0.4499 | 30.5417 | 0.92311 | 1.2716e-06 | 6.0232e-07 | 0.46155
| 30.5833 | 0.30669 | 1.2716e-06 | 2.0077e-07 | 0.15335 | 30.5833 | 0.022317 | 0.70724 | 0.96278 | 0.44996 | 30.5833 | 0.92452 | 1.2716e-06 | 6.0232e-07 | 0.46226
| 30.625 | 0.30519 | 1.2716e-06 | 2.0077e-07 | 0.15259 | 30.625 | 0.019241 | 0.7171 | 0.96283 | 0.45008 | 30.625 | 0.92594 | 1.2716e-06 | 6.0232e-07 | 0.46297
| 30.6667 | 0.30369 | 1.2716e-06 | 2.0077e-07 | 0.15184 | 30.6667 | 0.01635 | 0.72634 | 0.96277 | 0.45015 | 30.6667 | 0.92736 | 1.2716e-06 | 6.0232e-07 | 0.46368
| 30.7083 | 0.30219 | 1.2716e-06 | 2.0077e-07 | 0.15109 | 30.7083 | 0.013717 | 0.73449 | 0.96284 | 0.45022 | 30.7083 | 0.92878 | 1.2716e-06 | 6.0232e-07 | 0.46439
| 30.75 | 0.30069 | 1.2716e-06 | 2.0077e-07 | 0.15035 | 30.75 | 0.011348 | 0.7416 | 0.96275 | 0.45019 | 30.75 | 0.93019 | 1.2716e-06 | 6.0232e-07 | 0.4651
| 30.7917 | 0.29919 | 1.2716e-06 | 2.0077e-07 | 0.1496 | 30.7917 | 0.0092299 | 0.74761 | 0.96286 | 0.45017 | 30.7917 | 0.93161 | 1.2716e-06 | 6.0232e-07 | 0.46581
| 30.8333 | 0.29769 | 1.2716e-06 | 2.0077e-07 | 0.14885 | 30.8333 | 0.0073475 | 0.7526 | 0.96272 | 0.45001 | 30.8333 | 0.933 | 1.2716e-06 | 6.0232e-07 | 0.4665
| 30.875 | 0.2962 | 1.2716e-06 | 2.0077e-07 | 0.1481 | 30.875 | 0.0056921 | 0.75647 | 0.96283 | 0.44987 | 30.875 | 0.93427 | 1.2716e-06 | 6.0232e-07 | 0.46713
| 30.9167 | 0.2947 | 1.2716e-06 | 2.0077e-07 | 0.14735 | 30.9167 | 0.0042549 | 0.75931 | 0.96269 | 0.44958 | 30.9167 | 0.93541 | 1.2716e-06 | 6.0232e-07 | 0.46771
| 30.9583 | 0.2932 | 1.2716e-06 | 2.0077e-07 | 0.1466 | 30.9583 | 0.0030268 | 0.76105 | 0.9628 | 0.44929 | 30.9583 | 0.93643 | 1.2716e-06 | 6.0232e-07 | 0.46821
| 31 | 0.2917 | 1.2716e-06 | 2.0077e-07 | 0.14585 | 31 | 0.0020072 | 0.76176 | 0.96267 | 0.44885 | 31 | 0.93732 | 1.2716e-06 | 6.0232e-07 | 0.46866
| 31.0417 | 0.29021 | 1.2716e-06 | 2.0077e-07 | 0.1451 | 31.0417 | 0.0011954 | 0.76136 | 0.96278 | 0.44842 | 31.0417 | 0.93808 | 1.2716e-06 | 6.0232e-07 | 0.46904
| 31.0833 | 0.28871 | 1.2716e-06 | 2.0077e-07 | 0.14436 | 31.0833 | 0.00059063 | 0.75994 | 0.96265 | 0.44783 | 31.0833 | 0.93872 | 1.2716e-06 | 6.0232e-07 | 0.46936
| 31.125 | 0.28721 | 1.2716e-06 | 2.0077e-07 | 0.14361 | 31.125 | 0.00019243 | 0.75744 | 0.96269 | 0.44723 | 31.125 | 0.93924 | 1.2716e-06 | 6.0232e-07 | 0.46962
| 31.1667 | 0.28572 | 1.2716e-06 | 2.0077e-07 | 0.14286 | 31.1667 | 0 | 0.75389 | 0.96267 | 0.44654 | 31.1667 | 0.93963 | 1.2716e-06 | 6.0232e-07 | 0.46982
| 31.2083 | 0.28422 | 1.2716e-06 | 2.0077e-07 | 0.14211 | 31.2083 | 0 | 0.74935 | 0.96264 | 0.44577 | 31.2083 | 0.9399 | 1.2716e-06 | 6.0232e-07 | 0.46995
| 31.25 | 0.28272 | 1.2716e-06 | 2.0077e-07 | 0.14136 | 31.25 | 0 | 0.74481 | 0.96266 | 0.44502 | 31.25 | 0.94004 | 1.2716e-06 | 6.0232e-07 | 0.47002
| 31.2917 | 0.28123 | 1.2716e-06 | 2.0077e-07 | 0.14061 | 31.2917 | 0 | 0.74027 | 0.96265 | 0.44426 | 31.2917 | 0.94005 | 1.2716e-06 | 6.0232e-07 | 0.47003
| 31.3333 | 0.27973 | 1.2716e-06 | 2.0077e-07 | 0.13987 | 31.3333 | 0 | 0.73572 | 0.96266 | 0.44351 | 31.3333 | 0.93994 | 1.2716e-06 | 6.0232e-07 | 0.46997
| 31.375 | 0.27824 | 1.2716e-06 | 2.0077e-07 | 0.13912 | 31.375 | 0 | 0.73119 | 0.96264 | 0.44275 | 31.375 | 0.93971 | 1.2716e-06 | 6.0232e-07 | 0.46985
| 31.4167 | 0.27674 | 1.2716e-06 | 2.0077e-07 | 0.13837 | 31.4167 | 0 | 0.72664 | 0.96267 | 0.442 | 31.4167 | 0.93935 | 1.2716e-06 | 6.0232e-07 | 0.46967
| 31.4583 | 0.27525 | 1.2716e-06 | 2.0077e-07 | 0.13762 | 31.4583 | 0 | 0.72211 | 0.96264 | 0.44123 | 31.4583 | 0.93886 | 1.2716e-06 | 6.0232e-07 | 0.46943
| 31.5 | 0.27376 | 1.2716e-06 | 2.0077e-07 | 0.13688 | 31.5 | 0 | 0.71756 | 0.96267 | 0.44048 | 31.5 | 0.93825 | 1.2716e-06 | 6.0232e-07 | 0.46913
| 31.5417 | 0.27226 | 1.2716e-06 | 2.0077e-07 | 0.13613 | 31.5417 | 0 | 0.71302 | 0.96264 | 0.43972 | 31.5417 | 0.93752 | 1.2716e-06 | 6.0232e-07 | 0.46876
| 31.5833 | 0.27077 | 1.2716e-06 | 2.0077e-07 | 0.13539 | 31.5833 | 0 | 0.70848 | 0.96268 | 0.43897 | 31.5833 | 0.93666 | 1.2716e-06 | 6.0232e-07 | 0.46833
| 31.625 | 0.26928 | 1.2716e-06 | 2.0077e-07 | 0.13464 | 31.625 | 0 | 0.70394 | 0.96263 | 0.4382 | 31.625 | 0.93568 | 1.2716e-06 | 6.0232e-07 | 0.46784
| 31.6667 | 0.26779 | 1.2716e-06 | 2.0077e-07 | 0.13389 | 31.6667 | 0 | 0.69939 | 0.96269 | 0.43746 | 31.6667 | 0.93457 | 1.2716e-06 | 6.0232e-07 | 0.46728
| 31.7083 | 0.2663 | 1.2716e-06 | 2.0077e-07 | 0.13315 | 31.7083 | 0 | 0.69486 | 0.96262 | 0.43668 | 31.7083 | 0.93333 | 1.2716e-06 | 6.0232e-07 | 0.46667
| 31.75 | 0.26481 | 1.2716e-06 | 2.0077e-07 | 0.1324 | 31.75 | 0 | 0.69031 | 0.9627 | 0.43595 | 31.75 | 0.93197 | 1.2716e-06 | 6.0232e-07 | 0.46599
| 31.7917 | 0.26332 | 1.2716e-06 | 2.0077e-07 | 0.13166 | 31.7917 | 0 | 0.68578 | 0.96261 | 0.43517 | 31.7917 | 0.93049 | 1.2716e-06 | 6.0232e-07 | 0.46524
| 31.8333 | 0.26183 | 1.2716e-06 | 2.0077e-07 | 0.13091 | 31.8333 | 0 | 0.68122 | 0.96273 | 0.43445 | 31.8333 | 0.9289 | 1.2716e-06 | 6.0232e-07 | 0.46445
| 31.875 | 0.26034 | 1.2716e-06 | 2.0077e-07 | 0.13017 | 31.875 | 0 | 0.6767 | 0.96263 | 0.43366 | 31.875 | 0.92732 | 1.2716e-06 | 6.0232e-07 | 0.46366
| 31.9167 | 0.25885 | 1.2716e-06 | 2.0077e-07 | 0.12943 | 31.9167 | 0 | 0.67213 | 0.96275 | 0.43294 | 31.9167 | 0.92573 | 1.2716e-06 | 6.0232e-07 | 0.46287
| 31.9583 | 0.25736 | 1.2716e-06 | 2.0077e-07 | 0.12868 | 31.9583 | 0 | 0.66761 | 0.96267 | 0.43216 | 31.9583 | 0.92415 | 1.2716e-06 | 6.0232e-07 | 0.46207
| 32 | 0.25588 | 1.2716e-06 | 2.0077e-07 | 0.12794 | 32 | 0 | 0.66305 | 0.96277 | 0.43143 | 32 | 0.92256 | 1.2716e-06 | 6.0232e-07 | 0.46128
| 32.0417 | 0.25439 | 1.2716e-06 | 2.0077e-07 | 0.12719 | 32.0417 | 0 | 0.65852 | 0.96269 | 0.43065 | 32.0417 | 0.92098 | 1.2716e-06 | 6.0232e-07 | 0.46049
| 32.0833 | 0.2529 | 1.2716e-06 | 2.0077e-07 | 0.12645 | 32.0833 | 0 | 0.65396 | 0.96279 | 0.42992 | 32.0833 | 0.91939 | 1.2716e-06 | 6.0232e-07 | 0.4597
| 32.125 | 0.25141 | 1.2716e-06 | 2.0077e-07 | 0.12571 | 32.125 | 0 | 0.64943 | 0.96276 | 0.42916 | 32.125 | 0.91781 | 1.2716e-06 | 6.0232e-07 | 0.4589
| 32.1667 | 0.24993 | 1.2716e-06 | 2.0077e-07 | 0.12496 | 32.1667 | 0 | 0.64489 | 0.96277 | 0.4284 | 32.1667 | 0.91622 | 1.2716e-06 | 6.0232e-07 | 0.45811
| 32.2083 | 0.24844 | 1.2716e-06 | 2.0077e-07 | 0.12422 | 32.2083 | 0 | 0.64035 | 0.96276 | 0.42765 | 32.2083 | 0.91464 | 1.2716e-06 | 6.0232e-07 | 0.45732
| 32.25 | 0.24695 | 1.2716e-06 | 2.0077e-07 | 0.12348 | 32.25 | 0 | 0.6358 | 0.96277 | 0.42689 | 32.25 | 0.91305 | 1.2716e-06 | 6.0232e-07 | 0.45653
| 32.2917 | 0.24546 | 1.2716e-06 | 2.0077e-07 | 0.12273 | 32.2917 | 0 | 0.63126 | 0.96277 | 0.42613 | 32.2917 | 0.91147 | 1.2716e-06 | 6.0232e-07 | 0.45574
| 32.3333 | 0.24398 | 1.2716e-06 | 2.0077e-07 | 0.12199 | 32.3333 | 0 | 0.62672 | 0.96277 | 0.42538 | 32.3333 | 0.90989 | 1.2716e-06 | 6.0232e-07 | 0.45494
| 32.375 | 0.24249 | 1.2716e-06 | 2.0077e-07 | 0.12125 | 32.375 | 0 | 0.62218 | 0.96276 | 0.42462 | 32.375 | 0.9083 | 1.2716e-06 | 6.0232e-07 | 0.45415
| 32.4167 | 0.24101 | 1.2716e-06 | 2.0077e-07 | 0.1205 | 32.4167 | 0 | 0.61764 | 0.96277 | 0.42386 | 32.4167 | 0.90672 | 1.2716e-06 | 6.0232e-07 | 0.45336
| 32.4583 | 0.23952 | 1.2716e-06 | 2.0077e-07 | 0.11976 | 32.4583 | 0 | 0.6131 | 0.96276 | 0.4231 | 32.4583 | 0.90513 | 1.2716e-06 | 6.0232e-07 | 0.45257
| 32.5 | 0.23804 | 1.2716e-06 | 2.0077e-07 | 0.11902 | 32.5 | 0 | 0.60856 | 0.96277 | 0.42235 | 32.5 | 0.90355 | 1.2716e-06 | 6.0232e-07 | 0.45177
| 32.5417 | 0.23656 | 1.2716e-06 | 2.0077e-07 | 0.11828 | 32.5417 | 0 | 0.60402 | 0.96276 | 0.42159 | 32.5417 | 0.90196 | 1.2716e-06 | 6.0232e-07 | 0.45098
| 32.5833 | 0.23507 | 1.2716e-06 | 2.0077e-07 | 0.11754 | 32.5833 | 0 | 0.59948 | 0.96277 | 0.42084 | 32.5833 | 0.90038 | 1.2716e-06 | 6.0232e-07 | 0.45019
| 32.625 | 0.23359 | 1.2716e-06 | 2.0077e-07 | 0.11679 | 32.625 | 0 | 0.59493 | 0.96276 | 0.42008 | 32.625 | 0.89879 | 1.2716e-06 | 6.0232e-07 | 0.4494
| 32.6667 | 0.23211 | 1.2716e-06 | 2.0077e-07 | 0.11605 | 32.6667 | 0 | 0.59039 | 0.96277 | 0.41932 | 32.6667 | 0.89721 | 1.2716e-06 | 6.0232e-07 | 0.4486
| 32.7083 | 0.23063 | 1.2716e-06 | 2.0077e-07 | 0.11531 | 32.7083 | 0 | 0.58585 | 0.96276 | 0.41856 | 32.7083 | 0.89562 | 1.2716e-06 | 6.0232e-07 | 0.44781
| 32.75 | 0.22914 | 1.2716e-06 | 2.0077e-07 | 0.11457 | 32.75 | 0 | 0.58131 | 0.96277 | 0.41781 | 32.75 | 0.89414 | 1.2716e-06 | 6.0232e-07 | 0.44707
| 32.7917 | 0.22766 | 1.2716e-06 | 2.0077e-07 | 0.11383 | 32.7917 | 0 | 0.57677 | 0.96276 | 0.41705 | 32.7917 | 0.89278 | 1.2716e-06 | 6.0232e-07 | 0.44639
| 32.8333 | 0.22618 | 1.2716e-06 | 2.0077e-07 | 0.11309 | 32.8333 | 0 | 0.57223 | 0.96277 | 0.4163 | 32.8333 | 0.89155 | 1.2716e-06 | 6.0232e-07 | 0.44577
| 32.875 | 0.2247 | 1.2716e-06 | 2.0077e-07 | 0.11235 | 32.875 | 0 | 0.56769 | 0.96276 | 0.41553 | 32.875 | 0.89044 | 1.2716e-06 | 6.0232e-07 | 0.44522
| 32.9167 | 0.22323 | 1.2716e-06 | 2.0077e-07 | 0.11161 | 32.9167 | 0 | 0.56315 | 0.96277 | 0.41478 | 32.9167 | 0.88945 | 1.2716e-06 | 6.0232e-07 | 0.44473
| 32.9583 | 0.22175 | 1.2716e-06 | 2.0077e-07 | 0.11087 | 32.9583 | 0 | 0.55861 | 0.96276 | 0.41402 | 32.9583 | 0.8886 | 1.2716e-06 | 6.0232e-07 | 0.4443
| 33 | 0.22027 | 1.2716e-06 | 2.0077e-07 | 0.11013 | 33 | 0 | 0.55406 | 0.96278 | 0.41327 | 33 | 0.88786 | 1.2716e-06 | 6.0232e-07 | 0.44393
| 33.0417 | 0.21879 | 1.2716e-06 | 2.0077e-07 | 0.10939 | 33.0417 | 0 | 0.54953 | 0.96275 | 0.41251 | 33.0417 | 0.88726 | 1.2716e-06 | 6.0232e-07 | 0.44363
| 33.0833 | 0.21731 | 1.2716e-06 | 2.0077e-07 | 0.10866 | 33.0833 | 0 | 0.54498 | 0.96278 | 0.41176 | 33.0833 | 0.88677 | 1.2716e-06 | 6.0232e-07 | 0.44339
| 33.125 | 0.21583 | 1.2716e-06 | 2.0077e-07 | 0.10792 | 33.125 | 0 | 0.54044 | 0.96277 | 0.411 | 33.125 | 0.88642 | 1.2716e-06 | 6.0232e-07 | 0.44321
| 33.1667 | 0.21436 | 1.2716e-06 | 2.0077e-07 | 0.10718 | 33.1667 | 0 | 0.5359 | 0.96278 | 0.41024 | 33.1667 | 0.88619 | 1.2716e-06 | 6.0232e-07 | 0.44309
| 33.2083 | 0.21288 | 1.2716e-06 | 2.0077e-07 | 0.10644 | 33.2083 | 0 | 0.53136 | 0.96277 | 0.40948 | 33.2083 | 0.88608 | 1.2716e-06 | 6.0232e-07 | 0.44304
| 33.25 | 0.2114 | 1.2716e-06 | 2.0077e-07 | 0.1057 | 33.25 | 0 | 0.52682 | 0.96277 | 0.40873 | 33.25 | 0.8861 | 1.2716e-06 | 6.0232e-07 | 0.44305
| 33.2917 | 0.20992 | 1.2716e-06 | 2.0077e-07 | 0.10496 | 33.2917 | 0 | 0.52228 | 0.96277 | 0.40797 | 33.2917 | 0.88624 | 1.2716e-06 | 6.0232e-07 | 0.44312
| 33.3333 | 0.20845 | 1.2716e-06 | 2.0077e-07 | 0.10422 | 33.3333 | 0 | 0.51773 | 0.96277 | 0.40721 | 33.3333 | 0.88651 | 1.2716e-06 | 6.0232e-07 | 0.44326
| 33.375 | 0.20697 | 1.2716e-06 | 2.0077e-07 | 0.10349 | 33.375 | 0 | 0.51319 | 0.96277 | 0.40646 | 33.375 | 0.88691 | 1.2716e-06 | 6.0232e-07 | 0.44345
| 33.4167 | 0.2055 | 1.2716e-06 | 2.0077e-07 | 0.10275 | 33.4167 | 0 | 0.50865 | 0.96278 | 0.4057 | 33.4167 | 0.88743 | 1.2716e-06 | 6.0232e-07 | 0.44371
| 33.4583 | 0.20403 | 1.2716e-06 | 2.0077e-07 | 0.10201 | 33.4583 | 0 | 0.50411 | 0.96277 | 0.40494 | 33.4583 | 0.88807 | 1.2716e-06 | 6.0232e-07 | 0.44404
| 33.5 | 0.20256 | 1.2716e-06 | 2.0077e-07 | 0.10128 | 33.5 | 0 | 0.49956 | 0.96282 | 0.4042 | 33.5 | 0.88884 | 1.2716e-06 | 6.0232e-07 | 0.44442
| 33.5417 | 0.20109 | 1.2716e-06 | 2.0077e-07 | 0.10054 | 33.5417 | 0 | 0.49503 | 0.96277 | 0.40343 | 33.5417 | 0.88974 | 1.2716e-06 | 6.0232e-07 | 0.44487
| 33.5833 | 0.19962 | 1.2716e-06 | 2.0077e-07 | 0.099808 | 33.5833 | 0 | 0.49048 | 0.96283 | 0.40269 | 33.5833 | 0.89076 | 1.2716e-06 | 6.0232e-07 | 0.44538
| 33.625 | 0.19815 | 1.2716e-06 | 2.0077e-07 | 0.099074 | 33.625 | 0 | 0.48595 | 0.96276 | 0.40191 | 33.625 | 0.8919 | 1.2716e-06 | 6.0232e-07 | 0.44595
| 33.6667 | 0.19668 | 1.2716e-06 | 2.0077e-07 | 0.09834 | 33.6667 | 0 | 0.48139 | 0.96284 | 0.40118 | 33.6667 | 0.89318 | 1.2716e-06 | 6.0232e-07 | 0.44659
| 33.7083 | 0.19521 | 1.2716e-06 | 2.0077e-07 | 0.097607 | 33.7083 | 0 | 0.47687 | 0.96274 | 0.40039 | 33.7083 | 0.89457 | 1.2716e-06 | 6.0232e-07 | 0.44729
| 33.75 | 0.19375 | 1.2716e-06 | 2.0077e-07 | 0.096876 | 33.75 | 0 | 0.47231 | 0.96286 | 0.39967 | 33.75 | 0.89599 | 1.2716e-06 | 6.0232e-07 | 0.448
| 33.7917 | 0.19229 | 1.2716e-06 | 2.0077e-07 | 0.096145 | 33.7917 | 0 | 0.46779 | 0.96271 | 0.39887 | 33.7917 | 0.89741 | 1.2716e-06 | 6.0232e-07 | 0.44871
| 33.8333 | 0.19083 | 1.2716e-06 | 2.0077e-07 | 0.095414 | 33.8333 | 0 | 0.46323 | 0.96283 | 0.39815 | 33.8333 | 0.89883 | 1.2716e-06 | 6.0232e-07 | 0.44942
| 33.875 | 0.18937 | 1.2716e-06 | 2.0077e-07 | 0.094684 | 33.875 | 0 | 0.45872 | 0.96267 | 0.39734 | 33.875 | 0.90026 | 1.2716e-06 | 6.0232e-07 | 0.45013
| 33.9167 | 0.18791 | 1.2716e-06 | 2.0077e-07 | 0.093954 | 33.9167 | 0 | 0.45415 | 0.9628 | 0.39663 | 33.9167 | 0.90168 | 1.2716e-06 | 6.0232e-07 | 0.45084
| 33.9583 | 0.18645 | 1.2716e-06 | 2.0077e-07 | 0.093224 | 33.9583 | 0 | 0.44964 | 0.96265 | 0.39582 | 33.9583 | 0.9031 | 1.2716e-06 | 6.0232e-07 | 0.45155
| 34 | 0.18499 | 1.2716e-06 | 2.0077e-07 | 0.092495 | 34 | 0 | 0.44507 | 0.96278 | 0.39511 | 34 | 0.90452 | 1.2716e-06 | 6.0232e-07 | 0.45226
| 34.0417 | 0.18353 | 1.2716e-06 | 2.0077e-07 | 0.091765 | 34.0417 | 0 | 0.44056 | 0.96262 | 0.3943 | 34.0417 | 0.90594 | 1.2716e-06 | 6.0232e-07 | 0.45297
| 34.0833 | 0.18207 | 1.2716e-06 | 2.0077e-07 | 0.091036 | 34.0833 | 0 | 0.43601 | 0.96268 | 0.39356 | 34.0833 | 0.90736 | 1.2716e-06 | 6.0232e-07 | 0.45368
| 34.125 | 0.18061 | 1.2716e-06 | 2.0077e-07 | 0.090307 | 34.125 | 0 | 0.43147 | 0.96266 | 0.3928 | 34.125 | 0.90877 | 1.2716e-06 | 6.0232e-07 | 0.45439
| 34.1667 | 0.17915 | 1.2716e-06 | 2.0077e-07 | 0.089578 | 34.1667 | 0 | 0.42693 | 0.96266 | 0.39204 | 34.1667 | 0.91019 | 1.2716e-06 | 6.0232e-07 | 0.4551
| 34.2083 | 0.1777 | 1.2716e-06 | 2.0077e-07 | 0.088849 | 34.2083 | 0 | 0.42239 | 0.96266 | 0.39129 | 34.2083 | 0.91161 | 1.2716e-06 | 6.0232e-07 | 0.45581
| 34.25 | 0.17624 | 1.2716e-06 | 2.0077e-07 | 0.08812 | 34.25 | 0 | 0.41785 | 0.96266 | 0.39053 | 34.25 | 0.91303 | 1.2716e-06 | 6.0232e-07 | 0.45652
| 34.2917 | 0.17478 | 1.2716e-06 | 2.0077e-07 | 0.087392 | 34.2917 | 0 | 0.41331 | 0.96266 | 0.38977 | 34.2917 | 0.91445 | 1.2716e-06 | 6.0232e-07 | 0.45723
| 34.3333 | 0.17333 | 1.2716e-06 | 2.0077e-07 | 0.086665 | 34.3333 | 0 | 0.40877 | 0.96266 | 0.38902 | 34.3333 | 0.91587 | 1.2716e-06 | 6.0232e-07 | 0.45794
| 34.375 | 0.17187 | 1.2716e-06 | 2.0077e-07 | 0.085938 | 34.375 | 0 | 0.40423 | 0.96266 | 0.38826 | 34.375 | 0.91729 | 1.2716e-06 | 6.0232e-07 | 0.45864
| 34.4167 | 0.17042 | 1.2716e-06 | 2.0077e-07 | 0.085212 | 34.4167 | 0 | 0.39968 | 0.96266 | 0.3875 | 34.4167 | 0.91871 | 1.2716e-06 | 6.0232e-07 | 0.45935
| 34.4583 | 0.16897 | 1.2716e-06 | 2.0077e-07 | 0.084486 | 34.4583 | 0 | 0.39514 | 0.96266 | 0.38674 | 34.4583 | 0.92013 | 1.2716e-06 | 6.0232e-07 | 0.46006
| 34.5 | 0.16752 | 1.2716e-06 | 2.0077e-07 | 0.083761 | 34.5 | 0 | 0.39061 | 0.96262 | 0.38598 | 34.5 | 0.92154 | 1.2716e-06 | 6.0232e-07 | 0.46077
| 34.5417 | 0.16607 | 1.2716e-06 | 2.0077e-07 | 0.083037 | 34.5417 | 0 | 0.38605 | 0.96271 | 0.38525 | 34.5417 | 0.92296 | 1.2716e-06 | 6.0232e-07 | 0.46148
| 34.5833 | 0.16463 | 1.2716e-06 | 2.0077e-07 | 0.082313 | 34.5833 | 0 | 0.38153 | 0.96261 | 0.38446 | 34.5833 | 0.92438 | 1.2716e-06 | 6.0232e-07 | 0.46219
| 34.625 | 0.16318 | 1.2716e-06 | 2.0077e-07 | 0.08159 | 34.625 | 0 | 0.37697 | 0.96273 | 0.38374 | 34.625 | 0.9258 | 1.2716e-06 | 6.0232e-07 | 0.4629
| 34.6667 | 0.16173 | 1.2716e-06 | 2.0077e-07 | 0.080867 | 34.6667 | 0 | 0.37245 | 0.96259 | 0.38294 | 34.6667 | 0.92721 | 1.2716e-06 | 6.0232e-07 | 0.46361
| 34.7083 | 0.16029 | 1.2716e-06 | 2.0077e-07 | 0.080146 | 34.7083 | 0 | 0.36788 | 0.96276 | 0.38223 | 34.7083 | 0.92863 | 1.2716e-06 | 6.0232e-07 | 0.46432
| 34.75 | 0.15885 | 1.2716e-06 | 2.0077e-07 | 0.079425 | 34.75 | 0 | 0.36338 | 0.96255 | 0.38141 | 34.75 | 0.93005 | 1.2716e-06 | 6.0232e-07 | 0.46502
| 34.7917 | 0.15741 | 1.2716e-06 | 2.0077e-07 | 0.078705 | 34.7917 | 0 | 0.35879 | 0.96281 | 0.38073 | 34.7917 | 0.93147 | 1.2716e-06 | 6.0232e-07 | 0.46573
| 34.8333 | 0.15597 | 1.2716e-06 | 2.0077e-07 | 0.077986 | 34.8333 | 0 | 0.3543 | 0.96255 | 0.3799 | 34.8333 | 0.93287 | 1.2716e-06 | 6.0232e-07 | 0.46644
| 34.875 | 0.15453 | 1.2716e-06 | 2.0077e-07 | 0.077267 | 34.875 | 0 | 0.34971 | 0.96282 | 0.37922 | 34.875 | 0.93415 | 1.2716e-06 | 6.0232e-07 | 0.46707
| 34.9167 | 0.1531 | 1.2716e-06 | 2.0077e-07 | 0.076548 | 34.9167 | 0 | 0.34521 | 0.96255 | 0.37839 | 34.9167 | 0.9353 | 1.2716e-06 | 6.0232e-07 | 0.46765
| 34.9583 | 0.15166 | 1.2716e-06 | 2.0077e-07 | 0.07583 | 34.9583 | 0 | 0.34062 | 0.96281 | 0.37771 | 34.9583 | 0.93633 | 1.2716e-06 | 6.0232e-07 | 0.46817
| 35 | 0.15022 | 1.2716e-06 | 2.0077e-07 | 0.075111 | 35 | 0 | 0.33613 | 0.96255 | 0.37687 | 35 | 0.93724 | 1.2716e-06 | 6.0232e-07 | 0.46862
| 35.0417 | 0.14879 | 1.2716e-06 | 2.0077e-07 | 0.074393 | 35.0417 | 0 | 0.33154 | 0.96282 | 0.3762 | 35.0417 | 0.93801 | 1.2716e-06 | 6.0232e-07 | 0.46901
| 35.0833 | 0.14735 | 1.2716e-06 | 2.0077e-07 | 0.073676 | 35.0833 | 0 | 0.32703 | 0.96264 | 0.37539 | 35.0833 | 0.93867 | 1.2716e-06 | 6.0232e-07 | 0.46933
| 35.125 | 0.14592 | 1.2716e-06 | 2.0077e-07 | 0.072958 | 35.125 | 0 | 0.32248 | 0.9627 | 0.37465 | 35.125 | 0.9392 | 1.2716e-06 | 6.0232e-07 | 0.4696
| 35.1667 | 0.14448 | 1.2716e-06 | 2.0077e-07 | 0.072241 | 35.1667 | 0 | 0.31795 | 0.96268 | 0.37388 | 35.1667 | 0.9396 | 1.2716e-06 | 6.0232e-07 | 0.4698
| 35.2083 | 0.14305 | 1.2716e-06 | 2.0077e-07 | 0.071524 | 35.2083 | 0 | 0.3134 | 0.96268 | 0.37313 | 35.2083 | 0.93988 | 1.2716e-06 | 6.0232e-07 | 0.46994
| 35.25 | 0.14161 | 1.2716e-06 | 2.0077e-07 | 0.070807 | 35.25 | 0 | 0.30886 | 0.96268 | 0.37237 | 35.25 | 0.94003 | 1.2716e-06 | 6.0232e-07 | 0.47002
| 35.2917 | 0.14018 | 1.2716e-06 | 2.0077e-07 | 0.07009 | 35.2917 | 0 | 0.30432 | 0.96268 | 0.37161 | 35.2917 | 0.94006 | 1.2716e-06 | 6.0232e-07 | 0.47003
| 35.3333 | 0.13875 | 1.2716e-06 | 2.0077e-07 | 0.069375 | 35.3333 | 0 | 0.29978 | 0.96268 | 0.37086 | 35.3333 | 0.93996 | 1.2716e-06 | 6.0232e-07 | 0.46998
| 35.375 | 0.13732 | 1.2716e-06 | 2.0077e-07 | 0.06866 | 35.375 | 0 | 0.29524 | 0.96268 | 0.3701 | 35.375 | 0.93974 | 1.2716e-06 | 6.0232e-07 | 0.46987
| 35.4167 | 0.13589 | 1.2716e-06 | 2.0077e-07 | 0.067946 | 35.4167 | 0 | 0.29069 | 0.96273 | 0.36936 | 35.4167 | 0.93939 | 1.2716e-06 | 6.0232e-07 | 0.4697
| 35.4583 | 0.13447 | 1.2716e-06 | 2.0077e-07 | 0.067233 | 35.4583 | 0 | 0.28616 | 0.96268 | 0.36859 | 35.4583 | 0.93892 | 1.2716e-06 | 6.0232e-07 | 0.46946
| 35.5 | 0.13304 | 1.2716e-06 | 2.0077e-07 | 0.066521 | 35.5 | 0 | 0.28161 | 0.96274 | 0.36785 | 35.5 | 0.93832 | 1.2716e-06 | 6.0232e-07 | 0.46916
| 35.5417 | 0.13162 | 1.2716e-06 | 2.0077e-07 | 0.065809 | 35.5417 | 0 | 0.27709 | 0.96263 | 0.36706 | 35.5417 | 0.9376 | 1.2716e-06 | 6.0232e-07 | 0.4688
| 35.5833 | 0.1302 | 1.2716e-06 | 2.0077e-07 | 0.065098 | 35.5833 | 0 | 0.27252 | 0.96276 | 0.36634 | 35.5833 | 0.93675 | 1.2716e-06 | 6.0232e-07 | 0.46838
| 35.625 | 0.12877 | 1.2716e-06 | 2.0077e-07 | 0.064388 | 35.625 | 0 | 0.26801 | 0.9626 | 0.36554 | 35.625 | 0.93578 | 1.2716e-06 | 6.0232e-07 | 0.46789
| 35.6667 | 0.12736 | 1.2716e-06 | 2.0077e-07 | 0.063678 | 35.6667 | 0 | 0.26343 | 0.96278 | 0.36483 | 35.6667 | 0.93468 | 1.2716e-06 | 6.0232e-07 | 0.46734
| 35.7083 | 0.12594 | 1.2716e-06 | 2.0077e-07 | 0.06297 | 35.7083 | 0 | 0.25893 | 0.96257 | 0.36401 | 35.7083 | 0.93346 | 1.2716e-06 | 6.0232e-07 | 0.46673
| 35.75 | 0.12452 | 1.2716e-06 | 2.0077e-07 | 0.062263 | 35.75 | 0 | 0.25435 | 0.96278 | 0.36332 | 35.75 | 0.93211 | 1.2716e-06 | 6.0232e-07 | 0.46606
| 35.7917 | 0.12311 | 1.2716e-06 | 2.0077e-07 | 0.061557 | 35.7917 | 0 | 0.24986 | 0.96252 | 0.36248 | 35.7917 | 0.93064 | 1.2716e-06 | 6.0232e-07 | 0.46532
| 35.8333 | 0.1217 | 1.2716e-06 | 2.0077e-07 | 0.060851 | 35.8333 | 0 | 0.24527 | 0.96276 | 0.3618 | 35.8333 | 0.92906 | 1.2716e-06 | 6.0232e-07 | 0.46453
| 35.875 | 0.12029 | 1.2716e-06 | 2.0077e-07 | 0.060146 | 35.875 | 0 | 0.24078 | 0.9625 | 0.36096 | 35.875 | 0.92747 | 1.2716e-06 | 6.0232e-07 | 0.46374
| 35.9167 | 0.11888 | 1.2716e-06 | 2.0077e-07 | 0.059442 | 35.9167 | 0 | 0.23619 | 0.96277 | 0.36029 | 35.9167 | 0.92589 | 1.2716e-06 | 6.0232e-07 | 0.46294
| 35.9583 | 0.11747 | 1.2716e-06 | 2.0077e-07 | 0.058738 | 35.9583 | 0 | 0.23169 | 0.9625 | 0.35945 | 35.9583 | 0.9243 | 1.2716e-06 | 6.0232e-07 | 0.46215
| 36 | 0.11607 | 1.2716e-06 | 2.0077e-07 | 0.058034 | 36 | 0 | 0.22711 | 0.96275 | 0.35877 | 36 | 0.92272 | 1.2716e-06 | 6.0232e-07 | 0.46136
| 36.0417 | 0.11466 | 1.2716e-06 | 2.0077e-07 | 0.05733 | 36.0417 | 0 | 0.22261 | 0.96249 | 0.35793 | 36.0417 | 0.92113 | 1.2716e-06 | 6.0232e-07 | 0.46057
| 36.0833 | 0.11325 | 1.2716e-06 | 2.0077e-07 | 0.056626 | 36.0833 | 0 | 0.21804 | 0.96267 | 0.35723 | 36.0833 | 0.91955 | 1.2716e-06 | 6.0232e-07 | 0.45978
| 36.125 | 0.11185 | 1.2716e-06 | 2.0077e-07 | 0.055923 | 36.125 | 0 | 0.21351 | 0.96261 | 0.35646 | 36.125 | 0.91796 | 1.2716e-06 | 6.0232e-07 | 0.45898
| 36.1667 | 0.11044 | 1.2716e-06 | 2.0077e-07 | 0.05522 | 36.1667 | 0 | 0.20896 | 0.96263 | 0.3557 | 36.1667 | 0.91638 | 1.2716e-06 | 6.0232e-07 | 0.45819
| 36.2083 | 0.10903 | 1.2716e-06 | 2.0077e-07 | 0.054518 | 36.2083 | 0 | 0.20442 | 0.96263 | 0.35495 | 36.2083 | 0.9148 | 1.2716e-06 | 6.0232e-07 | 0.4574
| 36.25 | 0.10763 | 1.2716e-06 | 2.0077e-07 | 0.053816 | 36.25 | 0 | 0.19988 | 0.96263 | 0.35419 | 36.25 | 0.91321 | 1.2716e-06 | 6.0232e-07 | 0.45661
| 36.2917 | 0.10623 | 1.2716e-06 | 2.0077e-07 | 0.053114 | 36.2917 | 0 | 0.19534 | 0.96263 | 0.35343 | 36.2917 | 0.91163 | 1.2716e-06 | 6.0232e-07 | 0.45581
| 36.3333 | 0.10483 | 1.2716e-06 | 2.0077e-07 | 0.052413 | 36.3333 | 0 | 0.1908 | 0.96263 | 0.35268 | 36.3333 | 0.91004 | 1.2716e-06 | 6.0232e-07 | 0.45502
| 36.375 | 0.10343 | 1.2716e-06 | 2.0077e-07 | 0.051713 | 36.375 | 0 | 0.18626 | 0.96263 | 0.35192 | 36.375 | 0.90846 | 1.2716e-06 | 6.0232e-07 | 0.45423
| 36.4167 | 0.10203 | 1.2716e-06 | 2.0077e-07 | 0.051014 | 36.4167 | 0 | 0.18173 | 0.96258 | 0.35115 | 36.4167 | 0.90687 | 1.2716e-06 | 6.0232e-07 | 0.45344
| 36.4583 | 0.10063 | 1.2716e-06 | 2.0077e-07 | 0.050316 | 36.4583 | 0 | 0.17718 | 0.96263 | 0.35041 | 36.4583 | 0.90529 | 1.2716e-06 | 6.0232e-07 | 0.45264
| 36.5 | 0.099237 | 1.2716e-06 | 2.0077e-07 | 0.049619 | 36.5 | 0 | 0.17265 | 0.96257 | 0.34963 | 36.5 | 0.9037 | 1.2716e-06 | 6.0232e-07 | 0.45185
| 36.5417 | 0.097845 | 1.2716e-06 | 2.0077e-07 | 0.048923 | 36.5417 | 0 | 0.16809 | 0.96264 | 0.3489 | 36.5417 | 0.90212 | 1.2716e-06 | 6.0232e-07 | 0.45106
| 36.5833 | 0.096453 | 1.2716e-06 | 2.0077e-07 | 0.048227 | 36.5833 | 0 | 0.16356 | 0.9626 | 0.34813 | 36.5833 | 0.90053 | 1.2716e-06 | 6.0232e-07 | 0.45027
| 36.625 | 0.095063 | 1.2716e-06 | 2.0077e-07 | 0.047532 | 36.625 | 0 | 0.15901 | 0.96265 | 0.34739 | 36.625 | 0.89895 | 1.2716e-06 | 6.0232e-07 | 0.44947
| 36.6667 | 0.093675 | 1.2716e-06 | 2.0077e-07 | 0.046838 | 36.6667 | 0 | 0.15448 | 0.96259 | 0.34661 | 36.6667 | 0.89736 | 1.2716e-06 | 6.0232e-07 | 0.44868
| 36.7083 | 0.092289 | 1.2716e-06 | 2.0077e-07 | 0.046145 | 36.7083 | 0 | 0.14993 | 0.96266 | 0.34587 | 36.7083 | 0.89578 | 1.2716e-06 | 6.0232e-07 | 0.44789
| 36.75 | 0.090904 | 1.2716e-06 | 2.0077e-07 | 0.045452 | 36.75 | 0 | 0.14539 | 0.96262 | 0.34511 | 36.75 | 0.89429 | 1.2716e-06 | 6.0232e-07 | 0.44715
| 36.7917 | 0.089521 | 1.2716e-06 | 2.0077e-07 | 0.044761 | 36.7917 | 0 | 0.14083 | 0.96272 | 0.34438 | 36.7917 | 0.89293 | 1.2716e-06 | 6.0232e-07 | 0.44647
| 36.8333 | 0.08814 | 1.2716e-06 | 2.0077e-07 | 0.04407 | 36.8333 | 0 | 0.1363 | 0.96268 | 0.34361 | 36.8333 | 0.8917 | 1.2716e-06 | 6.0232e-07 | 0.44585
| 36.875 | 0.086759 | 1.2716e-06 | 2.0077e-07 | 0.04338 | 36.875 | 0 | 0.13175 | 0.96274 | 0.34287 | 36.875 | 0.89059 | 1.2716e-06 | 6.0232e-07 | 0.4453
| 36.9167 | 0.08538 | 1.2716e-06 | 2.0077e-07 | 0.04269 | 36.9167 | 0 | 0.12722 | 0.9627 | 0.3421 | 36.9167 | 0.88961 | 1.2716e-06 | 6.0232e-07 | 0.44481
| 36.9583 | 0.084001 | 1.2716e-06 | 2.0077e-07 | 0.042001 | 36.9583 | 0 | 0.12267 | 0.96275 | 0.34136 | 36.9583 | 0.88875 | 1.2716e-06 | 6.0232e-07 | 0.44438
| 37 | 0.082622 | 1.2716e-06 | 2.0077e-07 | 0.041311 | 37 | 0 | 0.11812 | 0.96277 | 0.34061 | 37 | 0.88802 | 1.2716e-06 | 6.0232e-07 | 0.44401
| 37.0417 | 0.081244 | 1.2716e-06 | 2.0077e-07 | 0.040622 | 37.0417 | 0 | 0.11358 | 0.96276 | 0.33985 | 37.0417 | 0.88741 | 1.2716e-06 | 6.0232e-07 | 0.44371
| 37.0833 | 0.079867 | 1.2716e-06 | 2.0077e-07 | 0.039934 | 37.0833 | 0 | 0.10904 | 0.96277 | 0.3391 | 37.0833 | 0.88693 | 1.2716e-06 | 6.0232e-07 | 0.44347
| 37.125 | 0.07849 | 1.2716e-06 | 2.0077e-07 | 0.039245 | 37.125 | 0 | 0.1045 | 0.96276 | 0.33834 | 37.125 | 0.88657 | 1.2716e-06 | 6.0232e-07 | 0.44329
| 37.1667 | 0.077114 | 1.2716e-06 | 2.0077e-07 | 0.038557 | 37.1667 | 0 | 0.09996 | 0.96276 | 0.33758 | 37.1667 | 0.88634 | 1.2716e-06 | 6.0232e-07 | 0.44317
| 37.2083 | 0.075738 | 1.2716e-06 | 2.0077e-07 | 0.037869 | 37.2083 | 0 | 0.095419 | 0.96276 | 0.33682 | 37.2083 | 0.88624 | 1.2716e-06 | 6.0232e-07 | 0.44312
| 37.25 | 0.074363 | 1.2716e-06 | 2.0077e-07 | 0.037182 | 37.25 | 0 | 0.090878 | 0.96276 | 0.33607 | 37.25 | 0.88625 | 1.2716e-06 | 6.0232e-07 | 0.44313
| 37.2917 | 0.072989 | 1.2716e-06 | 2.0077e-07 | 0.036495 | 37.2917 | 0 | 0.086337 | 0.96276 | 0.33531 | 37.2917 | 0.8864 | 1.2716e-06 | 6.0232e-07 | 0.4432
| 37.3333 | 0.071617 | 1.2716e-06 | 2.0077e-07 | 0.035809 | 37.3333 | 0 | 0.081796 | 0.96276 | 0.33455 | 37.3333 | 0.88667 | 1.2716e-06 | 6.0232e-07 | 0.44333
| 37.375 | 0.070246 | 1.2716e-06 | 2.0077e-07 | 0.035123 | 37.375 | 0 | 0.077255 | 0.96276 | 0.3338 | 37.375 | 0.88706 | 1.2716e-06 | 6.0232e-07 | 0.44353
| 37.4167 | 0.068877 | 1.2716e-06 | 2.0077e-07 | 0.034439 | 37.4167 | 0 | 0.072714 | 0.96276 | 0.33304 | 37.4167 | 0.88758 | 1.2716e-06 | 6.0232e-07 | 0.44379
| 37.4583 | 0.06751 | 1.2716e-06 | 2.0077e-07 | 0.033755 | 37.4583 | 0 | 0.068173 | 0.96276 | 0.33228 | 37.4583 | 0.88823 | 1.2716e-06 | 6.0232e-07 | 0.44411
| 37.5 | 0.066143 | 1.2716e-06 | 2.0077e-07 | 0.033072 | 37.5 | 0 | 0.063632 | 0.96276 | 0.33153 | 37.5 | 0.889 | 1.2716e-06 | 6.0232e-07 | 0.4445
| 37.5417 | 0.064779 | 1.2716e-06 | 2.0077e-07 | 0.03239 | 37.5417 | 0 | 0.059091 | 0.96276 | 0.33077 | 37.5417 | 0.88989 | 1.2716e-06 | 6.0232e-07 | 0.44495
| 37.5833 | 0.063415 | 1.2716e-06 | 2.0077e-07 | 0.031708 | 37.5833 | 0 | 0.054557 | 0.96273 | 0.33 | 37.5833 | 0.89091 | 1.2716e-06 | 6.0232e-07 | 0.44546
| 37.625 | 0.062053 | 1.2716e-06 | 2.0077e-07 | 0.031027 | 37.625 | 0 | 0.0501 | 0.96274 | 0.32926 | 37.625 | 0.89206 | 1.2716e-06 | 6.0232e-07 | 0.44603
| 37.6667 | 0.060693 | 1.2716e-06 | 2.0077e-07 | 0.030347 | 37.6667 | 0 | 0.045916 | 0.96234 | 0.32843 | 37.6667 | 0.89333 | 1.2716e-06 | 6.0232e-07 | 0.44667
| 37.7083 | 0.059335 | 1.2716e-06 | 2.0077e-07 | 0.029668 | 37.7083 | 0 | 0.04199 | 0.96175 | 0.32758 | 37.7083 | 0.89473 | 1.2716e-06 | 6.0232e-07 | 0.44736
| 37.75 | 0.057979 | 1.2716e-06 | 2.0077e-07 | 0.02899 | 37.75 | 0 | 0.038401 | 0.96071 | 0.32664 | 37.75 | 0.89615 | 1.2716e-06 | 6.0232e-07 | 0.44807
| 37.7917 | 0.056626 | 1.2716e-06 | 2.0077e-07 | 0.028313 | 37.7917 | 0 | 0.035048 | 0.95947 | 0.32567 | 37.7917 | 0.89757 | 1.2716e-06 | 6.0232e-07 | 0.44878
| 37.8333 | 0.055274 | 1.2716e-06 | 2.0077e-07 | 0.027637 | 37.8333 | 0 | 0.03192 | 0.95781 | 0.32459 | 37.8333 | 0.89899 | 1.2716e-06 | 6.0232e-07 | 0.4495
| 37.875 | 0.053923 | 1.2716e-06 | 2.0077e-07 | 0.026962 | 37.875 | 0 | 0.02894 | 0.95597 | 0.32348 | 37.875 | 0.90041 | 1.2716e-06 | 6.0232e-07 | 0.45021
| 37.9167 | 0.052572 | 1.2716e-06 | 2.0077e-07 | 0.026286 | 37.9167 | 0 | 0.026138 | 0.95365 | 0.32224 | 37.9167 | 0.90183 | 1.2716e-06 | 6.0232e-07 | 0.45092
| 37.9583 | 0.051223 | 1.2716e-06 | 2.0077e-07 | 0.025612 | 37.9583 | 0 | 0.023419 | 0.9512 | 0.32097 | 37.9583 | 0.90325 | 1.2716e-06 | 6.0232e-07 | 0.45163
| 38 | 0.049873 | 1.2716e-06 | 2.0077e-07 | 0.024937 | 38 | 0 | 0.02086 | 0.94821 | 0.31955 | 38 | 0.90467 | 1.2716e-06 | 6.0232e-07 | 0.45234
| 38.0417 | 0.048524 | 1.2716e-06 | 2.0077e-07 | 0.024262 | 38.0417 | 0 | 0.018371 | 0.94516 | 0.31811 | 38.0417 | 0.90609 | 1.2716e-06 | 6.0232e-07 | 0.45305
| 38.0833 | 0.047176 | 1.2716e-06 | 2.0077e-07 | 0.023588 | 38.0833 | 0 | 0.016048 | 0.9416 | 0.31654 | 38.0833 | 0.90751 | 1.2716e-06 | 6.0232e-07 | 0.45376
| 38.125 | 0.045828 | 1.2716e-06 | 2.0077e-07 | 0.022914 | 38.125 | 0 | 0.013787 | 0.93806 | 0.31498 | 38.125 | 0.90893 | 1.2716e-06 | 6.0232e-07 | 0.45447
| 38.1667 | 0.044481 | 1.2716e-06 | 2.0077e-07 | 0.022241 | 38.1667 | 0 | 0.01162 | 0.93434 | 0.31338 | 38.1667 | 0.91035 | 1.2716e-06 | 6.0232e-07 | 0.45518
| 38.2083 | 0.043135 | 1.2716e-06 | 2.0077e-07 | 0.021568 | 38.2083 | 0 | 0.0095366 | 0.93051 | 0.31176 | 38.2083 | 0.91177 | 1.2716e-06 | 6.0232e-07 | 0.45588
| 38.25 | 0.041789 | 1.2716e-06 | 2.0077e-07 | 0.020895 | 38.25 | 0 | 0.0075721 | 0.92651 | 0.3101 | 38.25 | 0.91319 | 1.2716e-06 | 6.0232e-07 | 0.45659
| 38.2917 | 0.040444 | 1.2716e-06 | 2.0077e-07 | 0.020222 | 38.2917 | 0 | 0.0057719 | 0.92226 | 0.30838 | 38.2917 | 0.91461 | 1.2716e-06 | 6.0232e-07 | 0.4573
| 38.3333 | 0.039101 | 1.2716e-06 | 2.0077e-07 | 0.019551 | 38.3333 | 0 | 0.0042037 | 0.91768 | 0.3066 | 38.3333 | 0.91603 | 1.2716e-06 | 6.0232e-07 | 0.45801
| 38.375 | 0.03776 | 1.2716e-06 | 2.0077e-07 | 0.018881 | 38.375 | 0 | 0.0029165 | 0.91278 | 0.30474 | 38.375 | 0.91744 | 1.2716e-06 | 6.0232e-07 | 0.45872
| 38.4167 | 0.036422 | 1.2716e-06 | 2.0077e-07 | 0.018211 | 38.4167 | 0 | 0.0018826 | 0.90754 | 0.30283 | 38.4167 | 0.91886 | 1.2716e-06 | 6.0232e-07 | 0.45943
| 38.4583 | 0.035086 | 1.2716e-06 | 2.0077e-07 | 0.017543 | 38.4583 | 0 | 0.0010738 | 0.90196 | 0.30083 | 38.4583 | 0.92028 | 1.2716e-06 | 6.0232e-07 | 0.46014
| 38.5 | 0.033752 | 1.2716e-06 | 2.0077e-07 | 0.016876 | 38.5 | 0 | 0.00049051 | 0.89606 | 0.29877 | 38.5 | 0.9217 | 1.2716e-06 | 6.0232e-07 | 0.46085
| 38.5417 | 0.032419 | 1.2716e-06 | 2.0077e-07 | 0.01621 | 38.5417 | 0 | 0.00013251 | 0.88982 | 0.29663 | 38.5417 | 0.92312 | 1.2716e-06 | 6.0232e-07 | 0.46156
| 38.5833 | 0.031089 | 1.2716e-06 | 2.0077e-07 | 0.015545 | 38.5833 | 0 | 0 | 0.88324 | 0.29441 | 38.5833 | 0.92453 | 1.2716e-06 | 6.0232e-07 | 0.46227
| 38.625 | 0.02976 | 1.2716e-06 | 2.0077e-07 | 0.01488 | 38.625 | 0 | 0 | 0.87635 | 0.29212 | 38.625 | 0.92595 | 1.2716e-06 | 6.0232e-07 | 0.46298
| 38.6667 | 0.028434 | 1.2716e-06 | 2.0077e-07 | 0.014217 | 38.6667 | 0 | 0 | 0.86943 | 0.28981 | 38.6667 | 0.92737 | 1.2716e-06 | 6.0232e-07 | 0.46368
| 38.7083 | 0.027111 | 1.2716e-06 | 2.0077e-07 | 0.013556 | 38.7083 | 0 | 0 | 0.86249 | 0.2875 | 38.7083 | 0.92879 | 1.2716e-06 | 6.0232e-07 | 0.46439
| 38.75 | 0.025792 | 1.2716e-06 | 2.0077e-07 | 0.012896 | 38.75 | 0 | 0 | 0.85551 | 0.28517 | 38.75 | 0.9302 | 1.2716e-06 | 6.0232e-07 | 0.4651
| 38.7917 | 0.024475 | 1.2716e-06 | 2.0077e-07 | 0.012238 | 38.7917 | 0 | 0 | 0.84851 | 0.28284 | 38.7917 | 0.93162 | 1.2716e-06 | 6.0232e-07 | 0.46581
| 38.8333 | 0.023161 | 1.2716e-06 | 2.0077e-07 | 0.011581 | 38.8333 | 0 | 0 | 0.84147 | 0.28049 | 38.8333 | 0.93301 | 1.2716e-06 | 6.0232e-07 | 0.46651
| 38.875 | 0.021848 | 1.2716e-06 | 2.0077e-07 | 0.010924 | 38.875 | 0 | 0 | 0.83441 | 0.27814 | 38.875 | 0.93428 | 1.2716e-06 | 6.0232e-07 | 0.46714
| 38.9167 | 0.020536 | 1.2716e-06 | 2.0077e-07 | 0.010268 | 38.9167 | 0 | 0 | 0.82731 | 0.27577 | 38.9167 | 0.93542 | 1.2716e-06 | 6.0232e-07 | 0.46771
| 38.9583 | 0.019224 | 1.2716e-06 | 2.0077e-07 | 0.0096124 | 38.9583 | 0 | 0 | 0.82018 | 0.27339 | 38.9583 | 0.93644 | 1.2716e-06 | 6.0232e-07 | 0.46822
| 39 | 0.017913 | 1.2716e-06 | 2.0077e-07 | 0.008957 | 39 | 0 | 0 | 0.81303 | 0.27101 | 39 | 0.93733 | 1.2716e-06 | 6.0232e-07 | 0.46866
| 39.0417 | 0.016603 | 1.2716e-06 | 2.0077e-07 | 0.008302 | 39.0417 | 0 | 0 | 0.80584 | 0.26861 | 39.0417 | 0.93809 | 1.2716e-06 | 6.0232e-07 | 0.46905
| 39.0833 | 0.015294 | 1.2716e-06 | 2.0077e-07 | 0.0076473 | 39.0833 | 0 | 0 | 0.79863 | 0.26621 | 39.0833 | 0.93873 | 1.2716e-06 | 6.0232e-07 | 0.46937
| 39.125 | 0.013986 | 1.2716e-06 | 2.0077e-07 | 0.006993 | 39.125 | 0 | 0 | 0.79188 | 0.26396 | 39.125 | 0.93925 | 1.2716e-06 | 6.0232e-07 | 0.46963
| 39.1667 | 0.012701 | 1.2716e-06 | 2.0077e-07 | 0.0063509 | 39.1667 | 0 | 0 | 0.78522 | 0.26174 | 39.1667 | 0.93964 | 1.2716e-06 | 6.0232e-07 | 0.46982
| 39.2083 | 0.011442 | 1.2716e-06 | 2.0077e-07 | 0.0057213 | 39.2083 | 0 | 0 | 0.77856 | 0.25952 | 39.2083 | 0.93991 | 1.2716e-06 | 6.0232e-07 | 0.46995
| 39.25 | 0.010219 | 1.2716e-06 | 2.0077e-07 | 0.00511 | 39.25 | 0 | 0 | 0.7719 | 0.2573 | 39.25 | 0.94005 | 1.2716e-06 | 6.0232e-07 | 0.47002
| 39.2917 | 0.0090444 | 1.2716e-06 | 2.0077e-07 | 0.0045225 | 39.2917 | 0 | 0 | 0.76525 | 0.25508 | 39.2917 | 0.94006 | 1.2716e-06 | 6.0232e-07 | 0.47003
| 39.3333 | 0.0079395 | 1.2716e-06 | 2.0077e-07 | 0.00397 | 39.3333 | 0 | 0 | 0.75856 | 0.25285 | 39.3333 | 0.93995 | 1.2716e-06 | 6.0232e-07 | 0.46998
| 39.375 | 0.0069234 | 1.2716e-06 | 2.0077e-07 | 0.003462 | 39.375 | 0 | 0 | 0.75183 | 0.25061 | 39.375 | 0.93972 | 1.2716e-06 | 6.0232e-07 | 0.46986
| 39.4167 | 0.0059854 | 1.2716e-06 | 2.0077e-07 | 0.002993 | 39.4167 | 0 | 0 | 0.74508 | 0.24836 | 39.4167 | 0.93936 | 1.2716e-06 | 6.0232e-07 | 0.46968
| 39.4583 | 0.0051147 | 1.2716e-06 | 2.0077e-07 | 0.0025576 | 39.4583 | 0 | 0 | 0.73829 | 0.2461 | 39.4583 | 0.93887 | 1.2716e-06 | 6.0232e-07 | 0.46944
| 39.5 | 0.0043112 | 1.2716e-06 | 2.0077e-07 | 0.0021559 | 39.5 | 0 | 0 | 0.73146 | 0.24382 | 39.5 | 0.93826 | 1.2716e-06 | 6.0232e-07 | 0.46913
| 39.5417 | 0.0035747 | 1.2716e-06 | 2.0077e-07 | 0.0017876 | 39.5417 | 0 | 0 | 0.72461 | 0.24154 | 39.5417 | 0.93753 | 1.2716e-06 | 6.0232e-07 | 0.46877
| 39.5833 | 0.0029051 | 1.2716e-06 | 2.0077e-07 | 0.0014528 | 39.5833 | 0 | 0 | 0.71772 | 0.23924 | 39.5833 | 0.93667 | 1.2716e-06 | 6.0232e-07 | 0.46834
| 39.625 | 0.0023023 | 1.2716e-06 | 2.0077e-07 | 0.0011514 | 39.625 | 0 | 0 | 0.7108 | 0.23693 | 39.625 | 0.93569 | 1.2716e-06 | 6.0232e-07 | 0.46784
| 39.6667 | 0.0017767 | 1.2716e-06 | 2.0077e-07 | 0.00088863 | 39.6667 | 0 | 0 | 0.70384 | 0.23461 | 39.6667 | 0.93458 | 1.2716e-06 | 6.0232e-07 | 0.46729
| 39.7083 | 0.0013384 | 1.2716e-06 | 2.0077e-07 | 0.00066946 | 39.7083 | 0 | 0 | 0.69686 | 0.23229 | 39.7083 | 0.93334 | 1.2716e-06 | 6.0232e-07 | 0.46667
| 39.75 | 0.00099695 | 1.2716e-06 | 2.0077e-07 | 0.00049875 | 39.75 | 0 | 0 | 0.68985 | 0.22995 | 39.75 | 0.93198 | 1.2716e-06 | 6.0232e-07 | 0.46599
| 39.7917 | 0.00073457 | 1.2716e-06 | 2.0077e-07 | 0.00036757 | 39.7917 | 0 | 0 | 0.6828 | 0.2276 | 39.7917 | 0.9305 | 1.2716e-06 | 6.0232e-07 | 0.46525
| 39.8333 | 0.00052955 | 1.2716e-06 | 2.0077e-07 | 0.00026505 | 39.8333 | 0 | 0 | 0.67573 | 0.22524 | 39.8333 | 0.92891 | 1.2716e-06 | 6.0232e-07 | 0.46446
| 39.875 | 0.00037103 | 1.2716e-06 | 2.0077e-07 | 0.00018579 | 39.875 | 0 | 0 | 0.66863 | 0.22288 | 39.875 | 0.92733 | 1.2716e-06 | 6.0232e-07 | 0.46366
| 39.9167 | 0.00024805 | 1.2716e-06 | 2.0077e-07 | 0.0001243 | 39.9167 | 0 | 0 | 0.6615 | 0.2205 | 39.9167 | 0.92574 | 1.2716e-06 | 6.0232e-07 | 0.46287
| 39.9583 | 0.00014955 | 1.2716e-06 | 2.0077e-07 | 7.5052e-05 | 39.9583 | 0 | 0 | 0.65434 | 0.21811 | 39.9583 | 0.92416 | 1.2716e-06 | 6.0232e-07 | 0.46208
| 40 | 7.5507e-05 | 1.2716e-06 | 2.0077e-07 | 3.8032e-05 | 40 | 0 | 0 | 0.64714 | 0.21571 | 40 | 0.92257 | 1.2716e-06 | 6.0232e-07 | 0.46129
| 40.0417 | 2.5915e-05 | 1.2716e-06 | 2.0077e-07 | 1.3236e-05 | 40.0417 | 0 | 0 | 0.63992 | 0.21331 | 40.0417 | 0.92099 | 1.2716e-06 | 6.0232e-07 | 0.46049
| 40.0833 | 7.515e-07 | 1.2716e-06 | 2.0077e-07 | 6.546e-07 | 40.0833 | 0 | 0 | 0.63266 | 0.21089 | 40.0833 | 0.9194 | 1.2716e-06 | 6.0232e-07 | 0.4597
| 40.125 | 0 | 1.2716e-06 | 2.0077e-07 | 2.7885e-07 | 40.125 | 0 | 0 | 0.62538 | 0.20846 | 40.125 | 0.91782 | 1.2716e-06 | 6.0232e-07 | 0.45891
| 40.1667 | 0 | 1.2716e-06 | 2.0077e-07 | 2.7885e-07 | 40.1667 | 0 | 0 | 0.61846 | 0.20615 | 40.1667 | 0.91623 | 1.2716e-06 | 6.0232e-07 | 0.45812
| 40.2083 | 0 | 1.2716e-06 | 2.0077e-07 | 2.7885e-07 | 40.2083 | 0 | 0 | 0.61182 | 0.20394 | 40.2083 | 0.91465 | 1.2716e-06 | 6.0232e-07 | 0.45733
| 40.25 | 0 | 1.2716e-06 | 2.0077e-07 | 2.7885e-07 | 40.25 | 0 | 0 | 0.60519 | 0.20173 | 40.25 | 0.91307 | 1.2716e-06 | 6.0232e-07 | 0.45653
| 40.2917 | 0 | 1.2716e-06 | 2.0077e-07 | 2.7885e-07 | 40.2917 | 0 | 0 | 0.59856 | 0.19952 | 40.2917 | 0.91148 | 1.2716e-06 | 6.0232e-07 | 0.45574
| 40.3333 | 0 | 1.2716e-06 | 2.0077e-07 | 2.7885e-07 | 40.3333 | 0 | 0 | 0.59189 | 0.1973 | 40.3333 | 0.9099 | 1.2716e-06 | 6.0232e-07 | 0.45495
| 40.375 | 0 | 1.2716e-06 | 2.0077e-07 | 2.7885e-07 | 40.375 | 0 | 0 | 0.58519 | 0.19506 | 40.375 | 0.90831 | 1.2716e-06 | 6.0232e-07 | 0.45416
| 40.4167 | 0 | 1.2716e-06 | 2.0077e-07 | 2.7885e-07 | 40.4167 | 0 | 0 | 0.57845 | 0.19282 | 40.4167 | 0.90673 | 1.2716e-06 | 6.0232e-07 | 0.45336
| 40.4583 | 0 | 1.2716e-06 | 2.0077e-07 | 2.7885e-07 | 40.4583 | 0 | 0 | 0.57168 | 0.19056 | 40.4583 | 0.90514 | 1.2716e-06 | 6.0232e-07 | 0.45257
| 40.5 | 0 | 1.2716e-06 | 2.0077e-07 | 2.7885e-07 | 40.5 | 0 | 0 | 0.56487 | 0.18829 | 40.5 | 0.90356 | 1.2716e-06 | 6.0232e-07 | 0.45178
| 40.5417 | 0 | 1.2716e-06 | 2.0077e-07 | 2.7885e-07 | 40.5417 | 0 | 0 | 0.55803 | 0.18601 | 40.5417 | 0.90197 | 1.2716e-06 | 6.0232e-07 | 0.45099
| 40.5833 | 0 | 1.2716e-06 | 2.0077e-07 | 2.7885e-07 | 40.5833 | 0 | 0 | 0.55116 | 0.18372 | 40.5833 | 0.90039 | 1.2716e-06 | 6.0232e-07 | 0.45019
| 40.625 | 0 | 1.2716e-06 | 2.0077e-07 | 2.7885e-07 | 40.625 | 0 | 0 | 0.54425 | 0.18142 | 40.625 | 0.8988 | 1.2716e-06 | 6.0232e-07 | 0.4494
| 40.6667 | 0 | 1.2716e-06 | 2.0077e-07 | 2.7885e-07 | 40.6667 | 0 | 0 | 0.53731 | 0.1791 | 40.6667 | 0.89722 | 1.2716e-06 | 6.0232e-07 | 0.44861
| 40.7083 | 0 | 1.2716e-06 | 2.0077e-07 | 2.7885e-07 | 40.7083 | 0 | 0 | 0.53034 | 0.17678 | 40.7083 | 0.89563 | 1.2716e-06 | 6.0232e-07 | 0.44782
| 40.75 | 0 | 1.2716e-06 | 2.0077e-07 | 2.7885e-07 | 40.75 | 0 | 0 | 0.52334 | 0.17445 | 40.75 | 0.89415 | 1.2716e-06 | 6.0232e-07 | 0.44707
| 40.7917 | 0 | 1.2716e-06 | 2.0077e-07 | 2.7885e-07 | 40.7917 | 0 | 0 | 0.51593 | 0.17198 | 40.7917 | 0.89279 | 1.2716e-06 | 6.0232e-07 | 0.4464
| 40.8333 | 0 | 1.2716e-06 | 2.0077e-07 | 2.7885e-07 | 40.8333 | 0 | 0 | 0.50772 | 0.16924 | 40.8333 | 0.89156 | 1.2716e-06 | 6.0232e-07 | 0.44578
| 40.875 | 0 | 1.2716e-06 | 2.0077e-07 | 2.7885e-07 | 40.875 | 0 | 0 | 0.49894 | 0.16631 | 40.875 | 0.89045 | 1.2716e-06 | 6.0232e-07 | 0.44522
| 40.9167 | 0 | 1.2716e-06 | 2.0077e-07 | 2.7885e-07 | 40.9167 | 0 | 0 | 0.48936 | 0.16312 | 40.9167 | 0.88946 | 1.2716e-06 | 6.0232e-07 | 0.44473
| 40.9583 | 0 | 1.2716e-06 | 2.0077e-07 | 2.7885e-07 | 40.9583 | 0 | 0 | 0.47897 | 0.15966 | 40.9583 | 0.88861 | 1.2716e-06 | 6.0232e-07 | 0.4443
| 41 | 0 | 1.2716e-06 | 2.0077e-07 | 2.7885e-07 | 41 | 0 | 0 | 0.46779 | 0.15593 | 41 | 0.88787 | 1.2716e-06 | 6.0232e-07 | 0.44394
| 41.0417 | 0 | 1.2716e-06 | 2.0077e-07 | 2.7885e-07 | 41.0417 | 0 | 0 | 0.45581 | 0.15194 | 41.0417 | 0.88727 | 1.2716e-06 | 6.0232e-07 | 0.44363
| 41.0833 | 0 | 1.2716e-06 | 2.0077e-07 | 2.7885e-07 | 41.0833 | 0 | 0 | 0.44304 | 0.14768 | 41.0833 | 0.88678 | 1.2716e-06 | 6.0232e-07 | 0.44339
| 41.125 | 0 | 1.2716e-06 | 2.0077e-07 | 2.7885e-07 | 41.125 | 0 | 0 | 0.42949 | 0.14316 | 41.125 | 0.88643 | 1.2716e-06 | 6.0232e-07 | 0.44321
| 41.1667 | 0 | 1.2716e-06 | 2.0077e-07 | 2.7885e-07 | 41.1667 | 0 | 0 | 0.41516 | 0.13839 | 41.1667 | 0.8862 | 1.2716e-06 | 6.0232e-07 | 0.4431
| 41.2083 | 0 | 1.2716e-06 | 2.0077e-07 | 2.7885e-07 | 41.2083 | 0 | 0 | 0.40023 | 0.13341 | 41.2083 | 0.88609 | 1.2716e-06 | 6.0232e-07 | 0.44305
| 41.25 | 0 | 1.2716e-06 | 2.0077e-07 | 2.7885e-07 | 41.25 | 0 | 0 | 0.38482 | 0.12827 | 41.25 | 0.88611 | 1.2716e-06 | 6.0232e-07 | 0.44306
| 41.2917 | 0 | 1.2716e-06 | 2.0077e-07 | 2.7885e-07 | 41.2917 | 0 | 0 | 0.3688 | 0.12293 | 41.2917 | 0.88625 | 1.2716e-06 | 6.0232e-07 | 0.44313
| 41.3333 | 0 | 1.2716e-06 | 2.0077e-07 | 2.7885e-07 | 41.3333 | 0 | 0 | 0.35207 | 0.11736 | 41.3333 | 0.88652 | 1.2716e-06 | 6.0232e-07 | 0.44326
| 41.375 | 0 | 1.2716e-06 | 2.0077e-07 | 2.7885e-07 | 41.375 | 0 | 0 | 0.33468 | 0.11156 | 41.375 | 0.88692 | 1.2716e-06 | 6.0232e-07 | 0.44346
| 41.4167 | 0 | 1.2716e-06 | 2.0077e-07 | 2.7885e-07 | 41.4167 | 0 | 0 | 0.31663 | 0.10554 | 41.4167 | 0.88744 | 1.2716e-06 | 6.0232e-07 | 0.44372
| 41.4583 | 0 | 1.2716e-06 | 2.0077e-07 | 2.7885e-07 | 41.4583 | 0 | 0 | 0.29791 | 0.099303 | 41.4583 | 0.88808 | 1.2716e-06 | 6.0232e-07 | 0.44404
| 41.5 | 0 | 1.2716e-06 | 2.0077e-07 | 2.7885e-07 | 41.5 | 0 | 0 | 0.27854 | 0.092848 | 41.5 | 0.88885 | 1.2716e-06 | 6.0232e-07 | 0.44443
| 41.5417 | 0 | 1.2716e-06 | 2.0077e-07 | 2.7885e-07 | 41.5417 | 0 | 0 | 0.25855 | 0.086185 | 41.5417 | 0.88975 | 1.2716e-06 | 6.0232e-07 | 0.44487
| 41.5833 | 0 | 1.2716e-06 | 2.0077e-07 | 2.7885e-07 | 41.5833 | 0 | 0 | 0.2389 | 0.079635 | 41.5833 | 0.89077 | 1.2716e-06 | 6.0232e-07 | 0.44538
| 41.625 | 0 | 1.2716e-06 | 2.0077e-07 | 2.7885e-07 | 41.625 | 0 | 0 | 0.21977 | 0.073257 | 41.625 | 0.89191 | 1.2716e-06 | 6.0232e-07 | 0.44596
| 41.6667 | 0 | 1.2716e-06 | 2.0077e-07 | 2.7885e-07 | 41.6667 | 0 | 0 | 0.20137 | 0.067125 | 41.6667 | 0.89319 | 1.2716e-06 | 6.0232e-07 | 0.44659
| 41.7083 | 0 | 1.2716e-06 | 2.0077e-07 | 2.7885e-07 | 41.7083 | 0 | 0 | 0.18392 | 0.061307 | 41.7083 | 0.89458 | 1.2716e-06 | 6.0232e-07 | 0.44729
| 41.75 | 0 | 1.2716e-06 | 2.0077e-07 | 2.7885e-07 | 41.75 | 0 | 0 | 0.16763 | 0.055876 | 41.75 | 0.896 | 1.2716e-06 | 6.0232e-07 | 0.448
| 41.7917 | 0 | 1.2716e-06 | 2.0077e-07 | 2.7885e-07 | 41.7917 | 0 | 0 | 0.15248 | 0.050826 | 41.7917 | 0.89742 | 1.2716e-06 | 6.0232e-07 | 0.44871
| 41.8333 | 0 | 1.2716e-06 | 2.0077e-07 | 2.7885e-07 | 41.8333 | 0 | 0 | 0.13843 | 0.046145 | 41.8333 | 0.89884 | 1.2716e-06 | 6.0232e-07 | 0.44942
| 41.875 | 0 | 1.2716e-06 | 2.0077e-07 | 2.7885e-07 | 41.875 | 0 | 0 | 0.12503 | 0.041678 | 41.875 | 0.90027 | 1.2716e-06 | 6.0232e-07 | 0.45013
| 41.9167 | 0 | 1.2716e-06 | 2.0077e-07 | 2.7885e-07 | 41.9167 | 0 | 0 | 0.11231 | 0.037437 | 41.9167 | 0.90169 | 1.2716e-06 | 6.0232e-07 | 0.45084
| 41.9583 | 0 | 1.2716e-06 | 2.0077e-07 | 2.7885e-07 | 41.9583 | 0 | 0 | 0.10005 | 0.033351 | 41.9583 | 0.90311 | 1.2716e-06 | 6.0232e-07 | 0.45155
| 42 | 0 | 1.2716e-06 | 2.0077e-07 | 2.7885e-07 | 42 | 0 | 0 | 0.088259 | 0.02942 | 42 | 0.90453 | 1.2716e-06 | 6.0232e-07 | 0.45226
| 42.0417 | 7.662e-05 | 0.0001057 | 0.0014074 | 0.00052507 | 42.0417 | 7.3445e-05 | 0.00014215 | 0.078384 | 0.026188 | 42.0417 | 0.90575 | 0.00098716 | 0.0012867 | 0.45347
| 42.0833 | 0.00012525 | 0.00080374 | 0.004721 | 0.0017703 | 42.0833 | 0.00012574 | 0.00084156 | 0.070874 | 0.023828 | 42.0833 | 0.90674 | 0.0030464 | 0.0044069 | 0.45535
| 42.125 | 0.00020292 | 0.001808 | 0.0099234 | 0.0037106 | 42.125 | 0.00019959 | 0.0018846 | 0.06571 | 0.022317 | 42.125 | 0.90752 | 0.0061772 | 0.0093492 | 0.4579
| 42.1667 | 0.00025097 | 0.0034107 | 0.016998 | 0.00636 | 42.1667 | 0.00025159 | 0.0034871 | 0.062876 | 0.021666 | 42.1667 | 0.90807 | 0.010378 | 0.016131 | 0.46114
| 42.2083 | 0.00032914 | 0.0053139 | 0.02593 | 0.0096934 | 42.2083 | 0.0003256 | 0.005431 | 0.062353 | 0.021852 | 42.2083 | 0.9084 | 0.015647 | 0.024714 | 0.46505
| 42.25 | 0.00038362 | 0.0077238 | 0.036497 | 0.013645 | 42.25 | 0.000384 | 0.0078429 | 0.064127 | 0.022875 | 42.25 | 0.90851 | 0.021955 | 0.034939 | 0.46956
| 42.2917 | 0.00046503 | 0.010346 | 0.048477 | 0.018116 | 42.2917 | 0.00046207 | 0.0105 | 0.068179 | 0.024707 | 42.2917 | 0.9084 | 0.029272 | 0.046584 | 0.47461
| 42.3333 | 0.00053426 | 0.013245 | 0.06143 | 0.022951 | 42.3333 | 0.00053373 | 0.013409 | 0.074478 | 0.027328 | 42.3333 | 0.90807 | 0.037539 | 0.059205 | 0.48002
| 42.375 | 0.00061793 | 0.016228 | 0.074975 | 0.028005 | 42.375 | 0.00061582 | 0.016418 | 0.082985 | 0.030706 | 42.375 | 0.90752 | 0.046707 | 0.072424 | 0.48568
| 42.4167 | 0.00068843 | 0.019452 | 0.089317 | 0.033358 | 42.4167 | 0.00068745 | 0.019658 | 0.093685 | 0.034848 | 42.4167 | 0.90674 | 0.056802 | 0.086444 | 0.49165
| 42.4583 | 0.00076466 | 0.02289 | 0.10466 | 0.039082 | 42.4583 | 0.00076273 | 0.02312 | 0.10657 | 0.039757 | 42.4583 | 0.90575 | 0.067849 | 0.10147 | 0.49801
| 42.5 | 0.00083666 | 0.026583 | 0.12098 | 0.045176 | 42.5 | 0.00083544 | 0.026831 | 0.1216 | 0.045421 | 42.5 | 0.90454 | 0.079848 | 0.11735 | 0.5047
| 42.5417 | 0.00091175 | 0.030501 | 0.13828 | 0.051633 | 42.5417 | 0.00090991 | 0.030771 | 0.13874 | 0.051831 | 42.5417 | 0.90311 | 0.092796 | 0.1341 | 0.51172
| 42.5833 | 0.00098444 | 0.034666 | 0.15655 | 0.058454 | 42.5833 | 0.00098307 | 0.034955 | 0.15703 | 0.058661 | 42.5833 | 0.90146 | 0.10669 | 0.15171 | 0.51908
| 42.625 | 0.001059 | 0.039061 | 0.17578 | 0.065632 | 42.625 | 0.0010269 | 0.039499 | 0.17619 | 0.065828 | 42.625 | 0.8996 | 0.12154 | 0.17016 | 0.52678
| 42.6667 | 0.0011359 | 0.043635 | 0.19501 | 0.072843 | 42.6667 | 0.0011248 | 0.044016 | 0.1953 | 0.073 | 42.6667 | 0.89751 | 0.1373 | 0.18936 | 0.53476
| 42.7083 | 0.0012145 | 0.048343 | 0.21398 | 0.079991 | 42.7083 | 0.00119 | 0.048798 | 0.21415 | 0.080113 | 42.7083 | 0.89521 | 0.15395 | 0.20867 | 0.54282
| 42.75 | 0.0012952 | 0.053137 | 0.23248 | 0.086996 | 42.75 | 0.0012786 | 0.053588 | 0.23254 | 0.087082 | 42.75 | 0.89269 | 0.17145 | 0.22749 | 0.55075
| 42.7917 | 0.0013689 | 0.058136 | 0.25089 | 0.094005 | 42.7917 | 0.0013467 | 0.058639 | 0.25083 | 0.094058 | 42.7917 | 0.88995 | 0.18987 | 0.24622 | 0.55869
| 42.8333 | 0.001439 | 0.063432 | 0.26967 | 0.10118 | 42.8333 | 0.001421 | 0.063944 | 0.26949 | 0.1012 | 42.8333 | 0.887 | 0.20925 | 0.26531 | 0.56681
| 42.875 | 0.0015068 | 0.069076 | 0.28903 | 0.10861 | 42.875 | 0.0014854 | 0.069631 | 0.28873 | 0.10859 | 42.875 | 0.88382 | 0.22962 | 0.28497 | 0.57517
| 42.9167 | 0.0015709 | 0.075132 | 0.30917 | 0.11636 | 42.9167 | 0.0015524 | 0.075702 | 0.30876 | 0.11631 | 42.9167 | 0.88044 | 0.251 | 0.30541 | 0.58386
| 42.9583 | 0.0016317 | 0.08166 | 0.33032 | 0.12453 | 42.9583 | 0.0016105 | 0.082271 | 0.32979 | 0.12445 | 42.9583 | 0.87683 | 0.27343 | 0.32686 | 0.59294
| 43 | 0.0016961 | 0.088625 | 0.35246 | 0.13311 | 43 | 0.0016775 | 0.089252 | 0.35182 | 0.13299 | 43 | 0.87301 | 0.2969 | 0.34925 | 0.60241
| 43.0417 | 0.0016799 | 0.095961 | 0.37419 | 0.14156 | 43.0417 | 0.0016618 | 0.096593 | 0.37338 | 0.14139 | 43.0417 | 0.86918 | 0.32043 | 0.37133 | 0.61177
| 43.0833 | 0.001696 | 0.10314 | 0.39501 | 0.14971 | 43.0833 | 0.0016767 | 0.10379 | 0.39404 | 0.14948 | 43.0833 | 0.86535 | 0.34391 | 0.39257 | 0.62085
| 43.125 | 0.0016785 | 0.11049 | 0.41493 | 0.15756 | 43.125 | 0.0016605 | 0.11114 | 0.4138 | 0.15729 | 43.125 | 0.86153 | 0.36736 | 0.41296 | 0.62965
| 43.1667 | 0.001695 | 0.11767 | 0.43396 | 0.16511 | 43.1667 | 0.0016757 | 0.11834 | 0.43267 | 0.16479 | 43.1667 | 0.85772 | 0.39078 | 0.43245 | 0.63814
| 43.2083 | 0.0016769 | 0.12504 | 0.45212 | 0.17239 | 43.2083 | 0.0016591 | 0.12571 | 0.45068 | 0.17201 | 43.2083 | 0.85392 | 0.41417 | 0.4511 | 0.64635
| 43.25 | 0.0016934 | 0.13224 | 0.46941 | 0.17936 | 43.25 | 0.0016738 | 0.13293 | 0.46781 | 0.17893 | 43.25 | 0.85012 | 0.43752 | 0.46883 | 0.65425
| 43.2917 | 0.0016786 | 0.13959 | 0.48582 | 0.18605 | 43.2917 | 0.0016604 | 0.14028 | 0.48408 | 0.18557 | 43.2917 | 0.84633 | 0.46083 | 0.48554 | 0.66182
| 43.3333 | 0.0016884 | 0.14684 | 0.50136 | 0.19244 | 43.3333 | 0.0016692 | 0.14755 | 0.49947 | 0.19192 | 43.3333 | 0.84255 | 0.48412 | 0.50136 | 0.66908
| 43.375 | 0.0016816 | 0.15417 | 0.51601 | 0.19854 | 43.375 | 0.0016631 | 0.15489 | 0.51398 | 0.19797 | 43.375 | 0.83877 | 0.50737 | 0.51629 | 0.67604
| 43.4167 | 0.0016857 | 0.16145 | 0.5298 | 0.20435 | 43.4167 | 0.0016667 | 0.16219 | 0.52763 | 0.20374 | 43.4167 | 0.835 | 0.53058 | 0.53035 | 0.68272
| 43.4583 | 0.0016817 | 0.16878 | 0.54275 | 0.20989 | 43.4583 | 0.0016634 | 0.16952 | 0.54044 | 0.20923 | 43.4583 | 0.83124 | 0.55377 | 0.54356 | 0.6891
| 43.5 | 0.0016837 | 0.17609 | 0.55486 | 0.21515 | 43.5 | 0.0016649 | 0.17685 | 0.55242 | 0.21445 | 43.5 | 0.82749 | 0.57692 | 0.556 | 0.69523
| 43.5417 | 0.0016816 | 0.18343 | 0.56616 | 0.22013 | 43.5417 | 0.0016631 | 0.18419 | 0.56358 | 0.21939 | 43.5417 | 0.82374 | 0.60005 | 0.56768 | 0.7011
| 43.5833 | 0.0016822 | 0.19076 | 0.57664 | 0.22485 | 43.5833 | 0.0016637 | 0.19153 | 0.57394 | 0.22406 | 43.5833 | 0.82 | 0.62314 | 0.57859 | 0.70672
| 43.625 | 0.0016806 | 0.19811 | 0.58633 | 0.2293 | 43.625 | 0.0016925 | 0.19876 | 0.58357 | 0.2285 | 43.625 | 0.81627 | 0.6462 | 0.58876 | 0.71209
| 43.6667 | 0.0016809 | 0.20546 | 0.59595 | 0.23373 | 43.6667 | 0.0016721 | 0.2062 | 0.5932 | 0.23294 | 43.6667 | 0.81255 | 0.66922 | 0.59812 | 0.71719
| 43.7083 | 0.0016803 | 0.21282 | 0.60556 | 0.23816 | 43.7083 | 0.0016846 | 0.21351 | 0.60283 | 0.23737 | 43.7083 | 0.80896 | 0.6915 | 0.60711 | 0.7221
| 43.75 | 0.0016801 | 0.22019 | 0.61515 | 0.24259 | 43.75 | 0.0016767 | 0.22091 | 0.61243 | 0.2418 | 43.75 | 0.80559 | 0.71255 | 0.61609 | 0.72692
| 43.7917 | 0.0016794 | 0.22757 | 0.62474 | 0.24702 | 43.7917 | 0.0016817 | 0.22827 | 0.62203 | 0.24623 | 43.7917 | 0.80244 | 0.73238 | 0.62507 | 0.73164
| 43.8333 | 0.0016792 | 0.23495 | 0.63432 | 0.25144 | 43.8333 | 0.0016771 | 0.23567 | 0.63162 | 0.25066 | 43.8333 | 0.7995 | 0.75098 | 0.63405 | 0.73626
| 43.875 | 0.0016786 | 0.24234 | 0.64388 | 0.25586 | 43.875 | 0.0016801 | 0.24304 | 0.6412 | 0.25508 | 43.875 | 0.79678 | 0.76836 | 0.64302 | 0.74079
| 43.9167 | 0.0016781 | 0.24974 | 0.65344 | 0.26028 | 43.9167 | 0.0016764 | 0.25046 | 0.65077 | 0.2595 | 43.9167 | 0.79428 | 0.78452 | 0.65199 | 0.74522
| 43.9583 | 0.0016776 | 0.25715 | 0.66299 | 0.26469 | 43.9583 | 0.0016791 | 0.25785 | 0.66032 | 0.26392 | 43.9583 | 0.792 | 0.79946 | 0.66095 | 0.74956
| 44 | 0.001677 | 0.26456 | 0.67253 | 0.26911 | 44 | 0.0016753 | 0.26528 | 0.66988 | 0.26834 | 44 | 0.78993 | 0.81318 | 0.66993 | 0.75381
| 44.0417 | 0.0016766 | 0.27198 | 0.68206 | 0.27352 | 44.0417 | 0.0016782 | 0.27268 | 0.67942 | 0.27276 | 44.0417 | 0.78808 | 0.82569 | 0.67891 | 0.75796
| 44.0833 | 0.0016754 | 0.27942 | 0.69159 | 0.27794 | 44.0833 | 0.0016741 | 0.28012 | 0.68895 | 0.27718 | 44.0833 | 0.78644 | 0.83698 | 0.68786 | 0.762
| 44.125 | 0.0016753 | 0.28685 | 0.7011 | 0.28235 | 44.125 | 0.0016771 | 0.28754 | 0.69848 | 0.28159 | 44.125 | 0.78502 | 0.84707 | 0.6968 | 0.76595
| 44.1667 | 0.0016544 | 0.2944 | 0.71057 | 0.28675 | 44.1667 | 0.001673 | 0.295 | 0.70799 | 0.286 | 44.1667 | 0.78381 | 0.85594 | 0.70576 | 0.76981
| 44.2083 | 0.0016755 | 0.30175 | 0.71952 | 0.29097 | 44.2083 | 0.0016759 | 0.30243 | 0.71699 | 0.29024 | 44.2083 | 0.78282 | 0.8636 | 0.7143 | 0.77344
| 44.25 | 0.0016539 | 0.3093 | 0.72812 | 0.29508 | 44.25 | 0.0016723 | 0.3099 | 0.72563 | 0.29436 | 44.25 | 0.78204 | 0.87006 | 0.72253 | 0.77688
| 44.2917 | 0.0016719 | 0.31669 | 0.73651 | 0.29912 | 44.2917 | 0.0016746 | 0.31735 | 0.73407 | 0.29842 | 44.2917 | 0.78148 | 0.87531 | 0.73072 | 0.7802
| 44.3333 | 0.0016581 | 0.32421 | 0.74491 | 0.30317 | 44.3333 | 0.0016724 | 0.32483 | 0.74251 | 0.30248 | 44.3333 | 0.78113 | 0.87936 | 0.7389 | 0.78342
| 44.375 | 0.0016667 | 0.33165 | 0.7533 | 0.30721 | 44.375 | 0.0016733 | 0.3323 | 0.75094 | 0.30653 | 44.375 | 0.78099 | 0.8822 | 0.74708 | 0.78656
| 44.4167 | 0.0016605 | 0.33916 | 0.76168 | 0.31125 | 44.4167 | 0.0016725 | 0.33978 | 0.75936 | 0.31059 | 44.4167 | 0.78107 | 0.88385 | 0.75525 | 0.78959
| 44.4583 | 0.0016646 | 0.34663 | 0.77006 | 0.31529 | 44.4583 | 0.001672 | 0.34727 | 0.76778 | 0.31464 | 44.4583 | 0.78136 | 0.88429 | 0.76342 | 0.79253
| 44.5 | 0.0016606 | 0.35414 | 0.77842 | 0.31933 | 44.5 | 0.0016715 | 0.35477 | 0.77619 | 0.31869 | 44.5 | 0.78186 | 0.88354 | 0.77158 | 0.79538
| 44.5417 | 0.0016625 | 0.36163 | 0.78678 | 0.32336 | 44.5417 | 0.0016708 | 0.36227 | 0.78459 | 0.32274 | 44.5417 | 0.78257 | 0.8816 | 0.77969 | 0.79812
| 44.5833 | 0.0016605 | 0.36915 | 0.79514 | 0.3274 | 44.5833 | 0.0016704 | 0.36979 | 0.79298 | 0.32679 | 44.5833 | 0.7835 | 0.87846 | 0.78774 | 0.80074
| 44.625 | 0.0016614 | 0.37666 | 0.80348 | 0.33143 | 44.625 | 0.0016701 | 0.37731 | 0.80136 | 0.33084 | 44.625 | 0.78464 | 0.87412 | 0.79574 | 0.80325
| 44.6667 | 0.0016604 | 0.38419 | 0.81181 | 0.33547 | 44.6667 | 0.0016698 | 0.38483 | 0.80973 | 0.33489 | 44.6667 | 0.78599 | 0.8686 | 0.80373 | 0.80567
| 44.7083 | 0.0016605 | 0.39171 | 0.82014 | 0.33949 | 44.7083 | 0.0016694 | 0.39237 | 0.8181 | 0.33893 | 44.7083 | 0.78742 | 0.8626 | 0.81171 | 0.80805
| 44.75 | 0.00166 | 0.39925 | 0.82845 | 0.34352 | 44.75 | 0.0016692 | 0.3999 | 0.82644 | 0.34297 | 44.75 | 0.78885 | 0.85662 | 0.81968 | 0.81042
| 44.7917 | 0.00166 | 0.40679 | 0.83674 | 0.34754 | 44.7917 | 0.0016689 | 0.40745 | 0.83478 | 0.347 | 44.7917 | 0.79028 | 0.85064 | 0.82765 | 0.8128
| 44.8333 | 0.0016588 | 0.41434 | 0.84503 | 0.35156 | 44.8333 | 0.0016684 | 0.415 | 0.8431 | 0.35103 | 44.8333 | 0.79171 | 0.84467 | 0.8356 | 0.81517
| 44.875 | 0.001659 | 0.42189 | 0.8533 | 0.35558 | 44.875 | 0.0016679 | 0.42256 | 0.85141 | 0.35506 | 44.875 | 0.79315 | 0.8387 | 0.84354 | 0.81754
| 44.9167 | 0.0016577 | 0.42946 | 0.86156 | 0.35959 | 44.9167 | 0.0016676 | 0.43012 | 0.85971 | 0.35909 | 44.9167 | 0.79458 | 0.83275 | 0.85148 | 0.81991
| 44.9583 | 0.0016576 | 0.43702 | 0.86981 | 0.3636 | 44.9583 | 0.0016665 | 0.43769 | 0.868 | 0.36311 | 44.9583 | 0.79601 | 0.8268 | 0.8594 | 0.82227
| 45 | 0.0016563 | 0.4446 | 0.87806 | 0.36761 | 45 | 0.0016664 | 0.44527 | 0.87627 | 0.36714 | 45 | 0.79744 | 0.82086 | 0.86732 | 0.82464
| 45.0417 | 0.0016089 | 0.45244 | 0.88618 | 0.3716 | 45.0417 | 0.0016261 | 0.45307 | 0.88445 | 0.37114 | 45.0417 | 0.79887 | 0.81493 | 0.87523 | 0.827
| 45.0833 | 0.0015626 | 0.46033 | 0.89401 | 0.37551 | 45.0833 | 0.0015692 | 0.46101 | 0.89238 | 0.37508 | 45.0833 | 0.8003 | 0.80907 | 0.88283 | 0.82927
| 45.125 | 0.0015827 | 0.46798 | 0.90096 | 0.37911 | 45.125 | 0.0016032 | 0.46859 | 0.89942 | 0.37871 | 45.125 | 0.80173 | 0.80323 | 0.89022 | 0.83148
| 45.1667 | 0.0015397 | 0.47602 | 0.90704 | 0.38245 | 45.1667 | 0.0015605 | 0.47662 | 0.90558 | 0.38207 | 45.1667 | 0.80316 | 0.79751 | 0.89653 | 0.83334
| 45.2083 | 0.0015705 | 0.4838 | 0.91254 | 0.3856 | 45.2083 | 0.0015853 | 0.48441 | 0.91118 | 0.38526 | 45.2083 | 0.80459 | 0.79187 | 0.90232 | 0.83505
| 45.25 | 0.0015392 | 0.49193 | 0.91771 | 0.38866 | 45.25 | 0.0015259 | 0.49267 | 0.91644 | 0.38836 | 45.25 | 0.80602 | 0.78632 | 0.90765 | 0.83662
| 45.2917 | 0.0015331 | 0.50004 | 0.92242 | 0.39158 | 45.2917 | 0.0015686 | 0.50056 | 0.92117 | 0.39127 | 45.2917 | 0.80745 | 0.78083 | 0.91264 | 0.83808
| 45.3333 | 0.0014782 | 0.50836 | 0.92702 | 0.39447 | 45.3333 | 0.0014927 | 0.50896 | 0.9258 | 0.39417 | 45.3333 | 0.80888 | 0.77539 | 0.91736 | 0.83946
| 45.375 | 0.001488 | 0.51653 | 0.93114 | 0.39721 | 45.375 | 0.0014171 | 0.5174 | 0.93022 | 0.39701 | 45.375 | 0.81031 | 0.77001 | 0.92183 | 0.84077
| 45.4167 | 0.0014446 | 0.52493 | 0.93518 | 0.39994 | 45.4167 | 0.0014689 | 0.52545 | 0.93407 | 0.39966 | 45.4167 | 0.81174 | 0.76468 | 0.92603 | 0.84199
| 45.4583 | 0.0014426 | 0.53324 | 0.93882 | 0.40253 | 45.4583 | 0.0014288 | 0.53387 | 0.93791 | 0.40233 | 45.4583 | 0.81317 | 0.7594 | 0.92998 | 0.84315
| 45.5 | 0.0013879 | 0.54179 | 0.94235 | 0.40511 | 45.5 | 0.0013985 | 0.54232 | 0.94143 | 0.4049 | 45.5 | 0.8146 | 0.75418 | 0.9337 | 0.84423
| 45.5417 | 0.0014007 | 0.55014 | 0.94543 | 0.40753 | 45.5417 | 0.0013314 | 0.55095 | 0.94477 | 0.40742 | 45.5417 | 0.81603 | 0.749 | 0.93728 | 0.84528
| 45.5833 | 0.0013356 | 0.55883 | 0.9484 | 0.40994 | 45.5833 | 0.0012765 | 0.55959 | 0.94783 | 0.40985 | 45.5833 | 0.81746 | 0.74389 | 0.94068 | 0.84627
| 45.625 | 0.0012711 | 0.56756 | 0.95115 | 0.41228 | 45.625 | 0.0012055 | 0.56833 | 0.95067 | 0.41221 | 45.625 | 0.81889 | 0.73881 | 0.94396 | 0.84723
| 45.6667 | 0.0012973 | 0.57603 | 0.95341 | 0.41446 | 45.6667 | 0.0012551 | 0.57671 | 0.95294 | 0.41439 | 45.6667 | 0.82032 | 0.7338 | 0.94693 | 0.8481
| 45.7083 | 0.0012677 | 0.58471 | 0.95564 | 0.41663 | 45.7083 | 0.0012218 | 0.58539 | 0.9552 | 0.41658 | 45.7083 | 0.82175 | 0.72883 | 0.94969 | 0.84891
| 45.75 | 0.0012023 | 0.59357 | 0.95763 | 0.41874 | 45.75 | 0.0012205 | 0.59404 | 0.95707 | 0.41864 | 45.75 | 0.82318 | 0.72392 | 0.95214 | 0.84962
| 45.7917 | 0.0011344 | 0.60248 | 0.95935 | 0.42076 | 45.7917 | 0.0011511 | 0.60297 | 0.95881 | 0.42067 | 45.7917 | 0.8246 | 0.71905 | 0.95439 | 0.85027
| 45.8333 | 0.0010669 | 0.61144 | 0.96082 | 0.42271 | 45.8333 | 0.0011039 | 0.61185 | 0.96033 | 0.42264 | 45.8333 | 0.82603 | 0.71424 | 0.95629 | 0.85082
| 45.875 | 0.0011263 | 0.61994 | 0.96172 | 0.42446 | 45.875 | 0.0010423 | 0.62084 | 0.96158 | 0.42452 | 45.875 | 0.82746 | 0.70946 | 0.95803 | 0.85132
| 45.9167 | 0.0010663 | 0.62899 | 0.96262 | 0.42624 | 45.9167 | 0.00099746 | 0.6298 | 0.96259 | 0.42633 | 45.9167 | 0.82889 | 0.70475 | 0.95939 | 0.8517
| 45.9583 | 0.0010332 | 0.63796 | 0.96329 | 0.42794 | 45.9583 | 0.00094087 | 0.63888 | 0.96327 | 0.42804 | 45.9583 | 0.83031 | 0.70007 | 0.96061 | 0.85204
| 46 | 0.0010003 | 0.64697 | 0.9637 | 0.42956 | 46 | 0.00089656 | 0.64794 | 0.96371 | 0.42967 | 46 | 0.83174 | 0.69547 | 0.96144 | 0.85226
| 46.0417 | 0.0010192 | 0.65576 | 0.96395 | 0.43112 | 46.0417 | 0.00089073 | 0.65683 | 0.96401 | 0.43125 | 46.0417 | 0.83317 | 0.69088 | 0.9622 | 0.85246
| 46.0833 | 0.0010128 | 0.66467 | 0.96412 | 0.43266 | 46.0833 | 0.00089048 | 0.6657 | 0.96418 | 0.43279 | 46.0833 | 0.8346 | 0.68631 | 0.96281 | 0.85262
| 46.125 | 0.0010399 | 0.67342 | 0.96409 | 0.43412 | 46.125 | 0.00091524 | 0.67446 | 0.96415 | 0.43425 | 46.125 | 0.83602 | 0.68178 | 0.96272 | 0.85255
| 46.1667 | 0.0010477 | 0.68228 | 0.96404 | 0.43558 | 46.1667 | 0.00089926 | 0.68344 | 0.96406 | 0.43571 | 46.1667 | 0.83745 | 0.67724 | 0.96275 | 0.85251
| 46.2083 | 0.0010267 | 0.69126 | 0.96407 | 0.43708 | 46.2083 | 0.00086381 | 0.69249 | 0.9641 | 0.43721 | 46.2083 | 0.83887 | 0.6727 | 0.96274 | 0.85247
| 46.25 | 0.0010322 | 0.70012 | 0.96411 | 0.43857 | 46.25 | 0.00086349 | 0.70137 | 0.96411 | 0.4387 | 46.25 | 0.8403 | 0.66816 | 0.96274 | 0.85242
| 46.2917 | 0.00095868 | 0.7093 | 0.96426 | 0.44012 | 46.2917 | 0.00085752 | 0.71028 | 0.96412 | 0.44018 | 46.2917 | 0.84173 | 0.66361 | 0.96274 | 0.85238
| 46.3333 | 0.0010578 | 0.71786 | 0.964 | 0.44151 | 46.3333 | 0.00086498 | 0.71914 | 0.96414 | 0.44167 | 46.3333 | 0.84315 | 0.65907 | 0.96275 | 0.85234
| 46.375 | 0.0010173 | 0.72685 | 0.96423 | 0.44306 | 46.375 | 0.00095462 | 0.72772 | 0.96392 | 0.44307 | 46.375 | 0.84458 | 0.65453 | 0.96274 | 0.85229
| 46.4167 | 0.0010046 | 0.73578 | 0.96421 | 0.44454 | 46.4167 | 0.00084355 | 0.737 | 0.96418 | 0.44465 | 46.4167 | 0.846 | 0.64999 | 0.96275 | 0.85225
| 46.4583 | 0.00093648 | 0.7449 | 0.96438 | 0.44608 | 46.4583 | 0.0008139 | 0.74599 | 0.96421 | 0.44614 | 46.4583 | 0.84743 | 0.64545 | 0.96274 | 0.8522
| 46.5 | 0.0010439 | 0.75337 | 0.96411 | 0.44745 | 46.5 | 0.00081202 | 0.75487 | 0.96422 | 0.44762 | 46.5 | 0.84886 | 0.64091 | 0.96275 | 0.85216
| 46.5417 | 0.00098887 | 0.76243 | 0.96428 | 0.44899 | 46.5417 | 0.00081739 | 0.76371 | 0.96423 | 0.4491 | 46.5417 | 0.85028 | 0.63637 | 0.96274 | 0.85211
| 46.5833 | 0.00098355 | 0.7713 | 0.96433 | 0.45049 | 46.5833 | 0.00079965 | 0.77264 | 0.96427 | 0.4506 | 46.5833 | 0.85171 | 0.63182 | 0.96275 | 0.85207
| 46.625 | 0.001014 | 0.78005 | 0.96425 | 0.45193 | 46.625 | 0.00091103 | 0.78109 | 0.964 | 0.45197 | 46.625 | 0.85313 | 0.62728 | 0.96274 | 0.85202
| 46.6667 | 0.00092371 | 0.78921 | 0.9645 | 0.4535 | 46.6667 | 0.00083096 | 0.7902 | 0.9643 | 0.45355 | 46.6667 | 0.85455 | 0.62274 | 0.96275 | 0.85198
| 46.7083 | 0.00091513 | 0.79812 | 0.96442 | 0.45495 | 46.7083 | 0.00079526 | 0.79918 | 0.96432 | 0.45504 | 46.7083 | 0.85598 | 0.6182 | 0.96273 | 0.85193
| 46.75 | 0.00090752 | 0.80701 | 0.96442 | 0.45643 | 46.75 | 0.00080264 | 0.80801 | 0.96431 | 0.45651 | 46.75 | 0.8574 | 0.61365 | 0.96275 | 0.8519
| 46.7917 | 0.0009901 | 0.81559 | 0.96422 | 0.45783 | 46.7917 | 0.00081045 | 0.81683 | 0.96432 | 0.45798 | 46.7917 | 0.85883 | 0.60912 | 0.96273 | 0.85184
| 46.8333 | 0.00099457 | 0.82446 | 0.96417 | 0.4593 | 46.8333 | 0.00080421 | 0.82571 | 0.96432 | 0.45946 | 46.8333 | 0.86025 | 0.60457 | 0.96276 | 0.85181
| 46.875 | 0.00088433 | 0.83379 | 0.96445 | 0.46089 | 46.875 | 0.00080839 | 0.83455 | 0.96434 | 0.46094 | 46.875 | 0.86168 | 0.60003 | 0.96273 | 0.85175
| 46.9167 | 0.0008824 | 0.84266 | 0.96446 | 0.46237 | 46.9167 | 0.00090873 | 0.84298 | 0.96406 | 0.4623 | 46.9167 | 0.8631 | 0.59549 | 0.96277 | 0.85172
| 46.9583 | 0.00092969 | 0.85124 | 0.96432 | 0.46378 | 46.9583 | 0.00097429 | 0.85148 | 0.9641 | 0.46377 | 46.9583 | 0.86452 | 0.59095 | 0.96272 | 0.85166
| 47 | 0.0010728 | 0.85918 | 0.96421 | 0.46514 | 47 | 0.0011223 | 0.85947 | 0.96388 | 0.4651 | 47 | 0.86595 | 0.5864 | 0.96278 | 0.85163
| 47.0417 | 0.0013121 | 0.8665 | 0.96406 | 0.46643 | 47.0417 | 0.0013729 | 0.86677 | 0.96387 | 0.46644 | 47.0417 | 0.86737 | 0.58187 | 0.96271 | 0.85157
| 47.0833 | 0.0016703 | 0.87306 | 0.96407 | 0.4677 | 47.0833 | 0.0017301 | 0.87341 | 0.9637 | 0.46767 | 47.0833 | 0.86879 | 0.57731 | 0.96279 | 0.85154
| 47.125 | 0.0020303 | 0.87946 | 0.96405 | 0.46894 | 47.125 | 0.0020723 | 0.87994 | 0.96375 | 0.46894 | 47.125 | 0.87021 | 0.57278 | 0.96276 | 0.85149
| 47.1667 | 0.0025872 | 0.88474 | 0.96402 | 0.47009 | 47.1667 | 0.0026274 | 0.88527 | 0.96373 | 0.4701 | 47.1667 | 0.87157 | 0.56859 | 0.96285 | 0.8515
| 47.2083 | 0.0031598 | 0.88979 | 0.96401 | 0.47121 | 47.2083 | 0.0032354 | 0.8902 | 0.96368 | 0.47121 | 47.2083 | 0.87271 | 0.56565 | 0.96282 | 0.85157
| 47.25 | 0.0038842 | 0.89393 | 0.96388 | 0.47222 | 47.25 | 0.003968 | 0.89435 | 0.96356 | 0.47223 | 47.25 | 0.87364 | 0.56392 | 0.96284 | 0.85175
| 47.2917 | 0.0046987 | 0.89742 | 0.96375 | 0.47317 | 47.2917 | 0.004678 | 0.89832 | 0.96362 | 0.47327 | 47.2917 | 0.87435 | 0.56342 | 0.96282 | 0.85202
| 47.3333 | 0.0054524 | 0.90077 | 0.96387 | 0.47414 | 47.3333 | 0.0055255 | 0.90141 | 0.9635 | 0.47417 | 47.3333 | 0.87484 | 0.56414 | 0.96284 | 0.85239
| 47.375 | 0.0062806 | 0.90348 | 0.96373 | 0.47496 | 47.375 | 0.0063119 | 0.9043 | 0.96358 | 0.47507 | 47.375 | 0.87513 | 0.56608 | 0.96282 | 0.85285
| 47.4167 | 0.0071849 | 0.90551 | 0.96364 | 0.47573 | 47.4167 | 0.0072074 | 0.90641 | 0.96349 | 0.47583 | 47.4167 | 0.87519 | 0.56923 | 0.96284 | 0.85341
| 47.4583 | 0.0081418 | 0.907 | 0.96351 | 0.47641 | 47.4583 | 0.0081631 | 0.90795 | 0.96336 | 0.47653 | 47.4583 | 0.87504 | 0.57361 | 0.96282 | 0.85406
| 47.5 | 0.0090291 | 0.90839 | 0.96367 | 0.47713 | 47.5 | 0.0091259 | 0.90911 | 0.96331 | 0.47719 | 47.5 | 0.87468 | 0.57919 | 0.96284 | 0.85482
| 47.5417 | 0.010053 | 0.90893 | 0.96356 | 0.4777 | 47.5417 | 0.010167 | 0.90964 | 0.96318 | 0.47775 | 47.5417 | 0.87411 | 0.58599 | 0.96281 | 0.85566
| 47.5833 | 0.011156 | 0.90882 | 0.96343 | 0.47819 | 47.5833 | 0.011264 | 0.9096 | 0.96304 | 0.47824 | 47.5833 | 0.87332 | 0.59399 | 0.96285 | 0.85661
| 47.625 | 0.012267 | 0.90833 | 0.96338 | 0.47865 | 47.625 | 0.012296 | 0.90945 | 0.96317 | 0.47878 | 47.625 | 0.87232 | 0.60321 | 0.96281 | 0.85763
| 47.6667 | 0.013439 | 0.90724 | 0.96324 | 0.47901 | 47.6667 | 0.013428 | 0.90858 | 0.96304 | 0.47916 | 47.6667 | 0.8711 | 0.61362 | 0.96286 | 0.85877
| 47.7083 | 0.014603 | 0.90576 | 0.96319 | 0.47933 | 47.7083 | 0.014617 | 0.90708 | 0.96293 | 0.47946 | 47.7083 | 0.86968 | 0.62526 | 0.9628 | 0.85998
| 47.75 | 0.015806 | 0.90372 | 0.96306 | 0.47954 | 47.75 | 0.015735 | 0.90538 | 0.96298 | 0.47976 | 47.75 | 0.86804 | 0.63808 | 0.96287 | 0.86132
| 47.7917 | 0.016959 | 0.90146 | 0.96312 | 0.47976 | 47.7917 | 0.016959 | 0.9029 | 0.96291 | 0.47993 | 47.7917 | 0.86619 | 0.65212 | 0.96278 | 0.86271
| 47.8333 | 0.018252 | 0.89833 | 0.96303 | 0.47986 | 47.8333 | 0.018235 | 0.89992 | 0.96275 | 0.48002 | 47.8333 | 0.86413 | 0.66734 | 0.96288 | 0.86425
| 47.875 | 0.019604 | 0.89468 | 0.96291 | 0.47988 | 47.875 | 0.01959 | 0.89633 | 0.96265 | 0.48007 | 47.875 | 0.86186 | 0.68379 | 0.96276 | 0.86581
| 47.9167 | 0.021058 | 0.89035 | 0.9628 | 0.47985 | 47.9167 | 0.02092 | 0.8926 | 0.96276 | 0.48015 | 47.9167 | 0.85955 | 0.70044 | 0.9629 | 0.86748
| 47.9583 | 0.022536 | 0.8858 | 0.96281 | 0.47984 | 47.9583 | 0.022397 | 0.88808 | 0.96267 | 0.4801 | 47.9583 | 0.85723 | 0.71714 | 0.96273 | 0.86905
| 48 | 0.024013 | 0.88126 | 0.96279 | 0.47981 | 48 | 0.023875 | 0.88352 | 0.96278 | 0.48011 | 48 | 0.85492 | 0.73378 | 0.96288 | 0.87072
| 48.0417 | 0.02549 | 0.87672 | 0.96281 | 0.4798 | 48.0417 | 0.025352 | 0.87899 | 0.96269 | 0.48007 | 48.0417 | 0.85261 | 0.75048 | 0.96271 | 0.87229
| 48.0833 | 0.026967 | 0.87218 | 0.96277 | 0.47977 | 48.0833 | 0.026829 | 0.87443 | 0.96279 | 0.48008 | 48.0833 | 0.85029 | 0.76714 | 0.96278 | 0.87393
| 48.125 | 0.028444 | 0.86764 | 0.96278 | 0.47976 | 48.125 | 0.028306 | 0.86989 | 0.96276 | 0.48005 | 48.125 | 0.84798 | 0.78381 | 0.96276 | 0.87555
| 48.1667 | 0.029921 | 0.8631 | 0.96278 | 0.47974 | 48.1667 | 0.029783 | 0.86535 | 0.96277 | 0.48004 | 48.1667 | 0.84574 | 0.80013 | 0.96269 | 0.87712
| 48.2083 | 0.031398 | 0.85856 | 0.96278 | 0.47972 | 48.2083 | 0.031259 | 0.86081 | 0.96276 | 0.48002 | 48.2083 | 0.84371 | 0.8152 | 0.96271 | 0.87862
| 48.25 | 0.032874 | 0.85401 | 0.96278 | 0.4797 | 48.25 | 0.032736 | 0.85627 | 0.96277 | 0.48 | 48.25 | 0.84189 | 0.82905 | 0.9627 | 0.88002
| 48.2917 | 0.03435 | 0.84947 | 0.96278 | 0.47968 | 48.2917 | 0.034212 | 0.85173 | 0.96277 | 0.47998 | 48.2917 | 0.84029 | 0.84168 | 0.96271 | 0.88133
| 48.3333 | 0.035827 | 0.84493 | 0.96278 | 0.47966 | 48.3333 | 0.035688 | 0.84718 | 0.96277 | 0.47996 | 48.3333 | 0.83891 | 0.85309 | 0.9627 | 0.88254
| 48.375 | 0.037302 | 0.84039 | 0.96278 | 0.47964 | 48.375 | 0.037164 | 0.84264 | 0.96276 | 0.47994 | 48.375 | 0.83774 | 0.86328 | 0.96271 | 0.88365
| 48.4167 | 0.038778 | 0.83585 | 0.96278 | 0.47962 | 48.4167 | 0.03864 | 0.8381 | 0.96277 | 0.47993 | 48.4167 | 0.83678 | 0.87226 | 0.9627 | 0.88467
| 48.4583 | 0.040254 | 0.83131 | 0.96278 | 0.47961 | 48.4583 | 0.040116 | 0.83356 | 0.96276 | 0.47991 | 48.4583 | 0.83604 | 0.88001 | 0.96271 | 0.88559
| 48.5 | 0.041729 | 0.82677 | 0.96278 | 0.47959 | 48.5 | 0.041591 | 0.82902 | 0.96277 | 0.47989 | 48.5 | 0.83552 | 0.88656 | 0.96269 | 0.88642
| 48.5417 | 0.043204 | 0.82222 | 0.96278 | 0.47957 | 48.5417 | 0.043066 | 0.82448 | 0.96276 | 0.47987 | 48.5417 | 0.8352 | 0.89189 | 0.96272 | 0.88716
| 48.5833 | 0.04468 | 0.81768 | 0.96278 | 0.47955 | 48.5833 | 0.044541 | 0.81994 | 0.96277 | 0.47985 | 48.5833 | 0.8351 | 0.89602 | 0.96269 | 0.88778
| 48.625 | 0.046154 | 0.81314 | 0.96278 | 0.47953 | 48.625 | 0.046016 | 0.81539 | 0.96276 | 0.47983 | 48.625 | 0.83522 | 0.89893 | 0.96272 | 0.88834
| 48.6667 | 0.047629 | 0.8086 | 0.96278 | 0.47951 | 48.6667 | 0.047491 | 0.81085 | 0.96277 | 0.47981 | 48.6667 | 0.83554 | 0.90064 | 0.96268 | 0.88877
| 48.7083 | 0.049104 | 0.80406 | 0.96278 | 0.47949 | 48.7083 | 0.048965 | 0.80631 | 0.96276 | 0.47979 | 48.7083 | 0.83608 | 0.90113 | 0.96273 | 0.88914
| 48.75 | 0.050578 | 0.79952 | 0.96278 | 0.47947 | 48.75 | 0.05044 | 0.80177 | 0.96277 | 0.47977 | 48.75 | 0.83683 | 0.90044 | 0.96267 | 0.88938
| 48.7917 | 0.052052 | 0.79497 | 0.96278 | 0.47945 | 48.7917 | 0.051914 | 0.79723 | 0.96276 | 0.47975 | 48.7917 | 0.83779 | 0.89853 | 0.96275 | 0.88957
| 48.8333 | 0.053526 | 0.79043 | 0.96278 | 0.47943 | 48.8333 | 0.053388 | 0.79269 | 0.96277 | 0.47973 | 48.8333 | 0.83896 | 0.89544 | 0.96266 | 0.88961
| 48.875 | 0.055 | 0.78589 | 0.96278 | 0.47941 | 48.875 | 0.054862 | 0.78815 | 0.96276 | 0.47971 | 48.875 | 0.84035 | 0.89112 | 0.96276 | 0.88962
| 48.9167 | 0.056474 | 0.78135 | 0.96278 | 0.47939 | 48.9167 | 0.056336 | 0.7836 | 0.96277 | 0.47969 | 48.9167 | 0.84178 | 0.8866 | 0.96265 | 0.88954
| 48.9583 | 0.057948 | 0.77681 | 0.96278 | 0.47937 | 48.9583 | 0.057809 | 0.77906 | 0.96276 | 0.47967 | 48.9583 | 0.8432 | 0.88203 | 0.96279 | 0.88953
| 49 | 0.059421 | 0.77227 | 0.96278 | 0.47935 | 49 | 0.059283 | 0.77452 | 0.96278 | 0.47965 | 49 | 0.84463 | 0.87751 | 0.96267 | 0.88945
| 49.0417 | 0.060894 | 0.76772 | 0.96279 | 0.47933 | 49.0417 | 0.060756 | 0.76998 | 0.96275 | 0.47963 | 49.0417 | 0.84605 | 0.87294 | 0.96281 | 0.88945
| 49.0833 | 0.062367 | 0.76318 | 0.96278 | 0.47931 | 49.0833 | 0.062229 | 0.76543 | 0.96278 | 0.47961 | 49.0833 | 0.84748 | 0.86841 | 0.96277 | 0.8894
| 49.125 | 0.06384 | 0.75864 | 0.96278 | 0.47929 | 49.125 | 0.063702 | 0.76089 | 0.96277 | 0.47959 | 49.125 | 0.8489 | 0.86387 | 0.96278 | 0.88936
| 49.1667 | 0.065313 | 0.7541 | 0.96278 | 0.47927 | 49.1667 | 0.065175 | 0.75635 | 0.96278 | 0.47957 | 49.1667 | 0.85033 | 0.85933 | 0.96278 | 0.88931
| 49.2083 | 0.066785 | 0.74956 | 0.96278 | 0.47924 | 49.2083 | 0.066647 | 0.75181 | 0.96277 | 0.47955 | 49.2083 | 0.85175 | 0.85478 | 0.96278 | 0.88927
| 49.25 | 0.068258 | 0.74502 | 0.96278 | 0.47922 | 49.25 | 0.068119 | 0.74727 | 0.96277 | 0.47953 | 49.25 | 0.85318 | 0.85024 | 0.96278 | 0.88922
| 49.2917 | 0.06973 | 0.74048 | 0.96278 | 0.4792 | 49.2917 | 0.069592 | 0.74273 | 0.96277 | 0.47951 | 49.2917 | 0.8546 | 0.8457 | 0.96278 | 0.88918
| 49.3333 | 0.071202 | 0.73593 | 0.96278 | 0.47918 | 49.3333 | 0.071064 | 0.73819 | 0.96277 | 0.47949 | 49.3333 | 0.85603 | 0.84116 | 0.96278 | 0.88913
| 49.375 | 0.072674 | 0.73139 | 0.96278 | 0.47916 | 49.375 | 0.072535 | 0.73365 | 0.96277 | 0.47947 | 49.375 | 0.85745 | 0.83662 | 0.96278 | 0.88909
| 49.4167 | 0.074145 | 0.72685 | 0.96278 | 0.47914 | 49.4167 | 0.074007 | 0.7291 | 0.96277 | 0.47945 | 49.4167 | 0.85887 | 0.83208 | 0.96278 | 0.88904
| 49.4583 | 0.075617 | 0.72231 | 0.96278 | 0.47912 | 49.4583 | 0.075479 | 0.72456 | 0.96277 | 0.47942 | 49.4583 | 0.8603 | 0.82753 | 0.96278 | 0.889
| 49.5 | 0.077088 | 0.71777 | 0.96278 | 0.4791 | 49.5 | 0.07695 | 0.72002 | 0.96277 | 0.4794 | 49.5 | 0.86172 | 0.82299 | 0.96278 | 0.88895
| 49.5417 | 0.078559 | 0.71323 | 0.96278 | 0.47908 | 49.5417 | 0.078421 | 0.71548 | 0.96277 | 0.47938 | 49.5417 | 0.86315 | 0.81845 | 0.96278 | 0.88891
| 49.5833 | 0.08003 | 0.70868 | 0.96278 | 0.47906 | 49.5833 | 0.079892 | 0.71094 | 0.96278 | 0.47936 | 49.5833 | 0.86457 | 0.81391 | 0.96278 | 0.88886
| 49.625 | 0.081501 | 0.70414 | 0.96278 | 0.47903 | 49.625 | 0.081363 | 0.7064 | 0.96277 | 0.47934 | 49.625 | 0.86599 | 0.80937 | 0.96278 | 0.88882
| 49.6667 | 0.082972 | 0.6996 | 0.96278 | 0.47901 | 49.6667 | 0.082834 | 0.70185 | 0.96278 | 0.47932 | 49.6667 | 0.86742 | 0.80483 | 0.96278 | 0.88877
| 49.7083 | 0.084442 | 0.69506 | 0.96278 | 0.47899 | 49.7083 | 0.084304 | 0.69731 | 0.96277 | 0.4793 | 49.7083 | 0.86884 | 0.80028 | 0.96278 | 0.88873
| 49.75 | 0.085913 | 0.69052 | 0.96278 | 0.47897 | 49.75 | 0.085775 | 0.69277 | 0.96278 | 0.47927 | 49.75 | 0.87026 | 0.79574 | 0.96278 | 0.88868
| 49.7917 | 0.087383 | 0.68598 | 0.96278 | 0.47895 | 49.7917 | 0.087245 | 0.68823 | 0.96277 | 0.47925 | 49.7917 | 0.87168 | 0.7912 | 0.96278 | 0.88864
| 49.8333 | 0.088853 | 0.68144 | 0.96278 | 0.47892 | 49.8333 | 0.088715 | 0.68369 | 0.96278 | 0.47923 | 49.8333 | 0.87311 | 0.78666 | 0.96278 | 0.88859
| 49.875 | 0.090323 | 0.67689 | 0.96278 | 0.4789 | 49.875 | 0.090184 | 0.67915 | 0.96277 | 0.47921 | 49.875 | 0.87453 | 0.78212 | 0.96278 | 0.88854
| 49.9167 | 0.091792 | 0.67235 | 0.96278 | 0.47888 | 49.9167 | 0.091654 | 0.67461 | 0.96278 | 0.47919 | 49.9167 | 0.87595 | 0.77758 | 0.96278 | 0.8885
| 49.9583 | 0.093262 | 0.66781 | 0.96278 | 0.47886 | 49.9583 | 0.093124 | 0.67006 | 0.96277 | 0.47916 | 49.9583 | 0.87737 | 0.77303 | 0.96278 | 0.88845
| 50 | 0.094731 | 0.66327 | 0.96278 | 0.47884 | 50 | 0.094593 | 0.66552 | 0.96278 | 0.47914 | 50 | 0.87879 | 0.76849 | 0.96278 | 0.88841
| 50.0417 | 0.0962 | 0.65873 | 0.96278 | 0.47881 | 50.0417 | 0.096062 | 0.66098 | 0.96277 | 0.47912 | 50.0417 | 0.88022 | 0.76395 | 0.96279 | 0.88836
| 50.0833 | 0.097669 | 0.65419 | 0.96278 | 0.47879 | 50.0833 | 0.097531 | 0.65644 | 0.96278 | 0.4791 | 50.0833 | 0.88164 | 0.75941 | 0.96278 | 0.88831
| 50.125 | 0.099138 | 0.64964 | 0.96278 | 0.47877 | 50.125 | 0.099 | 0.6519 | 0.96278 | 0.47908 | 50.125 | 0.88306 | 0.75487 | 0.96278 | 0.88827
| 50.1667 | 0.10061 | 0.6451 | 0.96278 | 0.47875 | 50.1667 | 0.10047 | 0.64736 | 0.96278 | 0.47905 | 50.1667 | 0.88448 | 0.75033 | 0.96278 | 0.88822
| 50.2083 | 0.10207 | 0.64056 | 0.96278 | 0.47872 | 50.2083 | 0.10194 | 0.64281 | 0.96278 | 0.47903 | 50.2083 | 0.8859 | 0.74579 | 0.96278 | 0.88817
| 50.25 | 0.10354 | 0.63602 | 0.96278 | 0.4787 | 50.25 | 0.10341 | 0.63827 | 0.96278 | 0.47901 | 50.25 | 0.88732 | 0.74124 | 0.96278 | 0.88813
| 50.2917 | 0.10501 | 0.63148 | 0.96278 | 0.47868 | 50.2917 | 0.10487 | 0.63373 | 0.96278 | 0.47898 | 50.2917 | 0.88874 | 0.7367 | 0.96278 | 0.88808
| 50.3333 | 0.10648 | 0.62694 | 0.96278 | 0.47865 | 50.3333 | 0.10634 | 0.62919 | 0.96278 | 0.47896 | 50.3333 | 0.89016 | 0.73216 | 0.96278 | 0.88803
| 50.375 | 0.10795 | 0.62239 | 0.96278 | 0.47863 | 50.375 | 0.10781 | 0.62465 | 0.96278 | 0.47894 | 50.375 | 0.89158 | 0.72762 | 0.96278 | 0.88799
| 50.4167 | 0.10941 | 0.61785 | 0.96278 | 0.47861 | 50.4167 | 0.10928 | 0.62011 | 0.96278 | 0.47892 | 50.4167 | 0.893 | 0.72308 | 0.96278 | 0.88794
| 50.4583 | 0.11088 | 0.61331 | 0.96278 | 0.47859 | 50.4583 | 0.11074 | 0.61556 | 0.96278 | 0.47889 | 50.4583 | 0.89442 | 0.71854 | 0.96278 | 0.88789
| 50.5 | 0.11235 | 0.60877 | 0.96278 | 0.47856 | 50.5 | 0.11221 | 0.61102 | 0.96278 | 0.47887 | 50.5 | 0.89584 | 0.71399 | 0.96278 | 0.88785
| 50.5417 | 0.11382 | 0.60423 | 0.96278 | 0.47854 | 50.5417 | 0.11368 | 0.60648 | 0.96278 | 0.47884 | 50.5417 | 0.89726 | 0.70945 | 0.96278 | 0.8878
| 50.5833 | 0.11528 | 0.59969 | 0.96278 | 0.47851 | 50.5833 | 0.11515 | 0.60194 | 0.96278 | 0.47882 | 50.5833 | 0.89868 | 0.70491 | 0.96278 | 0.88775
| 50.625 | 0.11675 | 0.59514 | 0.96278 | 0.47849 | 50.625 | 0.11661 | 0.5974 | 0.96278 | 0.4788 | 50.625 | 0.9001 | 0.70037 | 0.96278 | 0.8877
| 50.6667 | 0.11822 | 0.5906 | 0.96278 | 0.47847 | 50.6667 | 0.11808 | 0.59285 | 0.96278 | 0.47877 | 50.6667 | 0.90152 | 0.69583 | 0.96278 | 0.88766
| 50.7083 | 0.11968 | 0.58606 | 0.96278 | 0.47844 | 50.7083 | 0.11955 | 0.58831 | 0.96278 | 0.47875 | 50.7083 | 0.90294 | 0.69129 | 0.96278 | 0.88761
| 50.75 | 0.12115 | 0.58152 | 0.96278 | 0.47842 | 50.75 | 0.12101 | 0.58377 | 0.96278 | 0.47873 | 50.75 | 0.90436 | 0.68675 | 0.96278 | 0.88756
| 50.7917 | 0.12246 | 0.57784 | 0.96278 | 0.47846 | 50.7917 | 0.12238 | 0.57977 | 0.96278 | 0.47874 | 50.7917 | 0.90578 | 0.6822 | 0.96278 | 0.88751
| 50.8333 | 0.12356 | 0.57538 | 0.96278 | 0.4786 | 50.8333 | 0.12354 | 0.577 | 0.96278 | 0.47886 | 50.8333 | 0.90719 | 0.67766 | 0.96278 | 0.88747
| 50.875 | 0.12445 | 0.57414 | 0.96278 | 0.47884 | 50.875 | 0.12448 | 0.57545 | 0.96278 | 0.47907 | 50.875 | 0.90861 | 0.67312 | 0.96278 | 0.88742
| 50.9167 | 0.12511 | 0.57413 | 0.96278 | 0.47917 | 50.9167 | 0.1252 | 0.57512 | 0.96278 | 0.47938 | 50.9167 | 0.91003 | 0.66858 | 0.96278 | 0.88737
| 50.9583 | 0.12557 | 0.57534 | 0.96278 | 0.4796 | 50.9583 | 0.12571 | 0.57601 | 0.96278 | 0.47978 | 50.9583 | 0.91145 | 0.66404 | 0.96278 | 0.88732
| 51 | 0.1258 | 0.57777 | 0.96278 | 0.48012 | 51 | 0.126 | 0.57812 | 0.96278 | 0.48028 | 51 | 0.91287 | 0.6595 | 0.96278 | 0.88727
| 51.0417 | 0.12583 | 0.58141 | 0.96278 | 0.48074 | 51.0417 | 0.12608 | 0.58145 | 0.96278 | 0.48087 | 51.0417 | 0.91428 | 0.65495 | 0.96278 | 0.88723
| 51.0833 | 0.12564 | 0.58626 | 0.96278 | 0.48146 | 51.0833 | 0.12594 | 0.58599 | 0.96278 | 0.48156 | 51.0833 | 0.9157 | 0.65041 | 0.96278 | 0.88718
| 51.125 | 0.12523 | 0.59233 | 0.96278 | 0.48227 | 51.125 | 0.1256 | 0.59175 | 0.96278 | 0.48235 | 51.125 | 0.91703 | 0.64587 | 0.96281 | 0.8871
| 51.1667 | 0.12462 | 0.59961 | 0.96278 | 0.48317 | 51.1667 | 0.12503 | 0.59871 | 0.96278 | 0.48323 | 51.1667 | 0.91824 | 0.64133 | 0.9628 | 0.88694
| 51.2083 | 0.12379 | 0.6081 | 0.96278 | 0.48417 | 51.2083 | 0.12426 | 0.60689 | 0.96278 | 0.4842 | 51.2083 | 0.91931 | 0.63678 | 0.9628 | 0.88672
| 51.25 | 0.12274 | 0.6178 | 0.96278 | 0.48527 | 51.25 | 0.12327 | 0.61627 | 0.96278 | 0.48527 | 51.25 | 0.92027 | 0.63224 | 0.9628 | 0.88644
| 51.2917 | 0.12149 | 0.6287 | 0.96278 | 0.48645 | 51.2917 | 0.12207 | 0.62686 | 0.96278 | 0.48644 | 51.2917 | 0.9211 | 0.6277 | 0.9628 | 0.8861
| 51.3333 | 0.12002 | 0.6408 | 0.96278 | 0.48774 | 51.3333 | 0.12066 | 0.63865 | 0.96278 | 0.4877 | 51.3333 | 0.9218 | 0.62316 | 0.9628 | 0.88569
| 51.375 | 0.11835 | 0.65411 | 0.96278 | 0.48912 | 51.375 | 0.11904 | 0.65165 | 0.96278 | 0.48905 | 51.375 | 0.92238 | 0.61862 | 0.9628 | 0.88523
| 51.4167 | 0.11646 | 0.66861 | 0.96278 | 0.49059 | 51.4167 | 0.1172 | 0.66584 | 0.96278 | 0.4905 | 51.4167 | 0.92283 | 0.61408 | 0.9628 | 0.8847
| 51.4583 | 0.11438 | 0.68418 | 0.96284 | 0.49217 | 51.4583 | 0.11516 | 0.68123 | 0.96278 | 0.49204 | 51.4583 | 0.92316 | 0.60953 | 0.9628 | 0.8841
| 51.5 | 0.1123 | 0.69978 | 0.96274 | 0.49369 | 51.5 | 0.11309 | 0.69674 | 0.96278 | 0.4936 | 51.5 | 0.92337 | 0.60499 | 0.9628 | 0.88345
| 51.5417 | 0.11022 | 0.71535 | 0.96278 | 0.49526 | 51.5417 | 0.11102 | 0.71226 | 0.96278 | 0.49515 | 51.5417 | 0.92345 | 0.60045 | 0.9628 | 0.88273
| 51.5833 | 0.10814 | 0.73095 | 0.96266 | 0.49678 | 51.5833 | 0.10896 | 0.72777 | 0.96278 | 0.4967 | 51.5833 | 0.9234 | 0.59591 | 0.9628 | 0.88195
| 51.625 | 0.10607 | 0.74651 | 0.96273 | 0.49836 | 51.625 | 0.10689 | 0.74328 | 0.96278 | 0.49825 | 51.625 | 0.92323 | 0.59137 | 0.9628 | 0.88111
| 51.6667 | 0.10399 | 0.76212 | 0.96257 | 0.49987 | 51.6667 | 0.10483 | 0.75879 | 0.96278 | 0.49981 | 51.6667 | 0.92293 | 0.58683 | 0.9628 | 0.8802
| 51.7083 | 0.10191 | 0.77768 | 0.96265 | 0.50145 | 51.7083 | 0.10276 | 0.7743 | 0.96278 | 0.50136 | 51.7083 | 0.92251 | 0.58228 | 0.9628 | 0.87924
| 51.75 | 0.099835 | 0.79329 | 0.96247 | 0.50296 | 51.75 | 0.1007 | 0.78981 | 0.96278 | 0.50291 | 51.75 | 0.9219 | 0.57809 | 0.96293 | 0.87827
| 51.7917 | 0.09791 | 0.80799 | 0.96254 | 0.50447 | 51.7917 | 0.098731 | 0.80478 | 0.96278 | 0.50442 | 51.7917 | 0.92094 | 0.57517 | 0.96278 | 0.87726
| 51.8333 | 0.0962 | 0.82151 | 0.96237 | 0.50581 | 51.8333 | 0.096978 | 0.81853 | 0.96278 | 0.50584 | 51.8333 | 0.91965 | 0.57342 | 0.9629 | 0.87636
| 51.875 | 0.094707 | 0.83376 | 0.96246 | 0.50713 | 51.875 | 0.095441 | 0.83105 | 0.96278 | 0.50715 | 51.875 | 0.91802 | 0.57295 | 0.96276 | 0.87542
| 51.9167 | 0.093429 | 0.84484 | 0.96227 | 0.50828 | 51.9167 | 0.09412 | 0.84234 | 0.96278 | 0.50838 | 51.9167 | 0.91604 | 0.57365 | 0.96288 | 0.87459
| 51.9583 | 0.092366 | 0.85466 | 0.96234 | 0.50941 | 51.9583 | 0.093014 | 0.85242 | 0.96278 | 0.5095 | 51.9583 | 0.91373 | 0.57562 | 0.96273 | 0.87371
| 52 | 0.091517 | 0.8633 | 0.96218 | 0.51037 | 52 | 0.092122 | 0.86128 | 0.96278 | 0.51053 | 52 | 0.91108 | 0.57876 | 0.96286 | 0.87295
| 52.0417 | 0.090884 | 0.87067 | 0.96227 | 0.51131 | 52.0417 | 0.091446 | 0.86892 | 0.96278 | 0.51147 | 52.0417 | 0.90818 | 0.58315 | 0.96279 | 0.87221
| 52.0833 | 0.090464 | 0.87689 | 0.96208 | 0.51207 | 52.0833 | 0.090983 | 0.87535 | 0.96278 | 0.51231 | 52.0833 | 0.90508 | 0.58873 | 0.96283 | 0.8716
| 52.125 | 0.090257 | 0.88185 | 0.96214 | 0.51282 | 52.125 | 0.090734 | 0.88056 | 0.96278 | 0.51305 | 52.125 | 0.90185 | 0.59553 | 0.96279 | 0.87111
| 52.1667 | 0.090264 | 0.88561 | 0.96212 | 0.51344 | 52.1667 | 0.090698 | 0.88457 | 0.96278 | 0.5137 | 52.1667 | 0.89853 | 0.60354 | 0.9628 | 0.87079
| 52.2083 | 0.090484 | 0.88816 | 0.96213 | 0.51398 | 52.2083 | 0.090875 | 0.88736 | 0.96278 | 0.51426 | 52.2083 | 0.89512 | 0.61276 | 0.9628 | 0.87062
| 52.25 | 0.090917 | 0.88951 | 0.96213 | 0.51442 | 52.25 | 0.091265 | 0.88895 | 0.96278 | 0.51472 | 52.25 | 0.89163 | 0.62318 | 0.9628 | 0.87061
| 52.2917 | 0.091562 | 0.88964 | 0.96213 | 0.51476 | 52.2917 | 0.091868 | 0.88933 | 0.96278 | 0.51508 | 52.2917 | 0.88804 | 0.63481 | 0.9628 | 0.87076
| 52.3333 | 0.092418 | 0.88858 | 0.96213 | 0.51501 | 52.3333 | 0.092682 | 0.88851 | 0.96278 | 0.51535 | 52.3333 | 0.88438 | 0.64764 | 0.9628 | 0.87106
| 52.375 | 0.093487 | 0.88631 | 0.96213 | 0.51517 | 52.375 | 0.093708 | 0.88648 | 0.96278 | 0.51553 | 52.375 | 0.88063 | 0.66167 | 0.9628 | 0.87152
| 52.4167 | 0.094766 | 0.88285 | 0.96212 | 0.51523 | 52.4167 | 0.094945 | 0.88326 | 0.96278 | 0.51561 | 52.4167 | 0.87679 | 0.6769 | 0.9628 | 0.87214
| 52.4583 | 0.096235 | 0.87832 | 0.96207 | 0.51519 | 52.4583 | 0.096393 | 0.87884 | 0.96278 | 0.5156 | 52.4583 | 0.87301 | 0.69248 | 0.9628 | 0.87285
| 52.5 | 0.097704 | 0.87376 | 0.96217 | 0.5152 | 52.5 | 0.097862 | 0.8743 | 0.96278 | 0.51557 | 52.5 | 0.86936 | 0.70807 | 0.9628 | 0.87363
| 52.5417 | 0.099173 | 0.86923 | 0.96213 | 0.51517 | 52.5417 | 0.09933 | 0.86976 | 0.96278 | 0.51555 | 52.5417 | 0.86584 | 0.72366 | 0.96279 | 0.87446
| 52.5833 | 0.10064 | 0.86467 | 0.96225 | 0.51518 | 52.5833 | 0.1008 | 0.86521 | 0.96278 | 0.51553 | 52.5833 | 0.86244 | 0.73925 | 0.9628 | 0.87536
| 52.625 | 0.10211 | 0.86015 | 0.96218 | 0.51514 | 52.625 | 0.10227 | 0.86067 | 0.96278 | 0.51551 | 52.625 | 0.85916 | 0.75483 | 0.96279 | 0.87632
| 52.6667 | 0.10358 | 0.85558 | 0.96233 | 0.51516 | 52.6667 | 0.10374 | 0.85613 | 0.96278 | 0.51548 | 52.6667 | 0.85601 | 0.77042 | 0.9628 | 0.87734
| 52.7083 | 0.10505 | 0.85106 | 0.96226 | 0.51512 | 52.7083 | 0.1052 | 0.85159 | 0.96278 | 0.51546 | 52.7083 | 0.85299 | 0.78601 | 0.96279 | 0.87843
| 52.75 | 0.10651 | 0.84649 | 0.96243 | 0.51515 | 52.75 | 0.10667 | 0.84705 | 0.96278 | 0.51544 | 52.75 | 0.85016 | 0.80125 | 0.96268 | 0.87951
| 52.7917 | 0.10798 | 0.84196 | 0.96238 | 0.51511 | 52.7917 | 0.10814 | 0.84251 | 0.96278 | 0.51541 | 52.7917 | 0.84767 | 0.81522 | 0.96282 | 0.88064
| 52.8333 | 0.10945 | 0.8374 | 0.96252 | 0.51513 | 52.8333 | 0.10961 | 0.83797 | 0.96278 | 0.51539 | 52.8333 | 0.84551 | 0.82801 | 0.9627 | 0.88166
| 52.875 | 0.11092 | 0.83288 | 0.96246 | 0.51509 | 52.875 | 0.11107 | 0.83342 | 0.96278 | 0.51537 | 52.875 | 0.84371 | 0.83952 | 0.96284 | 0.88272
| 52.9167 | 0.11238 | 0.82831 | 0.96261 | 0.51512 | 52.9167 | 0.11254 | 0.82888 | 0.96278 | 0.51534 | 52.9167 | 0.84224 | 0.84987 | 0.96272 | 0.88367
| 52.9583 | 0.11385 | 0.82378 | 0.96258 | 0.51508 | 52.9583 | 0.11401 | 0.82434 | 0.96278 | 0.51532 | 52.9583 | 0.84111 | 0.85895 | 0.96286 | 0.88467
| 53 | 0.11532 | 0.81922 | 0.9627 | 0.5151 | 53 | 0.11548 | 0.8198 | 0.96278 | 0.5153 | 53 | 0.84032 | 0.86685 | 0.96274 | 0.88555
| 53.0417 | 0.11679 | 0.81469 | 0.96266 | 0.51506 | 53.0417 | 0.11694 | 0.81526 | 0.96278 | 0.51527 | 53.0417 | 0.83977 | 0.87351 | 0.96281 | 0.88641
| 53.0833 | 0.11825 | 0.81013 | 0.96279 | 0.51508 | 53.0833 | 0.11841 | 0.81072 | 0.96278 | 0.51525 | 53.0833 | 0.83944 | 0.87898 | 0.96278 | 0.88714
| 53.125 | 0.11972 | 0.80559 | 0.96275 | 0.51504 | 53.125 | 0.11988 | 0.80618 | 0.96278 | 0.51523 | 53.125 | 0.83931 | 0.88322 | 0.96279 | 0.88779
| 53.1667 | 0.12118 | 0.80105 | 0.96276 | 0.51502 | 53.1667 | 0.12134 | 0.80163 | 0.96278 | 0.5152 | 53.1667 | 0.83941 | 0.88626 | 0.96278 | 0.88834
| 53.2083 | 0.12265 | 0.79651 | 0.96276 | 0.515 | 53.2083 | 0.12281 | 0.79709 | 0.96278 | 0.51518 | 53.2083 | 0.83971 | 0.88809 | 0.96278 | 0.8888
| 53.25 | 0.12412 | 0.79197 | 0.96276 | 0.51497 | 53.25 | 0.12427 | 0.79255 | 0.96278 | 0.51515 | 53.25 | 0.84023 | 0.88871 | 0.96278 | 0.88916
| 53.2917 | 0.12558 | 0.78743 | 0.96276 | 0.51495 | 53.2917 | 0.12574 | 0.78801 | 0.96278 | 0.51513 | 53.2917 | 0.84095 | 0.88813 | 0.96278 | 0.88943
| 53.3333 | 0.12705 | 0.78288 | 0.96276 | 0.51492 | 53.3333 | 0.1272 | 0.78347 | 0.96278 | 0.51511 | 53.3333 | 0.84189 | 0.88634 | 0.96278 | 0.8896
| 53.375 | 0.12851 | 0.77834 | 0.96276 | 0.5149 | 53.375 | 0.12867 | 0.77893 | 0.96278 | 0.51508 | 53.375 | 0.84305 | 0.88336 | 0.96278 | 0.88968
| 53.4167 | 0.12998 | 0.7738 | 0.96276 | 0.51488 | 53.4167 | 0.13014 | 0.77438 | 0.96278 | 0.51506 | 53.4167 | 0.84441 | 0.87918 | 0.96278 | 0.88966
| 53.4583 | 0.13144 | 0.76926 | 0.96276 | 0.51485 | 53.4583 | 0.1316 | 0.76984 | 0.96278 | 0.51503 | 53.4583 | 0.84583 | 0.87464 | 0.96278 | 0.88962
| 53.5 | 0.13291 | 0.76472 | 0.96276 | 0.51483 | 53.5 | 0.13307 | 0.7653 | 0.96278 | 0.51501 | 53.5 | 0.84726 | 0.87009 | 0.96278 | 0.88957
| 53.5417 | 0.13437 | 0.76018 | 0.96276 | 0.5148 | 53.5417 | 0.13453 | 0.76076 | 0.96278 | 0.51498 | 53.5417 | 0.84868 | 0.86555 | 0.96278 | 0.88953
| 53.5833 | 0.13584 | 0.75563 | 0.96276 | 0.51478 | 53.5833 | 0.13599 | 0.75622 | 0.96278 | 0.51496 | 53.5833 | 0.85011 | 0.86101 | 0.96278 | 0.88948
| 53.625 | 0.1373 | 0.75109 | 0.96276 | 0.51475 | 53.625 | 0.13746 | 0.75168 | 0.96278 | 0.51493 | 53.625 | 0.85153 | 0.85647 | 0.96278 | 0.88944
| 53.6667 | 0.13877 | 0.74655 | 0.96276 | 0.51473 | 53.6667 | 0.13892 | 0.74714 | 0.96278 | 0.51491 | 53.6667 | 0.85296 | 0.85193 | 0.96278 | 0.88939
| 53.7083 | 0.14023 | 0.74201 | 0.96276 | 0.5147 | 53.7083 | 0.14039 | 0.74259 | 0.96278 | 0.51489 | 53.7083 | 0.85438 | 0.84739 | 0.96278 | 0.88935
| 53.75 | 0.14169 | 0.73747 | 0.96277 | 0.51468 | 53.75 | 0.14185 | 0.73805 | 0.96278 | 0.51486 | 53.75 | 0.85581 | 0.84284 | 0.96278 | 0.8893
| 53.7917 | 0.14316 | 0.73293 | 0.96275 | 0.51465 | 53.7917 | 0.14331 | 0.73351 | 0.96278 | 0.51484 | 53.7917 | 0.85723 | 0.8383 | 0.96278 | 0.88926
| 53.8333 | 0.14462 | 0.72838 | 0.96277 | 0.51463 | 53.8333 | 0.14478 | 0.72897 | 0.96278 | 0.51481 | 53.8333 | 0.85866 | 0.83376 | 0.96278 | 0.88921
| 53.875 | 0.14608 | 0.72384 | 0.96275 | 0.5146 | 53.875 | 0.14624 | 0.72443 | 0.96278 | 0.51478 | 53.875 | 0.86008 | 0.82922 | 0.96278 | 0.88917
| 53.9167 | 0.14755 | 0.7193 | 0.96277 | 0.51458 | 53.9167 | 0.1477 | 0.71989 | 0.96278 | 0.51476 | 53.9167 | 0.8615 | 0.82468 | 0.96278 | 0.88912
| 53.9583 | 0.14901 | 0.71476 | 0.96275 | 0.51455 | 53.9583 | 0.14917 | 0.71535 | 0.96278 | 0.51473 | 53.9583 | 0.86293 | 0.82014 | 0.96278 | 0.88908
| 54 | 0.15047 | 0.71021 | 0.96278 | 0.51453 | 54 | 0.15063 | 0.7108 | 0.96278 | 0.51471 | 54 | 0.86435 | 0.8156 | 0.96278 | 0.88903
| 54.0417 | 0.15194 | 0.70568 | 0.96274 | 0.5145 | 54.0417 | 0.15209 | 0.70626 | 0.96278 | 0.51468 | 54.0417 | 0.86577 | 0.81105 | 0.96278 | 0.88899
| 54.0833 | 0.1534 | 0.70113 | 0.96278 | 0.51448 | 54.0833 | 0.15356 | 0.70172 | 0.96278 | 0.51466 | 54.0833 | 0.8672 | 0.80651 | 0.96278 | 0.88894
| 54.125 | 0.15486 | 0.69659 | 0.96277 | 0.51445 | 54.125 | 0.15502 | 0.69718 | 0.96278 | 0.51463 | 54.125 | 0.86862 | 0.80197 | 0.96278 | 0.8889
| 54.1667 | 0.15632 | 0.69205 | 0.96277 | 0.51443 | 54.1667 | 0.15648 | 0.69264 | 0.96278 | 0.51461 | 54.1667 | 0.87004 | 0.79743 | 0.96278 | 0.88885
| 54.2083 | 0.15779 | 0.68751 | 0.96277 | 0.5144 | 54.2083 | 0.15794 | 0.6881 | 0.96278 | 0.51458 | 54.2083 | 0.87147 | 0.79289 | 0.96278 | 0.88881
| 54.25 | 0.15925 | 0.68297 | 0.96277 | 0.51438 | 54.25 | 0.1594 | 0.68355 | 0.96278 | 0.51455 | 54.25 | 0.87289 | 0.78835 | 0.96278 | 0.88876
| 54.2917 | 0.16071 | 0.67842 | 0.96277 | 0.51435 | 54.2917 | 0.16087 | 0.67901 | 0.96278 | 0.51453 | 54.2917 | 0.87431 | 0.7838 | 0.96278 | 0.88872
| 54.3333 | 0.16217 | 0.67388 | 0.96277 | 0.51432 | 54.3333 | 0.16233 | 0.67447 | 0.96278 | 0.5145 | 54.3333 | 0.87573 | 0.77926 | 0.96278 | 0.88867
| 54.375 | 0.16363 | 0.66934 | 0.96277 | 0.5143 | 54.375 | 0.16379 | 0.66993 | 0.96278 | 0.51448 | 54.375 | 0.87715 | 0.77472 | 0.96278 | 0.88862
| 54.4167 | 0.16509 | 0.6648 | 0.96277 | 0.51427 | 54.4167 | 0.16525 | 0.66539 | 0.96278 | 0.51445 | 54.4167 | 0.87858 | 0.77018 | 0.96278 | 0.88858
| 54.4583 | 0.16655 | 0.66026 | 0.96277 | 0.51424 | 54.4583 | 0.16671 | 0.66085 | 0.96278 | 0.51442 | 54.4583 | 0.88 | 0.76564 | 0.96278 | 0.88853
| 54.5 | 0.16801 | 0.65572 | 0.96277 | 0.51422 | 54.5 | 0.16817 | 0.65631 | 0.96278 | 0.5144 | 54.5 | 0.88142 | 0.7611 | 0.96278 | 0.88848
| 54.5417 | 0.16948 | 0.65118 | 0.96277 | 0.51419 | 54.5417 | 0.16963 | 0.65176 | 0.96278 | 0.51437 | 54.5417 | 0.88284 | 0.75655 | 0.96278 | 0.88844
| 54.5833 | 0.17094 | 0.64663 | 0.96277 | 0.51416 | 54.5833 | 0.17109 | 0.64722 | 0.96278 | 0.51434 | 54.5833 | 0.88426 | 0.75201 | 0.96278 | 0.88839
| 54.625 | 0.1724 | 0.64209 | 0.96277 | 0.51414 | 54.625 | 0.17255 | 0.64268 | 0.96278 | 0.51432 | 54.625 | 0.88568 | 0.74747 | 0.96278 | 0.88835
| 54.6667 | 0.17386 | 0.63755 | 0.96277 | 0.51411 | 54.6667 | 0.17401 | 0.63814 | 0.96278 | 0.51429 | 54.6667 | 0.8871 | 0.74293 | 0.96278 | 0.8883
| 54.7083 | 0.17532 | 0.63301 | 0.96277 | 0.51408 | 54.7083 | 0.17547 | 0.6336 | 0.96278 | 0.51426 | 54.7083 | 0.88852 | 0.73839 | 0.96278 | 0.88825
| 54.75 | 0.17678 | 0.62847 | 0.96277 | 0.51406 | 54.75 | 0.17693 | 0.62906 | 0.96278 | 0.51423 | 54.75 | 0.88994 | 0.73385 | 0.96278 | 0.88821
| 54.7917 | 0.17824 | 0.62393 | 0.96277 | 0.51403 | 54.7917 | 0.17839 | 0.62451 | 0.96278 | 0.51421 | 54.7917 | 0.89136 | 0.72931 | 0.96278 | 0.88816
| 54.8333 | 0.1797 | 0.61938 | 0.96278 | 0.514 | 54.8333 | 0.17985 | 0.61997 | 0.96278 | 0.51418 | 54.8333 | 0.89278 | 0.72476 | 0.96278 | 0.88811
| 54.875 | 0.18115 | 0.61484 | 0.96277 | 0.51397 | 54.875 | 0.18131 | 0.61543 | 0.96278 | 0.51415 | 54.875 | 0.8942 | 0.72022 | 0.96278 | 0.88807
| 54.9167 | 0.18261 | 0.6103 | 0.96278 | 0.51395 | 54.9167 | 0.18277 | 0.61089 | 0.96278 | 0.51413 | 54.9167 | 0.89562 | 0.71568 | 0.96278 | 0.88802
| 54.9583 | 0.18407 | 0.60576 | 0.96277 | 0.51392 | 54.9583 | 0.18423 | 0.60635 | 0.96278 | 0.5141 | 54.9583 | 0.89704 | 0.71114 | 0.96278 | 0.88797
| 55 | 0.18553 | 0.60122 | 0.96278 | 0.51389 | 55 | 0.18569 | 0.60181 | 0.96278 | 0.51407 | 55 | 0.89846 | 0.7066 | 0.96278 | 0.88792
| 55.0417 | 0.18699 | 0.59668 | 0.96277 | 0.51386 | 55.0417 | 0.18715 | 0.59726 | 0.96278 | 0.51404 | 55.0417 | 0.89988 | 0.70206 | 0.96278 | 0.88788
| 55.0833 | 0.18845 | 0.59213 | 0.96278 | 0.51384 | 55.0833 | 0.1886 | 0.59272 | 0.96278 | 0.51402 | 55.0833 | 0.9013 | 0.69751 | 0.96278 | 0.88783
| 55.125 | 0.18991 | 0.58759 | 0.96278 | 0.51381 | 55.125 | 0.19006 | 0.58818 | 0.96278 | 0.51399 | 55.125 | 0.90272 | 0.69297 | 0.96278 | 0.88778
| 55.1667 | 0.19137 | 0.58305 | 0.96278 | 0.51378 | 55.1667 | 0.19152 | 0.58364 | 0.96278 | 0.51396 | 55.1667 | 0.90414 | 0.68843 | 0.96278 | 0.88773
| 55.2083 | 0.19282 | 0.57851 | 0.96278 | 0.51375 | 55.2083 | 0.19298 | 0.5791 | 0.96278 | 0.51393 | 55.2083 | 0.90556 | 0.68389 | 0.96278 | 0.88769
| 55.25 | 0.19428 | 0.57396 | 0.96278 | 0.51373 | 55.25 | 0.19444 | 0.57455 | 0.96278 | 0.5139 | 55.25 | 0.90698 | 0.67935 | 0.96278 | 0.88764
| 55.2917 | 0.19574 | 0.56942 | 0.96278 | 0.5137 | 55.2917 | 0.19589 | 0.57001 | 0.96278 | 0.51388 | 55.2917 | 0.90839 | 0.67481 | 0.96278 | 0.88759
| 55.3333 | 0.1972 | 0.56488 | 0.96278 | 0.51367 | 55.3333 | 0.19735 | 0.56547 | 0.96278 | 0.51385 | 55.3333 | 0.90981 | 0.67027 | 0.96278 | 0.88754
| 55.375 | 0.19844 | 0.56157 | 0.96278 | 0.51374 | 55.375 | 0.19861 | 0.56203 | 0.96278 | 0.51391 | 55.375 | 0.91123 | 0.66572 | 0.96278 | 0.88749
| 55.4167 | 0.19946 | 0.55948 | 0.96278 | 0.5139 | 55.4167 | 0.19966 | 0.55982 | 0.96278 | 0.51406 | 55.4167 | 0.91265 | 0.66118 | 0.96278 | 0.88745
| 55.4583 | 0.20027 | 0.55861 | 0.96278 | 0.51416 | 55.4583 | 0.20049 | 0.55883 | 0.96278 | 0.51431 | 55.4583 | 0.91407 | 0.65664 | 0.96278 | 0.8874
| 55.5 | 0.20087 | 0.55896 | 0.96278 | 0.51452 | 55.5 | 0.20111 | 0.55906 | 0.96278 | 0.51466 | 55.5 | 0.91548 | 0.6521 | 0.96278 | 0.88735
| 55.5417 | 0.20125 | 0.56054 | 0.96278 | 0.51497 | 55.5417 | 0.20151 | 0.56052 | 0.96278 | 0.5151 | 55.5417 | 0.91681 | 0.64756 | 0.96277 | 0.88726
| 55.5833 | 0.20141 | 0.56333 | 0.96278 | 0.51552 | 55.5833 | 0.2017 | 0.56319 | 0.96278 | 0.51564 | 55.5833 | 0.91802 | 0.64302 | 0.96277 | 0.8871
| 55.625 | 0.20136 | 0.56734 | 0.96278 | 0.51616 | 55.625 | 0.20167 | 0.56708 | 0.96278 | 0.51627 | 55.625 | 0.9191 | 0.63847 | 0.96277 | 0.88688
| 55.6667 | 0.2011 | 0.57256 | 0.96278 | 0.5169 | 55.6667 | 0.20143 | 0.57218 | 0.96278 | 0.517 | 55.6667 | 0.92005 | 0.63393 | 0.96277 | 0.8866
| 55.7083 | 0.20062 | 0.579 | 0.96278 | 0.51774 | 55.7083 | 0.20097 | 0.57849 | 0.96278 | 0.51783 | 55.7083 | 0.92088 | 0.62939 | 0.96277 | 0.88626
| 55.75 | 0.19993 | 0.58665 | 0.96278 | 0.51867 | 55.75 | 0.2003 | 0.58602 | 0.96278 | 0.51875 | 55.75 | 0.92158 | 0.62485 | 0.96276 | 0.88585
| 55.7917 | 0.19903 | 0.5955 | 0.96278 | 0.51969 | 55.7917 | 0.19942 | 0.59476 | 0.96278 | 0.51976 | 55.7917 | 0.92216 | 0.62031 | 0.96276 | 0.88539
| 55.8333 | 0.19791 | 0.60557 | 0.96278 | 0.52081 | 55.8333 | 0.19832 | 0.6047 | 0.96278 | 0.52087 | 55.8333 | 0.92262 | 0.61576 | 0.96276 | 0.88486
| 55.875 | 0.19659 | 0.61684 | 0.96278 | 0.52203 | 55.875 | 0.19702 | 0.61585 | 0.96278 | 0.52208 | 55.875 | 0.92295 | 0.61122 | 0.96276 | 0.88426
| 55.9167 | 0.19505 | 0.62932 | 0.96278 | 0.52333 | 55.9167 | 0.1955 | 0.62821 | 0.96278 | 0.52338 | 55.9167 | 0.92315 | 0.60668 | 0.96275 | 0.88361
| 55.9583 | 0.19329 | 0.643 | 0.96278 | 0.52474 | 55.9583 | 0.19376 | 0.64177 | 0.96278 | 0.52477 | 55.9583 | 0.92323 | 0.60214 | 0.96275 | 0.88289
| 56 | 0.19133 | 0.65788 | 0.96278 | 0.52624 | 56 | 0.19182 | 0.65653 | 0.96278 | 0.52626 | 56 | 0.92318 | 0.5976 | 0.96275 | 0.88211
| 56.0417 | 0.18915 | 0.67396 | 0.96278 | 0.52783 | 56.0417 | 0.18967 | 0.67249 | 0.96278 | 0.52784 | 56.0417 | 0.92301 | 0.59306 | 0.96275 | 0.88126
| 56.0833 | 0.1869 | 0.69052 | 0.96278 | 0.52946 | 56.0833 | 0.18741 | 0.68905 | 0.96278 | 0.52947 | 56.0833 | 0.92271 | 0.58851 | 0.96274 | 0.88036
| 56.125 | 0.18464 | 0.70708 | 0.96278 | 0.53109 | 56.125 | 0.18515 | 0.7056 | 0.96278 | 0.5311 | 56.125 | 0.92229 | 0.58397 | 0.96275 | 0.87939
| 56.1667 | 0.18238 | 0.72364 | 0.96278 | 0.53272 | 56.1667 | 0.18289 | 0.72216 | 0.96278 | 0.53273 | 56.1667 | 0.92174 | 0.57943 | 0.96274 | 0.87836
| 56.2083 | 0.18012 | 0.7402 | 0.96278 | 0.53435 | 56.2083 | 0.18063 | 0.73872 | 0.96278 | 0.53436 | 56.2083 | 0.92107 | 0.57489 | 0.96274 | 0.87727
| 56.25 | 0.17786 | 0.75676 | 0.96278 | 0.53598 | 56.25 | 0.17838 | 0.75527 | 0.96278 | 0.53599 | 56.25 | 0.92027 | 0.57035 | 0.96274 | 0.87611
| 56.2917 | 0.17561 | 0.77332 | 0.96278 | 0.53761 | 56.2917 | 0.17612 | 0.77183 | 0.96278 | 0.53762 | 56.2917 | 0.91935 | 0.5658 | 0.96275 | 0.87489
| 56.3333 | 0.17335 | 0.78988 | 0.96278 | 0.53925 | 56.3333 | 0.17386 | 0.78838 | 0.96278 | 0.53926 | 56.3333 | 0.91815 | 0.56212 | 0.96275 | 0.87368
| 56.375 | 0.17131 | 0.80521 | 0.96278 | 0.54078 | 56.375 | 0.1718 | 0.80384 | 0.96278 | 0.5408 | 56.375 | 0.91661 | 0.55966 | 0.96275 | 0.8725
| 56.4167 | 0.16948 | 0.81931 | 0.96278 | 0.54222 | 56.4167 | 0.16995 | 0.81806 | 0.96278 | 0.54225 | 56.4167 | 0.91473 | 0.55843 | 0.96275 | 0.87135
| 56.4583 | 0.16787 | 0.8322 | 0.96278 | 0.54356 | 56.4583 | 0.16832 | 0.83107 | 0.96278 | 0.5436 | 56.4583 | 0.91251 | 0.55841 | 0.96275 | 0.87024
| 56.5 | 0.16648 | 0.84386 | 0.96278 | 0.54481 | 56.5 | 0.16691 | 0.84285 | 0.96278 | 0.54485 | 56.5 | 0.90995 | 0.55962 | 0.96275 | 0.86916
| 56.5417 | 0.1653 | 0.8543 | 0.96278 | 0.54596 | 56.5417 | 0.16571 | 0.85341 | 0.96278 | 0.54602 | 56.5417 | 0.90714 | 0.56204 | 0.96275 | 0.86816
| 56.5833 | 0.16433 | 0.86353 | 0.96278 | 0.54701 | 56.5833 | 0.16472 | 0.86275 | 0.96278 | 0.54708 | 56.5833 | 0.90422 | 0.56568 | 0.96275 | 0.86731
| 56.625 | 0.16358 | 0.87154 | 0.96278 | 0.54797 | 56.625 | 0.16395 | 0.87088 | 0.96278 | 0.54805 | 56.625 | 0.9012 | 0.57053 | 0.96275 | 0.86661
| 56.6667 | 0.16305 | 0.87833 | 0.96278 | 0.54884 | 56.6667 | 0.16339 | 0.87779 | 0.96278 | 0.54892 | 56.6667 | 0.8981 | 0.5766 | 0.96276 | 0.86607
| 56.7083 | 0.16273 | 0.88391 | 0.96278 | 0.54961 | 56.7083 | 0.16305 | 0.88349 | 0.96278 | 0.5497 | 56.7083 | 0.89491 | 0.58388 | 0.96276 | 0.86569
| 56.75 | 0.16262 | 0.88828 | 0.96278 | 0.55028 | 56.75 | 0.16292 | 0.88798 | 0.96278 | 0.55038 | 56.75 | 0.89163 | 0.59237 | 0.96276 | 0.86546
| 56.7917 | 0.16272 | 0.89144 | 0.96278 | 0.55086 | 56.7917 | 0.163 | 0.89126 | 0.96278 | 0.55097 | 56.7917 | 0.88826 | 0.60207 | 0.96276 | 0.8654
| 56.8333 | 0.16304 | 0.89339 | 0.96278 | 0.55134 | 56.8333 | 0.1633 | 0.89333 | 0.96278 | 0.55146 | 56.8333 | 0.88481 | 0.61298 | 0.96277 | 0.86549
| 56.875 | 0.16357 | 0.89414 | 0.96278 | 0.55173 | 56.875 | 0.16381 | 0.89419 | 0.96278 | 0.55186 | 56.875 | 0.88127 | 0.62509 | 0.96277 | 0.86574
| 56.9167 | 0.16431 | 0.89368 | 0.96278 | 0.55203 | 56.9167 | 0.16453 | 0.89385 | 0.96278 | 0.55217 | 56.9167 | 0.87764 | 0.6384 | 0.96277 | 0.86614
| 56.9583 | 0.16526 | 0.89202 | 0.96278 | 0.55223 | 56.9583 | 0.16546 | 0.8923 | 0.96278 | 0.55238 | 56.9583 | 0.87393 | 0.65292 | 0.96277 | 0.86671
| 57 | 0.16643 | 0.88915 | 0.96278 | 0.55233 | 57 | 0.16661 | 0.88956 | 0.96278 | 0.55249 | 57 | 0.87013 | 0.66864 | 0.96278 | 0.86743
| 57.0417 | 0.16781 | 0.88509 | 0.96278 | 0.55234 | 57.0417 | 0.16797 | 0.88561 | 0.96278 | 0.55251 | 57.0417 | 0.86628 | 0.68529 | 0.96289 | 0.86832
| 57.0833 | 0.16927 | 0.88055 | 0.96278 | 0.55232 | 57.0833 | 0.16943 | 0.88107 | 0.96278 | 0.55248 | 57.0833 | 0.86257 | 0.70199 | 0.96277 | 0.8692
| 57.125 | 0.17073 | 0.87601 | 0.96278 | 0.55229 | 57.125 | 0.17089 | 0.87653 | 0.96278 | 0.55246 | 57.125 | 0.85897 | 0.71866 | 0.9628 | 0.8702
| 57.1667 | 0.17219 | 0.87147 | 0.96278 | 0.55226 | 57.1667 | 0.17235 | 0.87199 | 0.96278 | 0.55243 | 57.1667 | 0.85551 | 0.73533 | 0.96279 | 0.87124
| 57.2083 | 0.17365 | 0.86693 | 0.96278 | 0.55224 | 57.2083 | 0.17381 | 0.86744 | 0.96278 | 0.5524 | 57.2083 | 0.85217 | 0.75201 | 0.9628 | 0.87235
| 57.25 | 0.17511 | 0.86238 | 0.96278 | 0.55221 | 57.25 | 0.17527 | 0.8629 | 0.96278 | 0.55238 | 57.25 | 0.84895 | 0.76868 | 0.96279 | 0.87352
| 57.2917 | 0.17657 | 0.85784 | 0.96278 | 0.55218 | 57.2917 | 0.17673 | 0.85836 | 0.96278 | 0.55235 | 57.2917 | 0.84586 | 0.78536 | 0.96279 | 0.87476
| 57.3333 | 0.17803 | 0.8533 | 0.96278 | 0.55216 | 57.3333 | 0.17819 | 0.85382 | 0.96278 | 0.55232 | 57.3333 | 0.84305 | 0.80117 | 0.96279 | 0.87599
| 57.375 | 0.17949 | 0.84876 | 0.96278 | 0.55213 | 57.375 | 0.17965 | 0.84928 | 0.96278 | 0.55229 | 57.375 | 0.84058 | 0.81577 | 0.96279 | 0.87718
| 57.4167 | 0.18095 | 0.84422 | 0.96278 | 0.5521 | 57.4167 | 0.1811 | 0.84474 | 0.96278 | 0.55227 | 57.4167 | 0.83845 | 0.82913 | 0.96279 | 0.87834
| 57.4583 | 0.18241 | 0.83968 | 0.96278 | 0.55207 | 57.4583 | 0.18256 | 0.84019 | 0.96278 | 0.55224 | 57.4583 | 0.83666 | 0.84128 | 0.96279 | 0.87947
| 57.5 | 0.18386 | 0.83513 | 0.96278 | 0.55205 | 57.5 | 0.18402 | 0.83565 | 0.96278 | 0.55221 | 57.5 | 0.83521 | 0.85221 | 0.96279 | 0.88057
| 57.5417 | 0.18532 | 0.83059 | 0.96278 | 0.55202 | 57.5417 | 0.18548 | 0.83111 | 0.96278 | 0.55219 | 57.5417 | 0.8341 | 0.86192 | 0.9628 | 0.88164
| 57.5833 | 0.18678 | 0.82605 | 0.96278 | 0.55199 | 57.5833 | 0.18694 | 0.82657 | 0.96278 | 0.55216 | 57.5833 | 0.83323 | 0.87041 | 0.96279 | 0.88261
| 57.625 | 0.18824 | 0.82151 | 0.96278 | 0.55196 | 57.625 | 0.1884 | 0.82203 | 0.96278 | 0.55213 | 57.625 | 0.83257 | 0.87769 | 0.9628 | 0.8835
| 57.6667 | 0.1897 | 0.81697 | 0.96278 | 0.55194 | 57.6667 | 0.18986 | 0.81749 | 0.96278 | 0.5521 | 57.6667 | 0.83213 | 0.88376 | 0.96279 | 0.88429
| 57.7083 | 0.19116 | 0.81243 | 0.96278 | 0.55191 | 57.7083 | 0.19132 | 0.81295 | 0.96278 | 0.55207 | 57.7083 | 0.8319 | 0.88861 | 0.9628 | 0.88499
| 57.75 | 0.19262 | 0.80788 | 0.96278 | 0.55188 | 57.75 | 0.19277 | 0.8084 | 0.96278 | 0.55205 | 57.75 | 0.83189 | 0.89225 | 0.96278 | 0.88558
| 57.7917 | 0.19407 | 0.80334 | 0.96278 | 0.55185 | 57.7917 | 0.19423 | 0.80386 | 0.96278 | 0.55202 | 57.7917 | 0.83209 | 0.89469 | 0.9628 | 0.88609
| 57.8333 | 0.19553 | 0.7988 | 0.96278 | 0.55182 | 57.8333 | 0.19569 | 0.79932 | 0.96278 | 0.55199 | 57.8333 | 0.8325 | 0.89592 | 0.96278 | 0.8865
| 57.875 | 0.19699 | 0.79426 | 0.96278 | 0.5518 | 57.875 | 0.19715 | 0.79478 | 0.96278 | 0.55196 | 57.875 | 0.83312 | 0.89594 | 0.9628 | 0.88682
| 57.9167 | 0.19845 | 0.78972 | 0.96278 | 0.55177 | 57.9167 | 0.1986 | 0.79024 | 0.96278 | 0.55193 | 57.9167 | 0.83396 | 0.89476 | 0.96278 | 0.88703
| 57.9583 | 0.1999 | 0.78518 | 0.96278 | 0.55174 | 57.9583 | 0.20006 | 0.7857 | 0.96278 | 0.55191 | 57.9583 | 0.835 | 0.89237 | 0.9628 | 0.88716
| 58 | 0.20136 | 0.78064 | 0.96278 | 0.55171 | 58 | 0.20152 | 0.78115 | 0.96278 | 0.55188 | 58 | 0.83626 | 0.88879 | 0.96277 | 0.88719
| 58.0417 | 0.20282 | 0.77609 | 0.96278 | 0.55168 | 58.0417 | 0.20297 | 0.77661 | 0.96278 | 0.55185 | 58.0417 | 0.83769 | 0.88426 | 0.96269 | 0.88712
| 58.0833 | 0.20427 | 0.77155 | 0.96278 | 0.55165 | 58.0833 | 0.20443 | 0.77207 | 0.96278 | 0.55182 | 58.0833 | 0.83911 | 0.87971 | 0.96279 | 0.8871
| 58.125 | 0.20573 | 0.76701 | 0.96278 | 0.55163 | 58.125 | 0.20589 | 0.76753 | 0.96278 | 0.55179 | 58.125 | 0.84054 | 0.87517 | 0.96276 | 0.88705
| 58.1667 | 0.20719 | 0.76247 | 0.96278 | 0.5516 | 58.1667 | 0.20734 | 0.76299 | 0.96278 | 0.55176 | 58.1667 | 0.84197 | 0.87063 | 0.96277 | 0.88701
| 58.2083 | 0.20864 | 0.75793 | 0.96278 | 0.55157 | 58.2083 | 0.2088 | 0.75845 | 0.96278 | 0.55173 | 58.2083 | 0.84339 | 0.86608 | 0.96276 | 0.88697
| 58.25 | 0.2101 | 0.75339 | 0.96278 | 0.55154 | 58.25 | 0.21026 | 0.75391 | 0.96278 | 0.5517 | 58.25 | 0.84482 | 0.86154 | 0.96277 | 0.88692
| 58.2917 | 0.21155 | 0.74884 | 0.96278 | 0.55151 | 58.2917 | 0.21171 | 0.74936 | 0.96278 | 0.55168 | 58.2917 | 0.84624 | 0.857 | 0.96277 | 0.88688
| 58.3333 | 0.21301 | 0.7443 | 0.96278 | 0.55148 | 58.3333 | 0.21317 | 0.74482 | 0.96278 | 0.55165 | 58.3333 | 0.84767 | 0.85246 | 0.96277 | 0.88683
| 58.375 | 0.21446 | 0.73976 | 0.96278 | 0.55145 | 58.375 | 0.21462 | 0.74028 | 0.96278 | 0.55162 | 58.375 | 0.84909 | 0.84792 | 0.96276 | 0.88679
| 58.4167 | 0.21592 | 0.73522 | 0.96278 | 0.55142 | 58.4167 | 0.21608 | 0.73574 | 0.96278 | 0.55159 | 58.4167 | 0.85052 | 0.84338 | 0.96277 | 0.88674
| 58.4583 | 0.21738 | 0.73068 | 0.96278 | 0.55139 | 58.4583 | 0.21753 | 0.7312 | 0.96278 | 0.55156 | 58.4583 | 0.85194 | 0.83884 | 0.96276 | 0.8867
| 58.5 | 0.21883 | 0.72614 | 0.96278 | 0.55136 | 58.5 | 0.21899 | 0.72666 | 0.96278 | 0.55153 | 58.5 | 0.85337 | 0.83429 | 0.96277 | 0.88666
| 58.5417 | 0.22028 | 0.7216 | 0.96278 | 0.55133 | 58.5417 | 0.22044 | 0.72212 | 0.96278 | 0.5515 | 58.5417 | 0.85479 | 0.82975 | 0.96276 | 0.88661
| 58.5833 | 0.22174 | 0.71705 | 0.96278 | 0.5513 | 58.5833 | 0.2219 | 0.71757 | 0.96278 | 0.55147 | 58.5833 | 0.85622 | 0.82521 | 0.96277 | 0.88657
| 58.625 | 0.22319 | 0.71251 | 0.96278 | 0.55127 | 58.625 | 0.22335 | 0.71303 | 0.96278 | 0.55144 | 58.625 | 0.85764 | 0.82067 | 0.96276 | 0.88652
| 58.6667 | 0.22465 | 0.70797 | 0.96278 | 0.55124 | 58.6667 | 0.22481 | 0.70849 | 0.96278 | 0.55141 | 58.6667 | 0.85907 | 0.81613 | 0.96277 | 0.88648
| 58.7083 | 0.2261 | 0.70343 | 0.96278 | 0.55121 | 58.7083 | 0.22626 | 0.70395 | 0.96278 | 0.55138 | 58.7083 | 0.86049 | 0.81159 | 0.96276 | 0.88643
| 58.75 | 0.22756 | 0.69889 | 0.96278 | 0.55118 | 58.75 | 0.22771 | 0.69941 | 0.96278 | 0.55135 | 58.75 | 0.86191 | 0.80704 | 0.96277 | 0.88639
| 58.7917 | 0.22901 | 0.69435 | 0.96278 | 0.55115 | 58.7917 | 0.22917 | 0.69487 | 0.96278 | 0.55132 | 58.7917 | 0.86334 | 0.8025 | 0.96276 | 0.88634
| 58.8333 | 0.23046 | 0.6898 | 0.96278 | 0.55112 | 58.8333 | 0.23062 | 0.69032 | 0.96278 | 0.55129 | 58.8333 | 0.86476 | 0.79796 | 0.96277 | 0.8863
| 58.875 | 0.23192 | 0.68526 | 0.96278 | 0.55109 | 58.875 | 0.23207 | 0.68578 | 0.96278 | 0.55126 | 58.875 | 0.86618 | 0.79342 | 0.96276 | 0.88625
| 58.9167 | 0.23337 | 0.68072 | 0.96278 | 0.55106 | 58.9167 | 0.23353 | 0.68124 | 0.96278 | 0.55123 | 58.9167 | 0.86761 | 0.78888 | 0.96277 | 0.88621
| 58.9583 | 0.23482 | 0.67618 | 0.96278 | 0.55103 | 58.9583 | 0.23498 | 0.6767 | 0.96278 | 0.5512 | 58.9583 | 0.86903 | 0.78434 | 0.96276 | 0.88616
| 59 | 0.23628 | 0.67164 | 0.96278 | 0.551 | 59 | 0.23643 | 0.67216 | 0.96278 | 0.55117 | 59 | 0.87045 | 0.77979 | 0.96278 | 0.88612
| 59.0417 | 0.23773 | 0.6671 | 0.96278 | 0.55097 | 59.0417 | 0.23789 | 0.66762 | 0.96278 | 0.55114 | 59.0417 | 0.87187 | 0.77526 | 0.96275 | 0.88606
| 59.0833 | 0.23918 | 0.66256 | 0.96278 | 0.55094 | 59.0833 | 0.23934 | 0.66308 | 0.96278 | 0.55111 | 59.0833 | 0.8733 | 0.77071 | 0.96278 | 0.88603
| 59.125 | 0.24063 | 0.65801 | 0.96278 | 0.55091 | 59.125 | 0.24079 | 0.65853 | 0.96278 | 0.55108 | 59.125 | 0.87472 | 0.76617 | 0.96277 | 0.88598
| 59.1667 | 0.24209 | 0.65347 | 0.96279 | 0.55088 | 59.1667 | 0.24224 | 0.65399 | 0.96279 | 0.55105 | 59.1667 | 0.87614 | 0.76163 | 0.96277 | 0.88593
| 59.2083 | 0.24354 | 0.64891 | 0.96289 | 0.55088 | 59.2083 | 0.2437 | 0.64944 | 0.96286 | 0.55104 | 59.2083 | 0.87756 | 0.75709 | 0.96277 | 0.88589
| 59.25 | 0.24499 | 0.64437 | 0.96286 | 0.55084 | 59.25 | 0.24515 | 0.64488 | 0.96292 | 0.55103 | 59.25 | 0.87898 | 0.75254 | 0.96277 | 0.88584
| 59.2917 | 0.24644 | 0.63981 | 0.96298 | 0.55085 | 59.2917 | 0.2466 | 0.64032 | 0.96305 | 0.55104 | 59.2917 | 0.88041 | 0.748 | 0.96277 | 0.88579
| 59.3333 | 0.24789 | 0.63528 | 0.96292 | 0.5508 | 59.3333 | 0.24805 | 0.6358 | 0.96294 | 0.55097 | 59.3333 | 0.88183 | 0.74346 | 0.96277 | 0.88575
| 59.375 | 0.24935 | 0.63072 | 0.963 | 0.55079 | 59.375 | 0.2495 | 0.63123 | 0.96307 | 0.55098 | 59.375 | 0.88325 | 0.73892 | 0.96277 | 0.8857
| 59.4167 | 0.2508 | 0.62616 | 0.96314 | 0.5508 | 59.4167 | 0.25095 | 0.62668 | 0.96313 | 0.55097 | 59.4167 | 0.88467 | 0.73438 | 0.96277 | 0.88566
| 59.4583 | 0.25225 | 0.62159 | 0.96327 | 0.55081 | 59.4583 | 0.25241 | 0.62211 | 0.96326 | 0.55098 | 59.4583 | 0.88609 | 0.72984 | 0.96277 | 0.88561
| 59.5 | 0.2537 | 0.61702 | 0.96341 | 0.55082 | 59.5 | 0.25386 | 0.61756 | 0.96332 | 0.55096 | 59.5 | 0.88751 | 0.72529 | 0.96277 | 0.88556
| 59.5417 | 0.25515 | 0.61247 | 0.96346 | 0.55081 | 59.5417 | 0.25531 | 0.613 | 0.96339 | 0.55095 | 59.5417 | 0.88893 | 0.72075 | 0.96277 | 0.88552
| 59.5833 | 0.2566 | 0.60792 | 0.9635 | 0.55079 | 59.5833 | 0.25676 | 0.60844 | 0.96353 | 0.55096 | 59.5833 | 0.89035 | 0.71621 | 0.96277 | 0.88547
| 59.625 | 0.25805 | 0.60339 | 0.96346 | 0.55075 | 59.625 | 0.25821 | 0.60393 | 0.96337 | 0.55088 | 59.625 | 0.89177 | 0.71167 | 0.96277 | 0.88542
| 59.6667 | 0.2595 | 0.59883 | 0.96352 | 0.55073 | 59.6667 | 0.25966 | 0.59937 | 0.96347 | 0.55088 | 59.6667 | 0.89319 | 0.70713 | 0.96277 | 0.88538
| 59.7083 | 0.26095 | 0.5943 | 0.96346 | 0.55068 | 59.7083 | 0.26111 | 0.59485 | 0.96335 | 0.55081 | 59.7083 | 0.89461 | 0.70259 | 0.96277 | 0.88533
| 59.75 | 0.26241 | 0.58975 | 0.96354 | 0.55067 | 59.75 | 0.26256 | 0.59028 | 0.96349 | 0.55082 | 59.75 | 0.89603 | 0.69804 | 0.96278 | 0.88528
| 59.7917 | 0.26386 | 0.58522 | 0.96345 | 0.55062 | 59.7917 | 0.26401 | 0.58577 | 0.96332 | 0.55074 | 59.7917 | 0.89745 | 0.6935 | 0.96277 | 0.88523
| 59.8333 | 0.26526 | 0.5809 | 0.96356 | 0.55064 | 59.8333 | 0.26544 | 0.58133 | 0.96341 | 0.55075 | 59.8333 | 0.89887 | 0.68896 | 0.96278 | 0.88519
| 59.875 | 0.26645 | 0.57782 | 0.96366 | 0.55075 | 59.875 | 0.26665 | 0.57811 | 0.96354 | 0.55086 | 59.875 | 0.90029 | 0.68442 | 0.96277 | 0.88514
| 59.9167 | 0.26743 | 0.57598 | 0.96364 | 0.55092 | 59.9167 | 0.26765 | 0.57617 | 0.96338 | 0.55098 | 59.9167 | 0.90171 | 0.67988 | 0.96278 | 0.88509
| 59.9583 | 0.26819 | 0.57533 | 0.96377 | 0.55124 | 59.9583 | 0.26843 | 0.57541 | 0.96348 | 0.55128 | 59.9583 | 0.90313 | 0.67534 | 0.96277 | 0.88504
| 60 | 0.26874 | 0.57595 | 0.96364 | 0.55157 | 60 | 0.269 | 0.5759 | 0.9634 | 0.55162 | 60 | 0.90455 | 0.67079 | 0.96278 | 0.885
| 60.0417 | 0.26907 | 0.57774 | 0.96376 | 0.55208 | 60.0417 | 0.26935 | 0.57758 | 0.96349 | 0.5521 | 60.0417 | 0.90597 | 0.66625 | 0.96277 | 0.88495
| 60.0833 | 0.26918 | 0.58079 | 0.96369 | 0.55262 | 60.0833 | 0.26949 | 0.58051 | 0.96339 | 0.55263 | 60.0833 | 0.90738 | 0.66171 | 0.96278 | 0.8849
| 60.125 | 0.26908 | 0.58503 | 0.96371 | 0.55329 | 60.125 | 0.26941 | 0.58463 | 0.96342 | 0.55329 | 60.125 | 0.9088 | 0.65717 | 0.96278 | 0.88485
| 60.1667 | 0.26877 | 0.5905 | 0.9637 | 0.55403 | 60.1667 | 0.26912 | 0.58998 | 0.96341 | 0.55403 | 60.1667 | 0.91022 | 0.65263 | 0.96278 | 0.88481
| 60.2083 | 0.26825 | 0.59719 | 0.9636 | 0.55486 | 60.2083 | 0.26862 | 0.59654 | 0.96334 | 0.55485 | 60.2083 | 0.91164 | 0.64809 | 0.96278 | 0.88476
| 60.25 | 0.26751 | 0.60507 | 0.96363 | 0.55581 | 60.25 | 0.2679 | 0.60432 | 0.96328 | 0.55576 | 60.25 | 0.91306 | 0.64354 | 0.96278 | 0.88471
| 60.2917 | 0.26656 | 0.61418 | 0.9635 | 0.55681 | 60.2917 | 0.26697 | 0.61331 | 0.96314 | 0.55675 | 60.2917 | 0.91436 | 0.639 | 0.96278 | 0.88461
| 60.3333 | 0.26539 | 0.62447 | 0.96357 | 0.55797 | 60.3333 | 0.26583 | 0.62347 | 0.96325 | 0.55791 | 60.3333 | 0.91554 | 0.63446 | 0.96278 | 0.88444
| 60.375 | 0.26402 | 0.63598 | 0.96349 | 0.55917 | 60.375 | 0.26447 | 0.63487 | 0.96312 | 0.55909 | 60.375 | 0.9166 | 0.62992 | 0.96278 | 0.88421
| 60.4167 | 0.26243 | 0.64871 | 0.96335 | 0.56045 | 60.4167 | 0.26291 | 0.64747 | 0.96306 | 0.56039 | 60.4167 | 0.91753 | 0.62538 | 0.96278 | 0.88392
| 60.4583 | 0.26063 | 0.66264 | 0.96322 | 0.56183 | 60.4583 | 0.26113 | 0.66127 | 0.96294 | 0.56176 | 60.4583 | 0.91833 | 0.62084 | 0.96278 | 0.88356
| 60.5 | 0.25862 | 0.67776 | 0.96308 | 0.5633 | 60.5 | 0.25914 | 0.67627 | 0.96287 | 0.56324 | 60.5 | 0.91901 | 0.61629 | 0.96278 | 0.88315
| 60.5417 | 0.25653 | 0.69336 | 0.96303 | 0.56483 | 60.5417 | 0.25705 | 0.69186 | 0.96281 | 0.56477 | 60.5417 | 0.91956 | 0.61175 | 0.96278 | 0.88267
| 60.5833 | 0.25444 | 0.70894 | 0.96298 | 0.56637 | 60.5833 | 0.25496 | 0.70747 | 0.96266 | 0.56628 | 60.5833 | 0.91999 | 0.60721 | 0.96278 | 0.88212
| 60.625 | 0.25234 | 0.72452 | 0.96303 | 0.56793 | 60.625 | 0.25286 | 0.72302 | 0.96283 | 0.56788 | 60.625 | 0.9203 | 0.60267 | 0.96278 | 0.88152
| 60.6667 | 0.25025 | 0.74011 | 0.96297 | 0.56947 | 60.6667 | 0.25077 | 0.73862 | 0.96273 | 0.5694 | 60.6667 | 0.92047 | 0.59813 | 0.96278 | 0.88085
| 60.7083 | 0.24816 | 0.75568 | 0.96303 | 0.57104 | 60.7083 | 0.24868 | 0.75418 | 0.96285 | 0.57098 | 60.7083 | 0.92053 | 0.59358 | 0.96278 | 0.88012
| 60.75 | 0.24607 | 0.77127 | 0.96295 | 0.57256 | 60.75 | 0.24658 | 0.76979 | 0.9627 | 0.57249 | 60.75 | 0.92046 | 0.58904 | 0.96278 | 0.87933
| 60.7917 | 0.24397 | 0.78684 | 0.96304 | 0.57414 | 60.7917 | 0.24449 | 0.78533 | 0.96289 | 0.5741 | 60.7917 | 0.92026 | 0.5845 | 0.96278 | 0.87847
| 60.8333 | 0.24192 | 0.80219 | 0.96292 | 0.57563 | 60.8333 | 0.24242 | 0.80081 | 0.96278 | 0.57561 | 60.8333 | 0.91984 | 0.58053 | 0.96278 | 0.8776
| 60.875 | 0.24009 | 0.81632 | 0.96284 | 0.57704 | 60.875 | 0.24057 | 0.81507 | 0.96267 | 0.57702 | 60.875 | 0.91907 | 0.57779 | 0.96278 | 0.87676
| 60.9167 | 0.23847 | 0.8292 | 0.96285 | 0.57839 | 60.9167 | 0.23893 | 0.82805 | 0.9628 | 0.57841 | 60.9167 | 0.91797 | 0.57627 | 0.96278 | 0.87596
| 60.9583 | 0.23707 | 0.84088 | 0.96273 | 0.57959 | 60.9583 | 0.2375 | 0.83985 | 0.96273 | 0.57964 | 60.9583 | 0.91653 | 0.57597 | 0.96278 | 0.87518
| 61 | 0.23589 | 0.8513 | 0.96284 | 0.58077 | 61 | 0.2363 | 0.8504 | 0.96278 | 0.58081 | 61 | 0.91474 | 0.5769 | 0.96278 | 0.87445
| 61.0417 | 0.23491 | 0.86054 | 0.96274 | 0.58179 | 61.0417 | 0.2353 | 0.85976 | 0.96272 | 0.58185 | 61.0417 | 0.91262 | 0.57904 | 0.96278 | 0.87374
| 61.0833 | 0.23416 | 0.86854 | 0.96279 | 0.58276 | 61.0833 | 0.23452 | 0.86787 | 0.96279 | 0.58284 | 61.0833 | 0.91015 | 0.5824 | 0.96278 | 0.87307
| 61.125 | 0.23361 | 0.87533 | 0.96277 | 0.58362 | 61.125 | 0.23396 | 0.87479 | 0.96276 | 0.5837 | 61.125 | 0.90744 | 0.58696 | 0.96281 | 0.87248
| 61.1667 | 0.23328 | 0.88091 | 0.96277 | 0.58438 | 61.1667 | 0.23361 | 0.88048 | 0.96277 | 0.58447 | 61.1667 | 0.90451 | 0.59275 | 0.9628 | 0.87198
| 61.2083 | 0.23317 | 0.88527 | 0.96277 | 0.58505 | 61.2083 | 0.23347 | 0.88497 | 0.96277 | 0.58515 | 61.2083 | 0.90137 | 0.59975 | 0.9628 | 0.87158
| 61.25 | 0.23327 | 0.88843 | 0.96277 | 0.58563 | 61.25 | 0.23355 | 0.88824 | 0.96277 | 0.58574 | 61.25 | 0.89802 | 0.60795 | 0.9628 | 0.87127
| 61.2917 | 0.23357 | 0.89038 | 0.96277 | 0.58611 | 61.2917 | 0.23384 | 0.89031 | 0.96277 | 0.58623 | 61.2917 | 0.89456 | 0.61736 | 0.9628 | 0.87111
| 61.3333 | 0.2341 | 0.89112 | 0.96277 | 0.58649 | 61.3333 | 0.23434 | 0.89118 | 0.96277 | 0.58662 | 61.3333 | 0.89102 | 0.62798 | 0.9628 | 0.87111
| 61.375 | 0.23483 | 0.89066 | 0.96277 | 0.58678 | 61.375 | 0.23505 | 0.89084 | 0.96277 | 0.58692 | 61.375 | 0.8874 | 0.6398 | 0.9628 | 0.87127
| 61.4167 | 0.23578 | 0.889 | 0.96277 | 0.58698 | 61.4167 | 0.23597 | 0.88929 | 0.96277 | 0.58713 | 61.4167 | 0.88368 | 0.65282 | 0.9628 | 0.87158
| 61.4583 | 0.23693 | 0.88613 | 0.96277 | 0.58708 | 61.4583 | 0.23711 | 0.88655 | 0.96277 | 0.58724 | 61.4583 | 0.87988 | 0.66704 | 0.9628 | 0.87205
| 61.5 | 0.2383 | 0.88207 | 0.96277 | 0.58709 | 61.5 | 0.23846 | 0.88261 | 0.96277 | 0.58725 | 61.5 | 0.876 | 0.68247 | 0.9628 | 0.87268
| 61.5417 | 0.23976 | 0.87753 | 0.96278 | 0.58706 | 61.5417 | 0.23991 | 0.87806 | 0.96278 | 0.58722 | 61.5417 | 0.87222 | 0.69801 | 0.9628 | 0.87338
| 61.5833 | 0.24121 | 0.87298 | 0.9628 | 0.58703 | 61.5833 | 0.24136 | 0.87352 | 0.96279 | 0.5872 | 61.5833 | 0.86857 | 0.71355 | 0.9628 | 0.87414
| 61.625 | 0.24266 | 0.86843 | 0.96282 | 0.58701 | 61.625 | 0.24281 | 0.86897 | 0.96282 | 0.58718 | 61.625 | 0.86504 | 0.72909 | 0.9628 | 0.87497
| 61.6667 | 0.24411 | 0.86389 | 0.96284 | 0.58698 | 61.6667 | 0.24427 | 0.86443 | 0.96283 | 0.58715 | 61.6667 | 0.86163 | 0.74463 | 0.9628 | 0.87585
| 61.7083 | 0.24556 | 0.85934 | 0.96288 | 0.58696 | 61.7083 | 0.24572 | 0.85988 | 0.96288 | 0.58713 | 61.7083 | 0.85835 | 0.76017 | 0.96281 | 0.87681
| 61.75 | 0.24702 | 0.8548 | 0.96287 | 0.58693 | 61.75 | 0.24717 | 0.85534 | 0.96286 | 0.5871 | 61.75 | 0.8552 | 0.77571 | 0.9628 | 0.87782
| 61.7917 | 0.24847 | 0.85024 | 0.96297 | 0.58693 | 61.7917 | 0.24862 | 0.85078 | 0.96299 | 0.5871 | 61.7917 | 0.85217 | 0.79125 | 0.96281 | 0.8789
| 61.8333 | 0.24992 | 0.84572 | 0.96289 | 0.58687 | 61.8333 | 0.25007 | 0.84626 | 0.96284 | 0.58703 | 61.8333 | 0.84937 | 0.80622 | 0.9628 | 0.87999
| 61.875 | 0.25137 | 0.84116 | 0.96299 | 0.58687 | 61.875 | 0.25152 | 0.84171 | 0.96292 | 0.58702 | 61.875 | 0.84691 | 0.81995 | 0.96281 | 0.88105
| 61.9167 | 0.25282 | 0.83659 | 0.96314 | 0.58689 | 61.9167 | 0.25298 | 0.83715 | 0.96301 | 0.58702 | 61.9167 | 0.8448 | 0.83247 | 0.96279 | 0.88207
| 61.9583 | 0.25427 | 0.83208 | 0.96297 | 0.58681 | 61.9583 | 0.25443 | 0.83263 | 0.9629 | 0.58695 | 61.9583 | 0.84302 | 0.84377 | 0.96281 | 0.88307
| 62 | 0.25572 | 0.82751 | 0.96311 | 0.58682 | 62 | 0.25588 | 0.82806 | 0.96303 | 0.58696 | 62 | 0.84158 | 0.85384 | 0.96279 | 0.88403
| 62.0417 | 0.25717 | 0.823 | 0.96295 | 0.58674 | 62.0417 | 0.25733 | 0.82355 | 0.96289 | 0.58688 | 62.0417 | 0.84048 | 0.8627 | 0.96282 | 0.88496
| 62.0833 | 0.25862 | 0.81844 | 0.96302 | 0.58673 | 62.0833 | 0.25878 | 0.81899 | 0.96296 | 0.58687 | 62.0833 | 0.83973 | 0.87034 | 0.96279 | 0.88585
| 62.125 | 0.26008 | 0.81391 | 0.963 | 0.58669 | 62.125 | 0.26023 | 0.81445 | 0.96294 | 0.58684 | 62.125 | 0.83922 | 0.87677 | 0.96276 | 0.88666
| 62.1667 | 0.26153 | 0.80936 | 0.96301 | 0.58666 | 62.1667 | 0.26168 | 0.80991 | 0.96295 | 0.58681 | 62.1667 | 0.83893 | 0.88198 | 0.96277 | 0.88738
| 62.2083 | 0.26298 | 0.80481 | 0.96305 | 0.58664 | 62.2083 | 0.26313 | 0.80536 | 0.96298 | 0.58678 | 62.2083 | 0.83885 | 0.88599 | 0.96277 | 0.88801
| 62.25 | 0.26443 | 0.80027 | 0.96303 | 0.5866 | 62.25 | 0.26458 | 0.80083 | 0.96296 | 0.58675 | 62.25 | 0.83898 | 0.88878 | 0.96277 | 0.88854
| 62.2917 | 0.26588 | 0.79573 | 0.96305 | 0.58658 | 62.2917 | 0.26603 | 0.79628 | 0.96297 | 0.58672 | 62.2917 | 0.83933 | 0.89037 | 0.96277 | 0.88898
| 62.3333 | 0.26733 | 0.79119 | 0.96303 | 0.58654 | 62.3333 | 0.26748 | 0.79174 | 0.96296 | 0.58668 | 62.3333 | 0.83989 | 0.89075 | 0.96277 | 0.88933
| 62.375 | 0.26878 | 0.78665 | 0.96305 | 0.58651 | 62.375 | 0.26893 | 0.7872 | 0.96298 | 0.58666 | 62.375 | 0.84066 | 0.88993 | 0.96277 | 0.88957
| 62.4167 | 0.27023 | 0.78211 | 0.96302 | 0.58647 | 62.4167 | 0.27038 | 0.78266 | 0.96295 | 0.58662 | 62.4167 | 0.84164 | 0.8879 | 0.96277 | 0.88973
| 62.4583 | 0.27168 | 0.77756 | 0.96306 | 0.58645 | 62.4583 | 0.27183 | 0.77812 | 0.96298 | 0.58659 | 62.4583 | 0.84284 | 0.88468 | 0.96277 | 0.88979
| 62.5 | 0.27313 | 0.77303 | 0.96301 | 0.58641 | 62.5 | 0.27328 | 0.77358 | 0.96295 | 0.58655 | 62.5 | 0.84424 | 0.88026 | 0.96277 | 0.88975
| 62.5417 | 0.27457 | 0.76848 | 0.96306 | 0.58639 | 62.5417 | 0.27473 | 0.76903 | 0.96297 | 0.58653 | 62.5417 | 0.84567 | 0.87572 | 0.96277 | 0.88971
| 62.5833 | 0.27602 | 0.76395 | 0.96298 | 0.58633 | 62.5833 | 0.27618 | 0.7645 | 0.96292 | 0.58648 | 62.5833 | 0.84709 | 0.87117 | 0.96277 | 0.88966
| 62.625 | 0.27747 | 0.7594 | 0.96303 | 0.58631 | 62.625 | 0.27763 | 0.75996 | 0.96293 | 0.58645 | 62.625 | 0.84852 | 0.86663 | 0.96277 | 0.88962
| 62.6667 | 0.27892 | 0.75488 | 0.96293 | 0.58625 | 62.6667 | 0.27907 | 0.75543 | 0.96287 | 0.5864 | 62.6667 | 0.84994 | 0.86209 | 0.96277 | 0.88958
| 62.7083 | 0.28037 | 0.75032 | 0.96298 | 0.58623 | 62.7083 | 0.28052 | 0.75088 | 0.96288 | 0.58637 | 62.7083 | 0.85137 | 0.85755 | 0.96277 | 0.88953
| 62.75 | 0.28182 | 0.7458 | 0.96286 | 0.58616 | 62.75 | 0.28197 | 0.74635 | 0.96283 | 0.58632 | 62.75 | 0.85279 | 0.85301 | 0.96277 | 0.88949
| 62.7917 | 0.28326 | 0.74126 | 0.96287 | 0.58613 | 62.7917 | 0.28342 | 0.74182 | 0.96278 | 0.58627 | 62.7917 | 0.85422 | 0.84847 | 0.96276 | 0.88944
| 62.8333 | 0.28471 | 0.73673 | 0.96281 | 0.58608 | 62.8333 | 0.28487 | 0.73727 | 0.96282 | 0.58625 | 62.8333 | 0.85564 | 0.84392 | 0.96277 | 0.8894
| 62.875 | 0.28616 | 0.73219 | 0.9628 | 0.58604 | 62.875 | 0.28631 | 0.73272 | 0.96286 | 0.58623 | 62.875 | 0.85706 | 0.83938 | 0.96276 | 0.88935
| 62.9167 | 0.28761 | 0.72769 | 0.96253 | 0.58593 | 62.9167 | 0.28776 | 0.72822 | 0.96263 | 0.58613 | 62.9167 | 0.85849 | 0.83484 | 0.96278 | 0.88931
| 62.9583 | 0.28905 | 0.7231 | 0.96281 | 0.58598 | 62.9583 | 0.28921 | 0.72365 | 0.96281 | 0.58615 | 62.9583 | 0.85991 | 0.8303 | 0.96276 | 0.88926
| 63 | 0.2905 | 0.71861 | 0.96254 | 0.58586 | 63 | 0.29065 | 0.71914 | 0.96259 | 0.58605 | 63 | 0.86134 | 0.82576 | 0.96278 | 0.88922
| 63.0417 | 0.29195 | 0.71402 | 0.96277 | 0.5859 | 63.0417 | 0.2921 | 0.71456 | 0.96283 | 0.58609 | 63.0417 | 0.86276 | 0.82122 | 0.96276 | 0.88917
| 63.0833 | 0.29339 | 0.70951 | 0.9626 | 0.58582 | 63.0833 | 0.29355 | 0.71005 | 0.96264 | 0.586 | 63.0833 | 0.86418 | 0.81667 | 0.96278 | 0.88913
| 63.125 | 0.29484 | 0.70496 | 0.96265 | 0.5858 | 63.125 | 0.29499 | 0.7055 | 0.9627 | 0.58598 | 63.125 | 0.86561 | 0.81213 | 0.96277 | 0.88908
| 63.1667 | 0.29629 | 0.70042 | 0.96264 | 0.58576 | 63.1667 | 0.29644 | 0.70096 | 0.96268 | 0.58594 | 63.1667 | 0.86703 | 0.80759 | 0.96278 | 0.88904
| 63.2083 | 0.29773 | 0.69589 | 0.96259 | 0.58571 | 63.2083 | 0.29789 | 0.69642 | 0.96265 | 0.5859 | 63.2083 | 0.86845 | 0.80305 | 0.96277 | 0.88899
| 63.25 | 0.29918 | 0.69134 | 0.96261 | 0.58568 | 63.25 | 0.29933 | 0.69188 | 0.96267 | 0.58587 | 63.25 | 0.86988 | 0.79851 | 0.96278 | 0.88895
| 63.2917 | 0.30062 | 0.6868 | 0.9626 | 0.58564 | 63.2917 | 0.30078 | 0.68734 | 0.96266 | 0.58583 | 63.2917 | 0.8713 | 0.79397 | 0.96278 | 0.8889
| 63.3333 | 0.30207 | 0.68226 | 0.96262 | 0.58562 | 63.3333 | 0.30222 | 0.68279 | 0.96267 | 0.5858 | 63.3333 | 0.87272 | 0.78942 | 0.96278 | 0.88886
| 63.375 | 0.30351 | 0.67772 | 0.96259 | 0.58557 | 63.375 | 0.30367 | 0.67826 | 0.96265 | 0.58576 | 63.375 | 0.87414 | 0.78488 | 0.96278 | 0.88881
| 63.4167 | 0.30496 | 0.67317 | 0.96262 | 0.58555 | 63.4167 | 0.30511 | 0.67371 | 0.96267 | 0.58573 | 63.4167 | 0.87556 | 0.78034 | 0.96278 | 0.88876
| 63.4583 | 0.3064 | 0.66864 | 0.96259 | 0.5855 | 63.4583 | 0.30656 | 0.66917 | 0.96265 | 0.58569 | 63.4583 | 0.87699 | 0.7758 | 0.96277 | 0.88872
| 63.5 | 0.30785 | 0.66409 | 0.96263 | 0.58548 | 63.5 | 0.308 | 0.66463 | 0.96267 | 0.58566 | 63.5 | 0.87841 | 0.77126 | 0.96278 | 0.88867
| 63.5417 | 0.30929 | 0.65956 | 0.96258 | 0.58543 | 63.5417 | 0.30944 | 0.66009 | 0.96265 | 0.58562 | 63.5417 | 0.87983 | 0.76672 | 0.96277 | 0.88863
| 63.5833 | 0.31074 | 0.655 | 0.96264 | 0.58541 | 63.5833 | 0.31089 | 0.65554 | 0.96268 | 0.58559 | 63.5833 | 0.88125 | 0.76217 | 0.96278 | 0.88858
| 63.625 | 0.31218 | 0.65047 | 0.96257 | 0.58536 | 63.625 | 0.31233 | 0.65101 | 0.96264 | 0.58555 | 63.625 | 0.88267 | 0.75763 | 0.96277 | 0.88853
| 63.6667 | 0.31362 | 0.64592 | 0.96265 | 0.58535 | 63.6667 | 0.31378 | 0.64646 | 0.96269 | 0.58553 | 63.6667 | 0.88409 | 0.75309 | 0.96278 | 0.88849
| 63.7083 | 0.31507 | 0.64139 | 0.96256 | 0.58528 | 63.7083 | 0.31522 | 0.64193 | 0.96263 | 0.58547 | 63.7083 | 0.88552 | 0.74855 | 0.96277 | 0.88844
| 63.75 | 0.31651 | 0.63683 | 0.96268 | 0.58529 | 63.75 | 0.31666 | 0.63737 | 0.9627 | 0.58546 | 63.75 | 0.88694 | 0.74401 | 0.96278 | 0.88839
| 63.7917 | 0.31795 | 0.6323 | 0.96258 | 0.58522 | 63.7917 | 0.31811 | 0.63284 | 0.96262 | 0.5854 | 63.7917 | 0.88836 | 0.73947 | 0.96277 | 0.88835
| 63.8333 | 0.3194 | 0.62773 | 0.96271 | 0.58522 | 63.8333 | 0.31955 | 0.62828 | 0.96272 | 0.5854 | 63.8333 | 0.88978 | 0.73492 | 0.96278 | 0.8883
| 63.875 | 0.32084 | 0.6232 | 0.96263 | 0.58516 | 63.875 | 0.32099 | 0.62376 | 0.96262 | 0.58533 | 63.875 | 0.8912 | 0.73038 | 0.96277 | 0.88825
| 63.9167 | 0.32228 | 0.61864 | 0.96274 | 0.58516 | 63.9167 | 0.32244 | 0.61919 | 0.96275 | 0.58533 | 63.9167 | 0.89262 | 0.72584 | 0.96278 | 0.88821
| 63.9583 | 0.32373 | 0.61411 | 0.96264 | 0.58509 | 63.9583 | 0.32388 | 0.61465 | 0.96268 | 0.58528 | 63.9583 | 0.89404 | 0.7213 | 0.96277 | 0.88816
| 64 | 0.32517 | 0.60954 | 0.96276 | 0.5851 | 64 | 0.32532 | 0.61009 | 0.96277 | 0.58526 | 64 | 0.89546 | 0.71676 | 0.96278 | 0.88811
| 64.0417 | 0.32661 | 0.60501 | 0.9627 | 0.58504 | 64.0417 | 0.32676 | 0.60557 | 0.96268 | 0.5852 | 64.0417 | 0.89688 | 0.71222 | 0.96277 | 0.88807
| 64.0833 | 0.32805 | 0.60045 | 0.96279 | 0.58503 | 64.0833 | 0.3282 | 0.601 | 0.96279 | 0.5852 | 64.0833 | 0.8983 | 0.70767 | 0.96278 | 0.88802
| 64.125 | 0.32949 | 0.59591 | 0.96276 | 0.58499 | 64.125 | 0.32965 | 0.59646 | 0.96276 | 0.58515 | 64.125 | 0.89972 | 0.70313 | 0.96278 | 0.88797
| 64.1667 | 0.33094 | 0.59136 | 0.96277 | 0.58495 | 64.1667 | 0.33109 | 0.59192 | 0.96277 | 0.58512 | 64.1667 | 0.90113 | 0.69859 | 0.96278 | 0.88792
| 64.2083 | 0.33238 | 0.58682 | 0.96277 | 0.58491 | 64.2083 | 0.33253 | 0.58737 | 0.96276 | 0.58508 | 64.2083 | 0.90255 | 0.69405 | 0.96278 | 0.88788
| 64.25 | 0.33382 | 0.58228 | 0.96277 | 0.58488 | 64.25 | 0.33397 | 0.58283 | 0.96276 | 0.58505 | 64.25 | 0.90397 | 0.68951 | 0.96278 | 0.88783
| 64.2917 | 0.33526 | 0.57773 | 0.96277 | 0.58484 | 64.2917 | 0.33541 | 0.57828 | 0.96276 | 0.58501 | 64.2917 | 0.90539 | 0.68497 | 0.96278 | 0.88778
| 64.3333 | 0.3367 | 0.57319 | 0.96277 | 0.5848 | 64.3333 | 0.33685 | 0.57374 | 0.96276 | 0.58497 | 64.3333 | 0.90681 | 0.68043 | 0.96278 | 0.88773
| 64.375 | 0.33814 | 0.56864 | 0.96277 | 0.58477 | 64.375 | 0.33829 | 0.56919 | 0.96276 | 0.58493 | 64.375 | 0.90823 | 0.67588 | 0.96278 | 0.88769
| 64.4167 | 0.33941 | 0.56508 | 0.96277 | 0.58481 | 64.4167 | 0.33958 | 0.56551 | 0.96277 | 0.58497 | 64.4167 | 0.90965 | 0.67134 | 0.96278 | 0.88764
| 64.4583 | 0.34046 | 0.56274 | 0.96277 | 0.58494 | 64.4583 | 0.34066 | 0.56305 | 0.96276 | 0.58509 | 64.4583 | 0.91106 | 0.6668 | 0.96278 | 0.88759
| 64.5 | 0.3413 | 0.56162 | 0.96277 | 0.58518 | 64.5 | 0.34151 | 0.56181 | 0.96277 | 0.58531 | 64.5 | 0.91248 | 0.66226 | 0.96278 | 0.88754
| 64.5417 | 0.34192 | 0.56173 | 0.96277 | 0.5855 | 64.5417 | 0.34216 | 0.5618 | 0.96276 | 0.58563 | 64.5417 | 0.9139 | 0.65772 | 0.96278 | 0.88749
| 64.5833 | 0.34232 | 0.56306 | 0.96277 | 0.58593 | 64.5833 | 0.34258 | 0.563 | 0.96277 | 0.58605 | 64.5833 | 0.91532 | 0.65318 | 0.96278 | 0.88745
| 64.625 | 0.34252 | 0.5656 | 0.96277 | 0.58645 | 64.625 | 0.3428 | 0.56543 | 0.96276 | 0.58656 | 64.625 | 0.91673 | 0.64863 | 0.96278 | 0.8874
| 64.6667 | 0.34249 | 0.56936 | 0.96277 | 0.58706 | 64.6667 | 0.3428 | 0.56906 | 0.96277 | 0.58716 | 64.6667 | 0.91805 | 0.64409 | 0.96277 | 0.8873
| 64.7083 | 0.34226 | 0.57434 | 0.96277 | 0.58777 | 64.7083 | 0.34258 | 0.57392 | 0.96276 | 0.58786 | 64.7083 | 0.91924 | 0.63955 | 0.96277 | 0.88714
| 64.75 | 0.3418 | 0.58053 | 0.96277 | 0.58858 | 64.75 | 0.34215 | 0.57999 | 0.96277 | 0.58866 | 64.75 | 0.92031 | 0.63501 | 0.96277 | 0.88691
| 64.7917 | 0.34114 | 0.58793 | 0.96276 | 0.58948 | 64.7917 | 0.34151 | 0.58727 | 0.96276 | 0.58955 | 64.7917 | 0.92125 | 0.63047 | 0.96276 | 0.88662
| 64.8333 | 0.34026 | 0.59655 | 0.96278 | 0.59048 | 64.8333 | 0.34065 | 0.59576 | 0.96277 | 0.59054 | 64.8333 | 0.92207 | 0.62592 | 0.96276 | 0.88627
| 64.875 | 0.33917 | 0.60637 | 0.96276 | 0.59157 | 64.875 | 0.33958 | 0.60547 | 0.96276 | 0.59162 | 64.875 | 0.92276 | 0.62138 | 0.96275 | 0.88586
| 64.9167 | 0.33787 | 0.6174 | 0.96278 | 0.59276 | 64.9167 | 0.3383 | 0.61637 | 0.96278 | 0.5928 | 64.9167 | 0.92333 | 0.61684 | 0.96275 | 0.88539
| 64.9583 | 0.33635 | 0.62964 | 0.96276 | 0.59404 | 64.9583 | 0.3368 | 0.62849 | 0.96276 | 0.59407 | 64.9583 | 0.92377 | 0.6123 | 0.96275 | 0.88485
| 65 | 0.33463 | 0.64307 | 0.96278 | 0.59542 | 65 | 0.3351 | 0.6418 | 0.96278 | 0.59544 | 65 | 0.92408 | 0.60776 | 0.96274 | 0.88425
| 65.0417 | 0.33269 | 0.65771 | 0.96276 | 0.59688 | 65.0417 | 0.33318 | 0.65633 | 0.96275 | 0.5969 | 65.0417 | 0.92427 | 0.60321 | 0.96274 | 0.88358
| 65.0833 | 0.33054 | 0.67354 | 0.96279 | 0.59845 | 65.0833 | 0.33105 | 0.67204 | 0.96279 | 0.59846 | 65.0833 | 0.92434 | 0.59867 | 0.96274 | 0.88286
| 65.125 | 0.3283 | 0.68985 | 0.96283 | 0.60007 | 65.125 | 0.32882 | 0.68835 | 0.96284 | 0.60008 | 65.125 | 0.92428 | 0.59413 | 0.96274 | 0.88207
| 65.1667 | 0.32607 | 0.70617 | 0.96281 | 0.60167 | 65.1667 | 0.32658 | 0.70467 | 0.96282 | 0.60168 | 65.1667 | 0.92409 | 0.58959 | 0.96274 | 0.88122
| 65.2083 | 0.32383 | 0.72249 | 0.96282 | 0.60327 | 65.2083 | 0.32435 | 0.72098 | 0.96283 | 0.60328 | 65.2083 | 0.92379 | 0.58505 | 0.96274 | 0.88031
| 65.25 | 0.3216 | 0.7388 | 0.96282 | 0.60487 | 65.25 | 0.32212 | 0.7373 | 0.96283 | 0.60488 | 65.25 | 0.92335 | 0.5805 | 0.96274 | 0.87934
| 65.2917 | 0.31937 | 0.75512 | 0.96282 | 0.60648 | 65.2917 | 0.31988 | 0.75361 | 0.96283 | 0.60649 | 65.2917 | 0.92279 | 0.57596 | 0.96274 | 0.8783
| 65.3333 | 0.31713 | 0.77143 | 0.96282 | 0.60808 | 65.3333 | 0.31765 | 0.76993 | 0.96283 | 0.60809 | 65.3333 | 0.92211 | 0.57142 | 0.96274 | 0.8772
| 65.375 | 0.3149 | 0.78775 | 0.96282 | 0.60968 | 65.375 | 0.31542 | 0.78625 | 0.96283 | 0.60969 | 65.375 | 0.9213 | 0.56688 | 0.96274 | 0.87604
| 65.4167 | 0.31284 | 0.80309 | 0.96281 | 0.61121 | 65.4167 | 0.31333 | 0.80171 | 0.96283 | 0.61123 | 65.4167 | 0.92015 | 0.56356 | 0.96274 | 0.87491
| 65.4583 | 0.311 | 0.81719 | 0.96282 | 0.61264 | 65.4583 | 0.31147 | 0.81594 | 0.96283 | 0.61267 | 65.4583 | 0.91866 | 0.56147 | 0.96274 | 0.87382
| 65.5 | 0.30937 | 0.83008 | 0.96281 | 0.61397 | 65.5 | 0.30982 | 0.82895 | 0.96282 | 0.61401 | 65.5 | 0.91682 | 0.5606 | 0.96274 | 0.87276
| 65.5417 | 0.30796 | 0.84175 | 0.96282 | 0.61521 | 65.5417 | 0.30838 | 0.84073 | 0.96283 | 0.61526 | 65.5417 | 0.91465 | 0.56096 | 0.96274 | 0.87173
| 65.5833 | 0.30676 | 0.85219 | 0.96281 | 0.61635 | 65.5833 | 0.30716 | 0.8513 | 0.96282 | 0.61641 | 65.5833 | 0.91214 | 0.56253 | 0.96274 | 0.87074
| 65.625 | 0.30577 | 0.86142 | 0.96282 | 0.6174 | 65.625 | 0.30616 | 0.86065 | 0.96283 | 0.61746 | 65.625 | 0.90929 | 0.56532 | 0.96274 | 0.86978
| 65.6667 | 0.305 | 0.86943 | 0.96281 | 0.61834 | 65.6667 | 0.30537 | 0.86878 | 0.96282 | 0.61842 | 65.6667 | 0.9063 | 0.56933 | 0.96274 | 0.86895
| 65.7083 | 0.30445 | 0.87622 | 0.96282 | 0.6192 | 65.7083 | 0.30479 | 0.8757 | 0.96283 | 0.61929 | 65.7083 | 0.90322 | 0.57455 | 0.96275 | 0.86828
| 65.75 | 0.30411 | 0.88181 | 0.96281 | 0.61996 | 65.75 | 0.30443 | 0.8814 | 0.96282 | 0.62005 | 65.75 | 0.90005 | 0.58099 | 0.96275 | 0.86777
| 65.7917 | 0.30398 | 0.88618 | 0.96282 | 0.62063 | 65.7917 | 0.30428 | 0.88589 | 0.96283 | 0.62073 | 65.7917 | 0.8968 | 0.58863 | 0.96275 | 0.86742
| 65.8333 | 0.30407 | 0.88934 | 0.9628 | 0.62119 | 65.8333 | 0.30434 | 0.88918 | 0.96281 | 0.62131 | 65.8333 | 0.89345 | 0.59749 | 0.96276 | 0.86723
| 65.875 | 0.30436 | 0.89129 | 0.96282 | 0.62167 | 65.875 | 0.30462 | 0.89125 | 0.96284 | 0.6218 | 65.875 | 0.89002 | 0.60755 | 0.96276 | 0.86719
| 65.9167 | 0.30488 | 0.89204 | 0.9628 | 0.62204 | 65.9167 | 0.30511 | 0.89212 | 0.96281 | 0.62218 | 65.9167 | 0.88651 | 0.61883 | 0.96277 | 0.86731
| 65.9583 | 0.3056 | 0.89157 | 0.96283 | 0.62234 | 65.9583 | 0.30581 | 0.89177 | 0.96284 | 0.62248 | 65.9583 | 0.8829 | 0.6313 | 0.96277 | 0.86759
| 66 | 0.30653 | 0.88992 | 0.9628 | 0.62252 | 66 | 0.30673 | 0.89024 | 0.9628 | 0.62267 | 66 | 0.87921 | 0.64498 | 0.96277 | 0.86803
| 66.0417 | 0.30768 | 0.88705 | 0.96283 | 0.62262 | 66.0417 | 0.30785 | 0.88748 | 0.96285 | 0.62279 | 66.0417 | 0.87544 | 0.65986 | 0.96278 | 0.86862
| 66.0833 | 0.30904 | 0.88299 | 0.96279 | 0.62261 | 66.0833 | 0.30919 | 0.88355 | 0.96279 | 0.62278 | 66.0833 | 0.87157 | 0.67594 | 0.96278 | 0.86937
| 66.125 | 0.31048 | 0.87846 | 0.96275 | 0.62257 | 66.125 | 0.31063 | 0.87902 | 0.96275 | 0.62273 | 66.125 | 0.86777 | 0.69237 | 0.96281 | 0.87022
| 66.1667 | 0.31192 | 0.87391 | 0.96276 | 0.62253 | 66.1667 | 0.31207 | 0.87448 | 0.96276 | 0.6227 | 66.1667 | 0.8641 | 0.70881 | 0.9628 | 0.87112
| 66.2083 | 0.31336 | 0.86937 | 0.96276 | 0.6225 | 66.2083 | 0.31351 | 0.86993 | 0.96276 | 0.62266 | 66.2083 | 0.86055 | 0.72524 | 0.96281 | 0.87208
| 66.25 | 0.3148 | 0.86483 | 0.96276 | 0.62246 | 66.25 | 0.31495 | 0.86539 | 0.96276 | 0.62263 | 66.25 | 0.85713 | 0.74168 | 0.9628 | 0.87311
| 66.2917 | 0.31624 | 0.86029 | 0.96276 | 0.62242 | 66.2917 | 0.3164 | 0.86085 | 0.96276 | 0.62259 | 66.2917 | 0.85383 | 0.75812 | 0.96281 | 0.8742
| 66.3333 | 0.31768 | 0.85575 | 0.96276 | 0.62239 | 66.3333 | 0.31784 | 0.85631 | 0.96276 | 0.62256 | 66.3333 | 0.85066 | 0.77456 | 0.9628 | 0.87536
| 66.375 | 0.31913 | 0.85121 | 0.96276 | 0.62235 | 66.375 | 0.31928 | 0.85177 | 0.96276 | 0.62252 | 66.375 | 0.84761 | 0.79099 | 0.96281 | 0.87657
| 66.4167 | 0.32057 | 0.84666 | 0.96276 | 0.62231 | 66.4167 | 0.32072 | 0.84723 | 0.96276 | 0.62248 | 66.4167 | 0.8449 | 0.8062 | 0.9628 | 0.87775
| 66.4583 | 0.32201 | 0.84212 | 0.96276 | 0.62228 | 66.4583 | 0.32216 | 0.84269 | 0.96276 | 0.62245 | 66.4583 | 0.84254 | 0.82019 | 0.96281 | 0.8789
| 66.5 | 0.32345 | 0.83758 | 0.96276 | 0.62224 | 66.5 | 0.3236 | 0.83814 | 0.96276 | 0.62241 | 66.5 | 0.84051 | 0.83295 | 0.9628 | 0.88002
| 66.5417 | 0.32489 | 0.83304 | 0.96276 | 0.6222 | 66.5417 | 0.32504 | 0.8336 | 0.96275 | 0.62237 | 66.5417 | 0.83883 | 0.84449 | 0.96281 | 0.8811
| 66.5833 | 0.32633 | 0.8285 | 0.96277 | 0.62217 | 66.5833 | 0.32648 | 0.82906 | 0.96276 | 0.62234 | 66.5833 | 0.83749 | 0.85481 | 0.9628 | 0.88215
| 66.625 | 0.32777 | 0.82396 | 0.96276 | 0.62213 | 66.625 | 0.32792 | 0.82452 | 0.96275 | 0.6223 | 66.625 | 0.83649 | 0.86392 | 0.96281 | 0.88317
| 66.6667 | 0.32921 | 0.81941 | 0.96277 | 0.62209 | 66.6667 | 0.32936 | 0.81998 | 0.96276 | 0.62226 | 66.6667 | 0.83572 | 0.8718 | 0.9628 | 0.8841
| 66.7083 | 0.33065 | 0.81487 | 0.96276 | 0.62205 | 66.7083 | 0.3308 | 0.81544 | 0.96275 | 0.62222 | 66.7083 | 0.83517 | 0.87848 | 0.96281 | 0.88494
| 66.75 | 0.33208 | 0.81033 | 0.96277 | 0.62202 | 66.75 | 0.33224 | 0.81089 | 0.96276 | 0.62219 | 66.75 | 0.83484 | 0.88394 | 0.9628 | 0.88568
| 66.7917 | 0.33352 | 0.80579 | 0.96276 | 0.62198 | 66.7917 | 0.33367 | 0.80635 | 0.96275 | 0.62215 | 66.7917 | 0.83472 | 0.88819 | 0.96281 | 0.88633
| 66.8333 | 0.33496 | 0.80125 | 0.96277 | 0.62195 | 66.8333 | 0.33511 | 0.80181 | 0.96277 | 0.62211 | 66.8333 | 0.83481 | 0.89123 | 0.9628 | 0.88687
| 66.875 | 0.3364 | 0.79671 | 0.96275 | 0.6219 | 66.875 | 0.33655 | 0.79727 | 0.96275 | 0.62207 | 66.875 | 0.83511 | 0.89306 | 0.96281 | 0.88734
| 66.9167 | 0.33784 | 0.79216 | 0.96277 | 0.62187 | 66.9167 | 0.33799 | 0.79273 | 0.96277 | 0.62204 | 66.9167 | 0.83563 | 0.89368 | 0.96279 | 0.88769
| 66.9583 | 0.33928 | 0.78763 | 0.96275 | 0.62183 | 66.9583 | 0.33943 | 0.78819 | 0.96274 | 0.62199 | 66.9583 | 0.83636 | 0.8931 | 0.96281 | 0.88797
| 67 | 0.34072 | 0.78308 | 0.96278 | 0.6218 | 67 | 0.34087 | 0.78364 | 0.96278 | 0.62197 | 67 | 0.8373 | 0.89132 | 0.96279 | 0.88813
| 67.0417 | 0.34215 | 0.77854 | 0.96275 | 0.62175 | 67.0417 | 0.34231 | 0.77911 | 0.96274 | 0.62192 | 67.0417 | 0.83845 | 0.88833 | 0.96282 | 0.88822
| 67.0833 | 0.34359 | 0.77399 | 0.96278 | 0.62172 | 67.0833 | 0.34374 | 0.77456 | 0.96278 | 0.62189 | 67.0833 | 0.83981 | 0.88415 | 0.96279 | 0.88819
| 67.125 | 0.34503 | 0.76946 | 0.96277 | 0.62168 | 67.125 | 0.34518 | 0.77002 | 0.96277 | 0.62185 | 67.125 | 0.84124 | 0.87962 | 0.96276 | 0.88814
| 67.1667 | 0.34647 | 0.76491 | 0.96277 | 0.62164 | 67.1667 | 0.34662 | 0.76548 | 0.96277 | 0.62181 | 67.1667 | 0.84266 | 0.87507 | 0.96277 | 0.8881
| 67.2083 | 0.3479 | 0.76037 | 0.96277 | 0.62161 | 67.2083 | 0.34806 | 0.76093 | 0.96277 | 0.62177 | 67.2083 | 0.84409 | 0.87053 | 0.96277 | 0.88806
| 67.25 | 0.34934 | 0.75583 | 0.96277 | 0.62157 | 67.25 | 0.34949 | 0.75639 | 0.96277 | 0.62174 | 67.25 | 0.84552 | 0.86599 | 0.96277 | 0.88801
| 67.2917 | 0.35078 | 0.75129 | 0.96277 | 0.62153 | 67.2917 | 0.35093 | 0.75185 | 0.96277 | 0.6217 | 67.2917 | 0.84694 | 0.86145 | 0.96277 | 0.88797
| 67.3333 | 0.35222 | 0.74675 | 0.96277 | 0.62149 | 67.3333 | 0.35237 | 0.74731 | 0.96277 | 0.62166 | 67.3333 | 0.84837 | 0.85691 | 0.96277 | 0.88792
| 67.375 | 0.35365 | 0.74221 | 0.96277 | 0.62145 | 67.375 | 0.3538 | 0.74277 | 0.96277 | 0.62162 | 67.375 | 0.84979 | 0.85237 | 0.96277 | 0.88788
| 67.4167 | 0.35509 | 0.73766 | 0.96277 | 0.62141 | 67.4167 | 0.35524 | 0.73823 | 0.96277 | 0.62158 | 67.4167 | 0.85122 | 0.84782 | 0.96277 | 0.88784
| 67.4583 | 0.35653 | 0.73312 | 0.96277 | 0.62137 | 67.4583 | 0.35668 | 0.73369 | 0.96277 | 0.62154 | 67.4583 | 0.85264 | 0.84328 | 0.96277 | 0.88779
| 67.5 | 0.35796 | 0.72858 | 0.96277 | 0.62134 | 67.5 | 0.35811 | 0.72914 | 0.96277 | 0.6215 | 67.5 | 0.85407 | 0.83874 | 0.96277 | 0.88775
| 67.5417 | 0.3594 | 0.72404 | 0.96277 | 0.6213 | 67.5417 | 0.35955 | 0.7246 | 0.96277 | 0.62146 | 67.5417 | 0.85549 | 0.8342 | 0.96277 | 0.8877
| 67.5833 | 0.36083 | 0.7195 | 0.96277 | 0.62126 | 67.5833 | 0.36098 | 0.72006 | 0.96277 | 0.62143 | 67.5833 | 0.85691 | 0.82966 | 0.96277 | 0.88766
| 67.625 | 0.36227 | 0.71496 | 0.96277 | 0.62122 | 67.625 | 0.36242 | 0.71552 | 0.96277 | 0.62139 | 67.625 | 0.85834 | 0.82512 | 0.96277 | 0.88761
| 67.6667 | 0.3637 | 0.71041 | 0.96277 | 0.62118 | 67.6667 | 0.36386 | 0.71098 | 0.96277 | 0.62135 | 67.6667 | 0.85976 | 0.82058 | 0.96277 | 0.88757
| 67.7083 | 0.36514 | 0.70587 | 0.96277 | 0.62114 | 67.7083 | 0.36529 | 0.70644 | 0.96277 | 0.62131 | 67.7083 | 0.86119 | 0.81603 | 0.96277 | 0.88752
| 67.75 | 0.36658 | 0.70133 | 0.96278 | 0.6211 | 67.75 | 0.36673 | 0.70189 | 0.96277 | 0.62127 | 67.75 | 0.86261 | 0.81149 | 0.96277 | 0.88748
| 67.7917 | 0.36801 | 0.69679 | 0.96277 | 0.62106 | 67.7917 | 0.36816 | 0.69735 | 0.96277 | 0.62123 | 67.7917 | 0.86403 | 0.80695 | 0.96276 | 0.88743
| 67.8333 | 0.36944 | 0.69225 | 0.96278 | 0.62102 | 67.8333 | 0.3696 | 0.69281 | 0.96277 | 0.62119 | 67.8333 | 0.86546 | 0.80241 | 0.96277 | 0.88739
| 67.875 | 0.37088 | 0.68771 | 0.96277 | 0.62098 | 67.875 | 0.37103 | 0.68827 | 0.96277 | 0.62115 | 67.875 | 0.86688 | 0.79787 | 0.96276 | 0.88734
| 67.9167 | 0.37231 | 0.68316 | 0.96278 | 0.62094 | 67.9167 | 0.37247 | 0.68373 | 0.96278 | 0.62111 | 67.9167 | 0.8683 | 0.79332 | 0.96278 | 0.8873
| 67.9583 | 0.37375 | 0.67862 | 0.96277 | 0.6209 | 67.9583 | 0.3739 | 0.67919 | 0.96277 | 0.62107 | 67.9583 | 0.86973 | 0.78879 | 0.96276 | 0.88725
| 68 | 0.37518 | 0.67408 | 0.96278 | 0.62086 | 68 | 0.37533 | 0.67464 | 0.96278 | 0.62103 | 68 | 0.87115 | 0.78424 | 0.96278 | 0.88721
| 68.0417 | 0.37662 | 0.66954 | 0.96277 | 0.62082 | 68.0417 | 0.37677 | 0.6701 | 0.96277 | 0.62099 | 68.0417 | 0.87257 | 0.7797 | 0.96276 | 0.88716
| 68.0833 | 0.37805 | 0.665 | 0.96278 | 0.62078 | 68.0833 | 0.3782 | 0.66556 | 0.96278 | 0.62095 | 68.0833 | 0.87399 | 0.77516 | 0.96278 | 0.88712
| 68.125 | 0.37948 | 0.66046 | 0.96278 | 0.62074 | 68.125 | 0.37964 | 0.66102 | 0.96277 | 0.62091 | 68.125 | 0.87542 | 0.77062 | 0.96277 | 0.88707
| 68.1667 | 0.38092 | 0.65591 | 0.96278 | 0.6207 | 68.1667 | 0.38107 | 0.65648 | 0.96278 | 0.62087 | 68.1667 | 0.87684 | 0.76608 | 0.96278 | 0.88702
| 68.2083 | 0.38235 | 0.65137 | 0.96278 | 0.62066 | 68.2083 | 0.3825 | 0.65194 | 0.96278 | 0.62083 | 68.2083 | 0.87826 | 0.76153 | 0.96277 | 0.88698
| 68.25 | 0.38378 | 0.64683 | 0.96278 | 0.62062 | 68.25 | 0.38394 | 0.6474 | 0.96278 | 0.62079 | 68.25 | 0.87968 | 0.75699 | 0.96278 | 0.88693
| 68.2917 | 0.38522 | 0.64229 | 0.96278 | 0.62058 | 68.2917 | 0.38537 | 0.64285 | 0.96278 | 0.62075 | 68.2917 | 0.8811 | 0.75245 | 0.96278 | 0.88688
| 68.3333 | 0.38665 | 0.63775 | 0.96278 | 0.62054 | 68.3333 | 0.3868 | 0.63831 | 0.96278 | 0.62071 | 68.3333 | 0.88252 | 0.74791 | 0.96278 | 0.88684
| 68.375 | 0.38808 | 0.63321 | 0.96278 | 0.6205 | 68.375 | 0.38823 | 0.63377 | 0.96278 | 0.62067 | 68.375 | 0.88394 | 0.74337 | 0.96278 | 0.88679
| 68.4167 | 0.38952 | 0.62867 | 0.96278 | 0.62046 | 68.4167 | 0.38967 | 0.62923 | 0.96278 | 0.62063 | 68.4167 | 0.88537 | 0.73883 | 0.96278 | 0.88675
| 68.4583 | 0.39095 | 0.62412 | 0.96278 | 0.62042 | 68.4583 | 0.3911 | 0.62469 | 0.96278 | 0.62059 | 68.4583 | 0.88679 | 0.73428 | 0.96277 | 0.8867
| 68.5 | 0.39238 | 0.61958 | 0.96278 | 0.62038 | 68.5 | 0.39253 | 0.62015 | 0.96278 | 0.62055 | 68.5 | 0.88821 | 0.72974 | 0.96278 | 0.88665
| 68.5417 | 0.39381 | 0.61504 | 0.96278 | 0.62034 | 68.5417 | 0.39396 | 0.6156 | 0.96278 | 0.62051 | 68.5417 | 0.88963 | 0.7252 | 0.96277 | 0.88661
| 68.5833 | 0.39524 | 0.6105 | 0.96278 | 0.6203 | 68.5833 | 0.39539 | 0.61106 | 0.96278 | 0.62047 | 68.5833 | 0.89105 | 0.72066 | 0.96278 | 0.88656
| 68.625 | 0.39668 | 0.60595 | 0.96278 | 0.62026 | 68.625 | 0.39683 | 0.60652 | 0.96278 | 0.62042 | 68.625 | 0.89247 | 0.71612 | 0.96277 | 0.88651
| 68.6667 | 0.39811 | 0.60141 | 0.96278 | 0.62021 | 68.6667 | 0.39826 | 0.60198 | 0.96278 | 0.62038 | 68.6667 | 0.89389 | 0.71158 | 0.96278 | 0.88647
| 68.7083 | 0.39954 | 0.59687 | 0.96278 | 0.62017 | 68.7083 | 0.39969 | 0.59744 | 0.96278 | 0.62034 | 68.7083 | 0.89531 | 0.70703 | 0.96277 | 0.88642
| 68.75 | 0.40097 | 0.59233 | 0.96278 | 0.62013 | 68.75 | 0.40112 | 0.59289 | 0.96278 | 0.6203 | 68.75 | 0.89673 | 0.70249 | 0.96278 | 0.88637
| 68.7917 | 0.4024 | 0.58779 | 0.96278 | 0.62009 | 68.7917 | 0.40255 | 0.58835 | 0.96278 | 0.62026 | 68.7917 | 0.89815 | 0.69795 | 0.96277 | 0.88632
| 68.8333 | 0.40383 | 0.58324 | 0.96278 | 0.62005 | 68.8333 | 0.40398 | 0.58381 | 0.96278 | 0.62022 | 68.8333 | 0.89957 | 0.69341 | 0.96278 | 0.88628
| 68.875 | 0.40511 | 0.57956 | 0.96278 | 0.62007 | 68.875 | 0.40528 | 0.58001 | 0.96278 | 0.62023 | 68.875 | 0.90099 | 0.68887 | 0.96277 | 0.88623
| 68.9167 | 0.40617 | 0.5771 | 0.96278 | 0.6202 | 68.9167 | 0.40637 | 0.57743 | 0.96278 | 0.62035 | 68.9167 | 0.9024 | 0.68433 | 0.96278 | 0.88618
| 68.9583 | 0.40702 | 0.57587 | 0.96278 | 0.62041 | 68.9583 | 0.40724 | 0.57607 | 0.96277 | 0.62055 | 68.9583 | 0.90382 | 0.67979 | 0.96277 | 0.88613
| 69 | 0.40765 | 0.57585 | 0.96278 | 0.62073 | 69 | 0.40789 | 0.57593 | 0.96278 | 0.62086 | 69 | 0.90524 | 0.67524 | 0.96278 | 0.88609
| 69.0417 | 0.40807 | 0.57706 | 0.96278 | 0.62114 | 69.0417 | 0.40833 | 0.57702 | 0.96277 | 0.62126 | 69.0417 | 0.90666 | 0.6707 | 0.96277 | 0.88604
| 69.0833 | 0.40827 | 0.57948 | 0.96278 | 0.62164 | 69.0833 | 0.40855 | 0.57932 | 0.96278 | 0.62176 | 69.0833 | 0.90808 | 0.66616 | 0.96278 | 0.88599
| 69.125 | 0.40826 | 0.58312 | 0.96278 | 0.62224 | 69.125 | 0.40856 | 0.58284 | 0.96278 | 0.62235 | 69.125 | 0.9095 | 0.66162 | 0.96278 | 0.88594
| 69.1667 | 0.40804 | 0.58798 | 0.96278 | 0.62294 | 69.1667 | 0.40836 | 0.58757 | 0.96278 | 0.62303 | 69.1667 | 0.91091 | 0.65708 | 0.96278 | 0.8859
| 69.2083 | 0.4076 | 0.59404 | 0.96278 | 0.62373 | 69.2083 | 0.40794 | 0.59352 | 0.96278 | 0.62382 | 69.2083 | 0.91233 | 0.65254 | 0.96278 | 0.88585
| 69.25 | 0.40695 | 0.60132 | 0.96278 | 0.62462 | 69.25 | 0.40731 | 0.60067 | 0.96278 | 0.62469 | 69.25 | 0.91372 | 0.64797 | 0.96289 | 0.88582
| 69.2917 | 0.40608 | 0.6098 | 0.96278 | 0.6256 | 69.2917 | 0.40647 | 0.60904 | 0.96278 | 0.62567 | 69.2917 | 0.91499 | 0.64345 | 0.9628 | 0.88567
| 69.3333 | 0.405 | 0.6195 | 0.96278 | 0.62668 | 69.3333 | 0.40541 | 0.61861 | 0.96278 | 0.62673 | 69.3333 | 0.91613 | 0.63889 | 0.9629 | 0.88552
| 69.375 | 0.40372 | 0.63039 | 0.96278 | 0.62785 | 69.375 | 0.40414 | 0.62938 | 0.96278 | 0.6279 | 69.375 | 0.91715 | 0.63437 | 0.96278 | 0.88523
| 69.4167 | 0.40221 | 0.64249 | 0.96278 | 0.62911 | 69.4167 | 0.40267 | 0.64136 | 0.96278 | 0.62915 | 69.4167 | 0.91804 | 0.6298 | 0.96291 | 0.88496
| 69.4583 | 0.4005 | 0.65579 | 0.96278 | 0.63048 | 69.4583 | 0.40097 | 0.65454 | 0.96278 | 0.6305 | 69.4583 | 0.91881 | 0.62529 | 0.96275 | 0.88454
| 69.5 | 0.39858 | 0.67029 | 0.96278 | 0.63193 | 69.5 | 0.39907 | 0.66892 | 0.96278 | 0.63195 | 69.5 | 0.91945 | 0.62073 | 0.96284 | 0.88413
| 69.5417 | 0.39647 | 0.68586 | 0.96283 | 0.63349 | 69.5417 | 0.39696 | 0.6845 | 0.96278 | 0.63349 | 69.5417 | 0.91997 | 0.61621 | 0.96271 | 0.88359
| 69.5833 | 0.39435 | 0.70145 | 0.96273 | 0.635 | 69.5833 | 0.39484 | 0.70008 | 0.96278 | 0.63503 | 69.5833 | 0.92036 | 0.61164 | 0.96284 | 0.88307
| 69.625 | 0.39224 | 0.71701 | 0.96278 | 0.63655 | 69.625 | 0.39273 | 0.71566 | 0.96278 | 0.63657 | 69.625 | 0.92063 | 0.60713 | 0.96266 | 0.88239
| 69.6667 | 0.39013 | 0.73261 | 0.96265 | 0.63805 | 69.6667 | 0.39062 | 0.73124 | 0.96278 | 0.63811 | 69.6667 | 0.92077 | 0.60257 | 0.96274 | 0.88172
| 69.7083 | 0.38801 | 0.74817 | 0.96273 | 0.63961 | 69.7083 | 0.38851 | 0.74682 | 0.96278 | 0.63965 | 69.7083 | 0.92078 | 0.59805 | 0.9626 | 0.88094
| 69.75 | 0.3859 | 0.76377 | 0.96256 | 0.6411 | 69.75 | 0.38639 | 0.7624 | 0.96278 | 0.64119 | 69.75 | 0.92068 | 0.59349 | 0.96272 | 0.88016
| 69.7917 | 0.38379 | 0.77933 | 0.96264 | 0.64266 | 69.7917 | 0.38428 | 0.77797 | 0.96278 | 0.64273 | 69.7917 | 0.92044 | 0.58898 | 0.96254 | 0.87923
| 69.8333 | 0.38168 | 0.79493 | 0.96246 | 0.64415 | 69.8333 | 0.38217 | 0.79355 | 0.96278 | 0.64427 | 69.8333 | 0.92008 | 0.58442 | 0.96262 | 0.87832
| 69.875 | 0.37972 | 0.80963 | 0.96254 | 0.64564 | 69.875 | 0.38019 | 0.80839 | 0.96278 | 0.64575 | 69.875 | 0.91953 | 0.58023 | 0.96265 | 0.87736
| 69.9167 | 0.37797 | 0.82315 | 0.96237 | 0.64697 | 69.9167 | 0.37842 | 0.82201 | 0.96278 | 0.64714 | 69.9167 | 0.91864 | 0.5773 | 0.96257 | 0.87639
| 69.9583 | 0.37645 | 0.8354 | 0.96245 | 0.64827 | 69.9583 | 0.37687 | 0.83441 | 0.96278 | 0.64843 | 69.9583 | 0.91741 | 0.57556 | 0.96262 | 0.87551
| 70 | 0.37513 | 0.84648 | 0.96228 | 0.64941 | 70 | 0.37554 | 0.84558 | 0.96278 | 0.64963 | 70 | 0.91584 | 0.57508 | 0.96252 | 0.87461

## Fig4 (1st row)
Modified Resilience Index
| System-wide power outage |  |  |  |  | Source-wide power outage |  |  |  |  | Distribution power outage
| Time(days) | West | Central | East | System | Time(days) | West | Central | East | System | Time(days) | West | Central | East | System
| 0 | 0.56899 | 0.7879 | 0.8372 | 0.72433 | 0 | 0.56899 | 0.7879 | 0.83719 | 0.72433 | 0 | 0.56899 | 0.7879 | 0.8372 | 0.72433
| 0.041667 | 0.56899 | 0.7879 | 0.83919 | 0.72505 | 0.041667 | 0.56899 | 0.7879 | 0.83918 | 0.72505 | 0.041667 | 0.56899 | 0.7879 | 0.83919 | 0.72505
| 0.083333 | 0.56899 | 0.78791 | 0.84094 | 0.72569 | 0.083333 | 0.56899 | 0.78791 | 0.84093 | 0.72569 | 0.083333 | 0.56899 | 0.78791 | 0.84094 | 0.72569
| 0.125 | 0.56899 | 0.78792 | 0.84247 | 0.72624 | 0.125 | 0.56899 | 0.78792 | 0.84246 | 0.72624 | 0.125 | 0.56899 | 0.78792 | 0.84247 | 0.72624
| 0.16667 | 0.56899 | 0.78792 | 0.84378 | 0.72672 | 0.16667 | 0.56899 | 0.78792 | 0.84378 | 0.72672 | 0.16667 | 0.56899 | 0.78792 | 0.84378 | 0.72672
| 0.20833 | 0.56615 | 0.78204 | 0.84473 | 0.72444 | 0.20833 | 0.56615 | 0.78204 | 0.84472 | 0.72444 | 0.20833 | 0.56615 | 0.78204 | 0.84473 | 0.72444
| 0.25 | 0.56296 | 0.77659 | 0.84514 | 0.72195 | 0.25 | 0.56296 | 0.77659 | 0.84513 | 0.72195 | 0.25 | 0.56296 | 0.77658 | 0.84514 | 0.72195
| 0.29167 | 0.55608 | 0.76761 | 0.84447 | 0.71676 | 0.29167 | 0.55608 | 0.76761 | 0.84447 | 0.71676 | 0.29167 | 0.55608 | 0.76761 | 0.84447 | 0.71676
| 0.33333 | 0.54456 | 0.75432 | 0.84247 | 0.70821 | 0.33333 | 0.54456 | 0.75432 | 0.84247 | 0.70821 | 0.33333 | 0.54456 | 0.75432 | 0.84247 | 0.70821
| 0.375 | 0.53652 | 0.74432 | 0.84062 | 0.70189 | 0.375 | 0.53652 | 0.74432 | 0.84062 | 0.70189 | 0.375 | 0.53652 | 0.74432 | 0.84062 | 0.70189
| 0.41667 | 0.53235 | 0.7397 | 0.83915 | 0.69857 | 0.41667 | 0.53235 | 0.7397 | 0.83914 | 0.69857 | 0.41667 | 0.53235 | 0.7397 | 0.83915 | 0.69857
| 0.45833 | 0.52887 | 0.73583 | 0.8378 | 0.69576 | 0.45833 | 0.52887 | 0.73583 | 0.8378 | 0.69576 | 0.45833 | 0.52887 | 0.73583 | 0.8378 | 0.69576
| 0.5 | 0.52592 | 0.73255 | 0.83658 | 0.69335 | 0.5 | 0.52592 | 0.73255 | 0.83658 | 0.69335 | 0.5 | 0.52592 | 0.73255 | 0.83658 | 0.69335
| 0.54167 | 0.52339 | 0.72974 | 0.83548 | 0.69126 | 0.54167 | 0.52339 | 0.72974 | 0.83548 | 0.69126 | 0.54167 | 0.52339 | 0.72974 | 0.83548 | 0.69126
| 0.58333 | 0.5212 | 0.7273 | 0.8345 | 0.68944 | 0.58333 | 0.5212 | 0.7273 | 0.8345 | 0.68944 | 0.58333 | 0.5212 | 0.7273 | 0.8345 | 0.68944
| 0.625 | 0.51809 | 0.72371 | 0.83348 | 0.68696 | 0.625 | 0.51809 | 0.72371 | 0.83348 | 0.68696 | 0.625 | 0.51809 | 0.72371 | 0.83348 | 0.68696
| 0.66667 | 0.51422 | 0.71923 | 0.83233 | 0.68392 | 0.66667 | 0.51422 | 0.71923 | 0.83233 | 0.68392 | 0.66667 | 0.51422 | 0.71923 | 0.83233 | 0.68392
| 0.70833 | 0.51004 | 0.7148 | 0.83105 | 0.68072 | 0.70833 | 0.51004 | 0.7148 | 0.83105 | 0.68072 | 0.70833 | 0.51004 | 0.7148 | 0.83105 | 0.68072
| 0.75 | 0.50835 | 0.71162 | 0.82997 | 0.67885 | 0.75 | 0.50835 | 0.71162 | 0.82997 | 0.67885 | 0.75 | 0.50835 | 0.71162 | 0.82997 | 0.67885
| 0.79167 | 0.50829 | 0.70986 | 0.82937 | 0.67814 | 0.79167 | 0.50829 | 0.70986 | 0.82937 | 0.67814 | 0.79167 | 0.50829 | 0.70986 | 0.82937 | 0.67814
| 0.83333 | 0.50996 | 0.71141 | 0.82937 | 0.67918 | 0.83333 | 0.50996 | 0.71141 | 0.82937 | 0.67918 | 0.83333 | 0.50996 | 0.7114 | 0.82937 | 0.67918
| 0.875 | 0.51185 | 0.71323 | 0.82968 | 0.68048 | 0.875 | 0.51185 | 0.71323 | 0.82968 | 0.68048 | 0.875 | 0.51185 | 0.71323 | 0.82968 | 0.68048
| 0.91667 | 0.51434 | 0.71648 | 0.83024 | 0.68247 | 0.91667 | 0.51434 | 0.71648 | 0.83024 | 0.68247 | 0.91667 | 0.51434 | 0.71648 | 0.83024 | 0.68247
| 0.95833 | 0.51661 | 0.71946 | 0.83088 | 0.68434 | 0.95833 | 0.51661 | 0.71946 | 0.83088 | 0.68434 | 0.95833 | 0.51661 | 0.71946 | 0.83088 | 0.68434
| 1 | 0.51661 | 0.71946 | 0.83133 | 0.6845 | 1 | 0.51661 | 0.71946 | 0.83133 | 0.6845 | 1 | 0.51661 | 0.71946 | 0.83133 | 0.6845
| 1.0417 | 0.51661 | 0.71946 | 0.83168 | 0.68463 | 1.0417 | 0.51661 | 0.71946 | 0.83168 | 0.68463 | 1.0417 | 0.51661 | 0.71946 | 0.83168 | 0.68463
| 1.0833 | 0.51661 | 0.71946 | 0.83195 | 0.68473 | 1.0833 | 0.51661 | 0.71946 | 0.83195 | 0.68473 | 1.0833 | 0.51661 | 0.71946 | 0.83195 | 0.68473
| 1.125 | 0.51661 | 0.71946 | 0.83215 | 0.6848 | 1.125 | 0.51661 | 0.71946 | 0.83215 | 0.6848 | 1.125 | 0.51661 | 0.71946 | 0.83215 | 0.6848
| 1.1667 | 0.51661 | 0.71946 | 0.83228 | 0.68485 | 1.1667 | 0.51661 | 0.71946 | 0.83228 | 0.68485 | 1.1667 | 0.51661 | 0.71946 | 0.83228 | 0.68485
| 1.2083 | 0.51662 | 0.71947 | 0.83235 | 0.68488 | 1.2083 | 0.51662 | 0.71947 | 0.83235 | 0.68488 | 1.2083 | 0.51662 | 0.71947 | 0.83235 | 0.68488
| 1.25 | 0.51662 | 0.71947 | 0.83238 | 0.68489 | 1.25 | 0.51662 | 0.71947 | 0.83238 | 0.68489 | 1.25 | 0.51662 | 0.71947 | 0.83238 | 0.68489
| 1.2917 | 0.51662 | 0.71947 | 0.83239 | 0.68489 | 1.2917 | 0.51662 | 0.71947 | 0.83239 | 0.68489 | 1.2917 | 0.51662 | 0.71947 | 0.83239 | 0.68489
| 1.3333 | 0.51662 | 0.71947 | 0.8324 | 0.6849 | 1.3333 | 0.51662 | 0.71947 | 0.8324 | 0.6849 | 1.3333 | 0.51662 | 0.71947 | 0.8324 | 0.6849
| 1.375 | 0.51662 | 0.71947 | 0.83241 | 0.6849 | 1.375 | 0.51662 | 0.71947 | 0.83241 | 0.6849 | 1.375 | 0.51662 | 0.71947 | 0.83241 | 0.6849
| 1.4167 | 0.51662 | 0.71947 | 0.83241 | 0.6849 | 1.4167 | 0.51662 | 0.71947 | 0.83241 | 0.6849 | 1.4167 | 0.51662 | 0.71947 | 0.83241 | 0.6849
| 1.4583 | 0.51662 | 0.71947 | 0.83242 | 0.6849 | 1.4583 | 0.51662 | 0.71948 | 0.83242 | 0.6849 | 1.4583 | 0.51662 | 0.71947 | 0.83242 | 0.6849
| 1.5 | 0.51662 | 0.71948 | 0.83242 | 0.68491 | 1.5 | 0.51662 | 0.71948 | 0.83242 | 0.68491 | 1.5 | 0.51662 | 0.71948 | 0.83242 | 0.68491
| 1.5417 | 0.51662 | 0.71948 | 0.83243 | 0.68491 | 1.5417 | 0.51662 | 0.71948 | 0.83243 | 0.68491 | 1.5417 | 0.51662 | 0.71948 | 0.83243 | 0.68491
| 1.5833 | 0.51662 | 0.71948 | 0.83243 | 0.68491 | 1.5833 | 0.51662 | 0.71948 | 0.83243 | 0.68491 | 1.5833 | 0.51662 | 0.71948 | 0.83243 | 0.68491
| 1.625 | 0.51662 | 0.71948 | 0.83243 | 0.68491 | 1.625 | 0.51662 | 0.71948 | 0.83243 | 0.68491 | 1.625 | 0.51662 | 0.71948 | 0.83243 | 0.68491
| 1.6667 | 0.51662 | 0.71948 | 0.83243 | 0.68491 | 1.6667 | 0.51662 | 0.71948 | 0.83243 | 0.68491 | 1.6667 | 0.51662 | 0.71948 | 0.83243 | 0.68491
| 1.7083 | 0.51662 | 0.71948 | 0.83243 | 0.68491 | 1.7083 | 0.51662 | 0.71948 | 0.83243 | 0.68491 | 1.7083 | 0.51662 | 0.71948 | 0.83243 | 0.68491
| 1.75 | 0.51662 | 0.71948 | 0.83243 | 0.68491 | 1.75 | 0.51662 | 0.71948 | 0.83243 | 0.68491 | 1.75 | 0.51662 | 0.71948 | 0.83243 | 0.68491
| 1.7917 | 0.51662 | 0.71947 | 0.83243 | 0.68491 | 1.7917 | 0.51662 | 0.71947 | 0.83243 | 0.68491 | 1.7917 | 0.51662 | 0.71947 | 0.83243 | 0.68491
| 1.8333 | 0.51662 | 0.71947 | 0.83243 | 0.68491 | 1.8333 | 0.51662 | 0.71947 | 0.83243 | 0.68491 | 1.8333 | 0.51662 | 0.71947 | 0.83243 | 0.68491
| 1.875 | 0.51662 | 0.71947 | 0.83242 | 0.6849 | 1.875 | 0.51662 | 0.71947 | 0.83242 | 0.6849 | 1.875 | 0.51662 | 0.71947 | 0.83242 | 0.6849
| 1.9167 | 0.51662 | 0.71947 | 0.83242 | 0.6849 | 1.9167 | 0.51662 | 0.71947 | 0.83242 | 0.6849 | 1.9167 | 0.51662 | 0.71947 | 0.83242 | 0.6849
| 1.9583 | 0.51662 | 0.71947 | 0.83241 | 0.6849 | 1.9583 | 0.51662 | 0.71947 | 0.83241 | 0.6849 | 1.9583 | 0.51662 | 0.71947 | 0.83241 | 0.6849
| 2 | 0.51662 | 0.71947 | 0.83241 | 0.6849 | 2 | 0.51662 | 0.71947 | 0.83241 | 0.6849 | 2 | 0.51662 | 0.71947 | 0.83241 | 0.6849
| 2.0417 | 0.51662 | 0.71947 | 0.83241 | 0.6849 | 2.0417 | 0.51662 | 0.71947 | 0.83241 | 0.6849 | 2.0417 | 0.51662 | 0.71947 | 0.83241 | 0.6849
| 2.0833 | 0.51662 | 0.71947 | 0.83241 | 0.6849 | 2.0833 | 0.51662 | 0.71947 | 0.83241 | 0.6849 | 2.0833 | 0.51662 | 0.71947 | 0.83241 | 0.6849
| 2.125 | 0.51662 | 0.71947 | 0.83241 | 0.6849 | 2.125 | 0.51662 | 0.71947 | 0.83241 | 0.6849 | 2.125 | 0.51662 | 0.71947 | 0.83241 | 0.6849
| 2.1667 | 0.51662 | 0.71947 | 0.83241 | 0.6849 | 2.1667 | 0.51662 | 0.71947 | 0.83241 | 0.6849 | 2.1667 | 0.51662 | 0.71947 | 0.83241 | 0.6849
| 2.2083 | 0.51662 | 0.71947 | 0.83241 | 0.6849 | 2.2083 | 0.51662 | 0.71947 | 0.83241 | 0.6849 | 2.2083 | 0.51662 | 0.71947 | 0.83241 | 0.6849
| 2.25 | 0.51662 | 0.71947 | 0.83241 | 0.6849 | 2.25 | 0.51662 | 0.71947 | 0.83241 | 0.6849 | 2.25 | 0.51662 | 0.71947 | 0.83241 | 0.6849
| 2.2917 | 0.51662 | 0.71947 | 0.83241 | 0.6849 | 2.2917 | 0.51662 | 0.71947 | 0.83241 | 0.6849 | 2.2917 | 0.51662 | 0.71947 | 0.83241 | 0.6849
| 2.3333 | 0.51662 | 0.71947 | 0.83241 | 0.6849 | 2.3333 | 0.51662 | 0.71947 | 0.83241 | 0.6849 | 2.3333 | 0.51662 | 0.71947 | 0.83241 | 0.6849
| 2.375 | 0.51662 | 0.71947 | 0.83241 | 0.6849 | 2.375 | 0.51662 | 0.71947 | 0.83241 | 0.6849 | 2.375 | 0.51662 | 0.71947 | 0.83241 | 0.6849
| 2.4167 | 0.51662 | 0.71947 | 0.83241 | 0.6849 | 2.4167 | 0.51662 | 0.71947 | 0.83241 | 0.6849 | 2.4167 | 0.51662 | 0.71947 | 0.83241 | 0.6849
| 2.4583 | 0.51662 | 0.71947 | 0.83241 | 0.6849 | 2.4583 | 0.51662 | 0.71947 | 0.83241 | 0.6849 | 2.4583 | 0.51662 | 0.71947 | 0.83241 | 0.6849
| 2.5 | 0.51662 | 0.71947 | 0.83241 | 0.6849 | 2.5 | 0.51662 | 0.71947 | 0.83241 | 0.6849 | 2.5 | 0.51662 | 0.71947 | 0.83241 | 0.6849
| 2.5417 | 0.51662 | 0.71947 | 0.83241 | 0.6849 | 2.5417 | 0.51662 | 0.71947 | 0.83241 | 0.6849 | 2.5417 | 0.51662 | 0.71947 | 0.83241 | 0.6849
| 2.5833 | 0.51662 | 0.71947 | 0.83241 | 0.6849 | 2.5833 | 0.51662 | 0.71947 | 0.83241 | 0.6849 | 2.5833 | 0.51662 | 0.71947 | 0.83241 | 0.6849
| 2.625 | 0.51662 | 0.71947 | 0.83241 | 0.6849 | 2.625 | 0.51662 | 0.71947 | 0.83241 | 0.6849 | 2.625 | 0.51662 | 0.71947 | 0.83241 | 0.6849
| 2.6667 | 0.51662 | 0.71947 | 0.83241 | 0.6849 | 2.6667 | 0.51662 | 0.71947 | 0.83241 | 0.6849 | 2.6667 | 0.51662 | 0.71947 | 0.83241 | 0.6849
| 2.7083 | 0.51662 | 0.71947 | 0.83241 | 0.6849 | 2.7083 | 0.51662 | 0.71947 | 0.83241 | 0.6849 | 2.7083 | 0.51662 | 0.71947 | 0.83241 | 0.6849
| 2.75 | 0.51662 | 0.71947 | 0.83241 | 0.6849 | 2.75 | 0.51662 | 0.71947 | 0.83241 | 0.6849 | 2.75 | 0.51662 | 0.71947 | 0.83241 | 0.6849
| 2.7917 | 0.51662 | 0.71948 | 0.83241 | 0.6849 | 2.7917 | 0.51662 | 0.71948 | 0.83241 | 0.6849 | 2.7917 | 0.51662 | 0.71948 | 0.83241 | 0.6849
| 2.8333 | 0.51662 | 0.71948 | 0.83241 | 0.6849 | 2.8333 | 0.51662 | 0.71948 | 0.83241 | 0.6849 | 2.8333 | 0.51662 | 0.71948 | 0.83241 | 0.6849
| 2.875 | 0.51662 | 0.71948 | 0.83242 | 0.6849 | 2.875 | 0.51662 | 0.71948 | 0.83242 | 0.6849 | 2.875 | 0.51662 | 0.71948 | 0.83242 | 0.6849
| 2.9167 | 0.51662 | 0.71948 | 0.83242 | 0.68491 | 2.9167 | 0.51662 | 0.71948 | 0.83242 | 0.68491 | 2.9167 | 0.51662 | 0.71948 | 0.83242 | 0.68491
| 2.9583 | 0.51662 | 0.71948 | 0.83242 | 0.68491 | 2.9583 | 0.51662 | 0.71948 | 0.83242 | 0.68491 | 2.9583 | 0.51662 | 0.71948 | 0.83242 | 0.68491
| 3 | 0.51662 | 0.71948 | 0.83243 | 0.68491 | 3 | 0.51662 | 0.71948 | 0.83243 | 0.68491 | 3 | 0.51662 | 0.71948 | 0.83243 | 0.68491
| 3.0417 | 0.51662 | 0.71948 | 0.83243 | 0.68491 | 3.0417 | 0.51662 | 0.71948 | 0.83243 | 0.68491 | 3.0417 | 0.51662 | 0.71948 | 0.83243 | 0.68491
| 3.0833 | 0.51662 | 0.71948 | 0.83243 | 0.68491 | 3.0833 | 0.51662 | 0.71948 | 0.83243 | 0.68491 | 3.0833 | 0.51662 | 0.71948 | 0.83243 | 0.68491
| 3.125 | 0.51662 | 0.71948 | 0.83243 | 0.68491 | 3.125 | 0.51662 | 0.71948 | 0.83243 | 0.68491 | 3.125 | 0.51662 | 0.71948 | 0.83243 | 0.68491
| 3.1667 | 0.51662 | 0.71948 | 0.83243 | 0.68491 | 3.1667 | 0.51662 | 0.71948 | 0.83243 | 0.68491 | 3.1667 | 0.51662 | 0.71948 | 0.83243 | 0.68491
| 3.2083 | 0.51662 | 0.71948 | 0.83243 | 0.68491 | 3.2083 | 0.51662 | 0.71948 | 0.83243 | 0.68491 | 3.2083 | 0.51662 | 0.71948 | 0.83243 | 0.68491
| 3.25 | 0.51662 | 0.71948 | 0.83243 | 0.68491 | 3.25 | 0.51662 | 0.71948 | 0.83243 | 0.68491 | 3.25 | 0.51662 | 0.71948 | 0.83243 | 0.68491
| 3.2917 | 0.51662 | 0.71948 | 0.83243 | 0.68491 | 3.2917 | 0.51662 | 0.71948 | 0.83243 | 0.68491 | 3.2917 | 0.51662 | 0.71948 | 0.83243 | 0.68491
| 3.3333 | 0.51662 | 0.71948 | 0.83243 | 0.68491 | 3.3333 | 0.51662 | 0.71948 | 0.83243 | 0.68491 | 3.3333 | 0.51662 | 0.71948 | 0.83243 | 0.68491
| 3.375 | 0.51662 | 0.71948 | 0.83243 | 0.68491 | 3.375 | 0.51662 | 0.71948 | 0.83243 | 0.68491 | 3.375 | 0.51662 | 0.71948 | 0.83243 | 0.68491
| 3.4167 | 0.51662 | 0.71948 | 0.83243 | 0.68491 | 3.4167 | 0.51662 | 0.71948 | 0.83243 | 0.68491 | 3.4167 | 0.51662 | 0.71948 | 0.83243 | 0.68491
| 3.4583 | 0.51662 | 0.71948 | 0.83243 | 0.68491 | 3.4583 | 0.51662 | 0.71948 | 0.83243 | 0.68491 | 3.4583 | 0.51662 | 0.71948 | 0.83243 | 0.68491
| 3.5 | 0.51662 | 0.71948 | 0.83243 | 0.68491 | 3.5 | 0.51662 | 0.71948 | 0.83243 | 0.68491 | 3.5 | 0.51662 | 0.71948 | 0.83243 | 0.68491
| 3.5417 | 0.51662 | 0.71948 | 0.83243 | 0.68491 | 3.5417 | 0.51662 | 0.71948 | 0.83243 | 0.68491 | 3.5417 | 0.51662 | 0.71948 | 0.83243 | 0.68491
| 3.5833 | 0.51662 | 0.71948 | 0.83243 | 0.68491 | 3.5833 | 0.51662 | 0.71948 | 0.83243 | 0.68491 | 3.5833 | 0.51662 | 0.71948 | 0.83243 | 0.68491
| 3.625 | 0.51662 | 0.71948 | 0.83243 | 0.68491 | 3.625 | 0.51662 | 0.71948 | 0.83243 | 0.68491 | 3.625 | 0.51662 | 0.71948 | 0.83243 | 0.68491
| 3.6667 | 0.51662 | 0.71948 | 0.83243 | 0.68491 | 3.6667 | 0.51662 | 0.71948 | 0.83243 | 0.68491 | 3.6667 | 0.51662 | 0.71948 | 0.83243 | 0.68491
| 3.7083 | 0.51662 | 0.71947 | 0.83244 | 0.68491 | 3.7083 | 0.51662 | 0.71947 | 0.83244 | 0.68491 | 3.7083 | 0.51662 | 0.71947 | 0.83244 | 0.68491
| 3.75 | 0.51662 | 0.71947 | 0.83244 | 0.68491 | 3.75 | 0.51662 | 0.71947 | 0.83244 | 0.68491 | 3.75 | 0.51662 | 0.71947 | 0.83244 | 0.68491
| 3.7917 | 0.51662 | 0.71947 | 0.83244 | 0.68491 | 3.7917 | 0.51662 | 0.71947 | 0.83244 | 0.68491 | 3.7917 | 0.51662 | 0.71947 | 0.83244 | 0.68491
| 3.8333 | 0.51662 | 0.71947 | 0.83245 | 0.68491 | 3.8333 | 0.51662 | 0.71947 | 0.83245 | 0.68491 | 3.8333 | 0.51662 | 0.71947 | 0.83245 | 0.68491
| 3.875 | 0.51662 | 0.71947 | 0.83245 | 0.68492 | 3.875 | 0.51662 | 0.71947 | 0.83245 | 0.68492 | 3.875 | 0.51662 | 0.71947 | 0.83245 | 0.68492
| 3.9167 | 0.51662 | 0.71947 | 0.83245 | 0.68492 | 3.9167 | 0.51662 | 0.71947 | 0.83245 | 0.68492 | 3.9167 | 0.51662 | 0.71947 | 0.83245 | 0.68492
| 3.9583 | 0.51662 | 0.71947 | 0.83245 | 0.68492 | 3.9583 | 0.51662 | 0.71947 | 0.83245 | 0.68492 | 3.9583 | 0.51662 | 0.71947 | 0.83245 | 0.68492
| 4 | 0.51662 | 0.71947 | 0.83245 | 0.68492 | 4 | 0.51662 | 0.71947 | 0.83245 | 0.68492 | 4 | 0.51662 | 0.71947 | 0.83245 | 0.68492
| 4.0417 | 0.51662 | 0.71947 | 0.83245 | 0.68492 | 4.0417 | 0.51662 | 0.71947 | 0.83245 | 0.68492 | 4.0417 | 0.51662 | 0.71947 | 0.83245 | 0.68492
| 4.0833 | 0.51662 | 0.71947 | 0.83245 | 0.68492 | 4.0833 | 0.51662 | 0.71947 | 0.83245 | 0.68492 | 4.0833 | 0.51662 | 0.71947 | 0.83245 | 0.68492
| 4.125 | 0.51662 | 0.71947 | 0.83245 | 0.68492 | 4.125 | 0.51662 | 0.71947 | 0.83245 | 0.68492 | 4.125 | 0.51662 | 0.71947 | 0.83245 | 0.68492
| 4.1667 | 0.51662 | 0.71947 | 0.83245 | 0.68492 | 4.1667 | 0.51662 | 0.71947 | 0.83245 | 0.68492 | 4.1667 | 0.51662 | 0.71947 | 0.83245 | 0.68492
| 4.2083 | 0.51662 | 0.71947 | 0.83245 | 0.68492 | 4.2083 | 0.51662 | 0.71947 | 0.83245 | 0.68492 | 4.2083 | 0.51662 | 0.71947 | 0.83245 | 0.68492
| 4.25 | 0.51662 | 0.71947 | 0.83245 | 0.68492 | 4.25 | 0.51662 | 0.71947 | 0.83245 | 0.68492 | 4.25 | 0.51662 | 0.71947 | 0.83245 | 0.68492
| 4.2917 | 0.51662 | 0.71947 | 0.83245 | 0.68492 | 4.2917 | 0.51662 | 0.71947 | 0.83245 | 0.68492 | 4.2917 | 0.51662 | 0.71947 | 0.83245 | 0.68492
| 4.3333 | 0.51662 | 0.71947 | 0.83245 | 0.68492 | 4.3333 | 0.51662 | 0.71947 | 0.83245 | 0.68492 | 4.3333 | 0.51662 | 0.71947 | 0.83245 | 0.68492
| 4.375 | 0.51662 | 0.71947 | 0.83245 | 0.68492 | 4.375 | 0.51662 | 0.71947 | 0.83245 | 0.68492 | 4.375 | 0.51662 | 0.71947 | 0.83245 | 0.68492
| 4.4167 | 0.51662 | 0.71947 | 0.83245 | 0.68492 | 4.4167 | 0.51662 | 0.71947 | 0.83245 | 0.68492 | 4.4167 | 0.51662 | 0.71947 | 0.83245 | 0.68492
| 4.4583 | 0.51662 | 0.71947 | 0.83245 | 0.68492 | 4.4583 | 0.51662 | 0.71947 | 0.83245 | 0.68492 | 4.4583 | 0.51662 | 0.71947 | 0.83245 | 0.68492
| 4.5 | 0.51662 | 0.71947 | 0.83245 | 0.68492 | 4.5 | 0.51662 | 0.71947 | 0.83245 | 0.68492 | 4.5 | 0.51662 | 0.71947 | 0.83245 | 0.68492
| 4.5417 | 0.51662 | 0.71947 | 0.83245 | 0.68492 | 4.5417 | 0.51662 | 0.71947 | 0.83245 | 0.68492 | 4.5417 | 0.51662 | 0.71947 | 0.83245 | 0.68492
| 4.5833 | 0.51662 | 0.71947 | 0.83245 | 0.68492 | 4.5833 | 0.51662 | 0.71947 | 0.83245 | 0.68492 | 4.5833 | 0.51662 | 0.71947 | 0.83245 | 0.68492
| 4.625 | 0.51662 | 0.71947 | 0.83245 | 0.68492 | 4.625 | 0.51662 | 0.71947 | 0.83245 | 0.68492 | 4.625 | 0.51662 | 0.71947 | 0.83245 | 0.68492
| 4.6667 | 0.51662 | 0.71947 | 0.83245 | 0.68492 | 4.6667 | 0.51662 | 0.71947 | 0.83245 | 0.68492 | 4.6667 | 0.51662 | 0.71947 | 0.83245 | 0.68492
| 4.7083 | 0.51662 | 0.71948 | 0.83245 | 0.68491 | 4.7083 | 0.51662 | 0.71948 | 0.83245 | 0.68491 | 4.7083 | 0.51662 | 0.71948 | 0.83245 | 0.68491
| 4.75 | 0.51662 | 0.71948 | 0.83244 | 0.68491 | 4.75 | 0.51662 | 0.71948 | 0.83244 | 0.68491 | 4.75 | 0.51662 | 0.71948 | 0.83244 | 0.68491
| 4.7917 | 0.51662 | 0.71948 | 0.83244 | 0.68491 | 4.7917 | 0.51662 | 0.71948 | 0.83244 | 0.68491 | 4.7917 | 0.51662 | 0.71948 | 0.83244 | 0.68491
| 4.8333 | 0.51662 | 0.71948 | 0.83244 | 0.68491 | 4.8333 | 0.51662 | 0.71948 | 0.83244 | 0.68491 | 4.8333 | 0.51662 | 0.71948 | 0.83244 | 0.68491
| 4.875 | 0.51662 | 0.71948 | 0.83243 | 0.68491 | 4.875 | 0.51662 | 0.71948 | 0.83243 | 0.68491 | 4.875 | 0.51662 | 0.71948 | 0.83243 | 0.68491
| 4.9167 | 0.51662 | 0.71948 | 0.83243 | 0.68491 | 4.9167 | 0.51662 | 0.71948 | 0.83243 | 0.68491 | 4.9167 | 0.51662 | 0.71948 | 0.83243 | 0.68491
| 4.9583 | 0.51662 | 0.71948 | 0.83243 | 0.68491 | 4.9583 | 0.51662 | 0.71948 | 0.83243 | 0.68491 | 4.9583 | 0.51662 | 0.71948 | 0.83243 | 0.68491
| 5 | 0.51662 | 0.71948 | 0.83243 | 0.68491 | 5 | 0.51662 | 0.71948 | 0.83243 | 0.68491 | 5 | 0.51662 | 0.71948 | 0.83243 | 0.68491
| 5.0417 | 0.51662 | 0.71948 | 0.83243 | 0.68491 | 5.0417 | 0.51662 | 0.71948 | 0.83243 | 0.68491 | 5.0417 | 0.51662 | 0.71948 | 0.83243 | 0.68491
| 5.0833 | 0.51662 | 0.71948 | 0.83243 | 0.68491 | 5.0833 | 0.51662 | 0.71948 | 0.83243 | 0.68491 | 5.0833 | 0.51662 | 0.71948 | 0.83243 | 0.68491
| 5.125 | 0.51662 | 0.71948 | 0.83243 | 0.68491 | 5.125 | 0.51662 | 0.71948 | 0.83243 | 0.68491 | 5.125 | 0.51662 | 0.71948 | 0.83243 | 0.68491
| 5.1667 | 0.51662 | 0.71948 | 0.83243 | 0.68491 | 5.1667 | 0.51662 | 0.71948 | 0.83243 | 0.68491 | 5.1667 | 0.51662 | 0.71948 | 0.83243 | 0.68491
| 5.2083 | 0.51662 | 0.71948 | 0.83243 | 0.68491 | 5.2083 | 0.51662 | 0.71948 | 0.83243 | 0.68491 | 5.2083 | 0.51662 | 0.71948 | 0.83243 | 0.68491
| 5.25 | 0.51662 | 0.71948 | 0.83243 | 0.68491 | 5.25 | 0.51662 | 0.71948 | 0.83243 | 0.68491 | 5.25 | 0.51662 | 0.71948 | 0.83243 | 0.68491
| 5.2917 | 0.51662 | 0.71948 | 0.83243 | 0.68491 | 5.2917 | 0.51662 | 0.71948 | 0.83243 | 0.68491 | 5.2917 | 0.51662 | 0.71948 | 0.83243 | 0.68491
| 5.3333 | 0.51662 | 0.71948 | 0.83243 | 0.68491 | 5.3333 | 0.51662 | 0.71948 | 0.83243 | 0.68491 | 5.3333 | 0.51662 | 0.71948 | 0.83243 | 0.68491
| 5.375 | 0.51662 | 0.71948 | 0.83243 | 0.68491 | 5.375 | 0.51662 | 0.71948 | 0.83243 | 0.68491 | 5.375 | 0.51662 | 0.71948 | 0.83243 | 0.68491
| 5.4167 | 0.51662 | 0.71948 | 0.83243 | 0.68491 | 5.4167 | 0.51662 | 0.71948 | 0.83243 | 0.68491 | 5.4167 | 0.51662 | 0.71948 | 0.83243 | 0.68491
| 5.4583 | 0.51662 | 0.71948 | 0.83243 | 0.68491 | 5.4583 | 0.51662 | 0.71948 | 0.83243 | 0.68491 | 5.4583 | 0.51662 | 0.71948 | 0.83243 | 0.68491
| 5.5 | 0.51662 | 0.71948 | 0.83243 | 0.68491 | 5.5 | 0.51662 | 0.71948 | 0.83243 | 0.68491 | 5.5 | 0.51662 | 0.71948 | 0.83243 | 0.68491
| 5.5417 | 0.51662 | 0.71948 | 0.83243 | 0.68491 | 5.5417 | 0.51662 | 0.71948 | 0.83243 | 0.68491 | 5.5417 | 0.51662 | 0.71948 | 0.83243 | 0.68491
| 5.5833 | 0.51662 | 0.71948 | 0.83243 | 0.68491 | 5.5833 | 0.51662 | 0.71948 | 0.83243 | 0.68491 | 5.5833 | 0.51662 | 0.71948 | 0.83243 | 0.68491
| 5.625 | 0.51662 | 0.71948 | 0.83243 | 0.68491 | 5.625 | 0.51662 | 0.71948 | 0.83243 | 0.68491 | 5.625 | 0.51662 | 0.71948 | 0.83243 | 0.68491
| 5.6667 | 0.51662 | 0.71948 | 0.83244 | 0.68491 | 5.6667 | 0.51662 | 0.71948 | 0.83244 | 0.68491 | 5.6667 | 0.51662 | 0.71948 | 0.83244 | 0.68491
| 5.7083 | 0.51662 | 0.71947 | 0.83244 | 0.68491 | 5.7083 | 0.51662 | 0.71947 | 0.83244 | 0.68491 | 5.7083 | 0.51662 | 0.71947 | 0.83244 | 0.68491
| 5.75 | 0.51662 | 0.71947 | 0.83244 | 0.68491 | 5.75 | 0.51662 | 0.71947 | 0.83244 | 0.68491 | 5.75 | 0.51662 | 0.71947 | 0.83244 | 0.68491
| 5.7917 | 0.51662 | 0.71947 | 0.83244 | 0.68491 | 5.7917 | 0.51662 | 0.71947 | 0.83244 | 0.68491 | 5.7917 | 0.51662 | 0.71947 | 0.83244 | 0.68491
| 5.8333 | 0.51662 | 0.71947 | 0.83244 | 0.68491 | 5.8333 | 0.51662 | 0.71947 | 0.83244 | 0.68491 | 5.8333 | 0.51662 | 0.71947 | 0.83244 | 0.68491
| 5.875 | 0.51662 | 0.71947 | 0.83244 | 0.68491 | 5.875 | 0.51662 | 0.71947 | 0.83244 | 0.68491 | 5.875 | 0.51662 | 0.71947 | 0.83244 | 0.68491
| 5.9167 | 0.51662 | 0.71947 | 0.83244 | 0.68491 | 5.9167 | 0.51662 | 0.71947 | 0.83244 | 0.68491 | 5.9167 | 0.51662 | 0.71947 | 0.83244 | 0.68491
| 5.9583 | 0.51662 | 0.71947 | 0.83244 | 0.68491 | 5.9583 | 0.51662 | 0.71947 | 0.83244 | 0.68491 | 5.9583 | 0.51662 | 0.71947 | 0.83244 | 0.68491
| 6 | 0.51662 | 0.71947 | 0.83244 | 0.68491 | 6 | 0.51662 | 0.71947 | 0.83244 | 0.68491 | 6 | 0.51662 | 0.71947 | 0.83244 | 0.68491
| 6.0417 | 0.51662 | 0.71947 | 0.83244 | 0.68491 | 6.0417 | 0.51662 | 0.71947 | 0.83244 | 0.68491 | 6.0417 | 0.51662 | 0.71947 | 0.83244 | 0.68491
| 6.0833 | 0.51662 | 0.71947 | 0.83244 | 0.68491 | 6.0833 | 0.51662 | 0.71947 | 0.83244 | 0.68491 | 6.0833 | 0.51662 | 0.71947 | 0.83244 | 0.68491
| 6.125 | 0.51662 | 0.71947 | 0.83244 | 0.68491 | 6.125 | 0.51662 | 0.71947 | 0.83244 | 0.68491 | 6.125 | 0.51662 | 0.71947 | 0.83244 | 0.68491
| 6.1667 | 0.51662 | 0.71947 | 0.83244 | 0.68491 | 6.1667 | 0.51662 | 0.71947 | 0.83244 | 0.68491 | 6.1667 | 0.51662 | 0.71947 | 0.83244 | 0.68491
| 6.2083 | 0.51662 | 0.71947 | 0.83244 | 0.68491 | 6.2083 | 0.51662 | 0.71947 | 0.83244 | 0.68491 | 6.2083 | 0.51662 | 0.71947 | 0.83244 | 0.68491
| 6.25 | 0.51662 | 0.71947 | 0.83244 | 0.68491 | 6.25 | 0.51662 | 0.71947 | 0.83244 | 0.68491 | 6.25 | 0.51662 | 0.71947 | 0.83244 | 0.68491
| 6.2917 | 0.51662 | 0.71947 | 0.83244 | 0.68491 | 6.2917 | 0.51662 | 0.71947 | 0.83244 | 0.68491 | 6.2917 | 0.51662 | 0.71947 | 0.83244 | 0.68491
| 6.3333 | 0.51662 | 0.71947 | 0.83244 | 0.68491 | 6.3333 | 0.51662 | 0.71947 | 0.83244 | 0.68491 | 6.3333 | 0.51662 | 0.71947 | 0.83244 | 0.68491
| 6.375 | 0.51662 | 0.71947 | 0.83244 | 0.68491 | 6.375 | 0.51662 | 0.71947 | 0.83244 | 0.68491 | 6.375 | 0.51662 | 0.71947 | 0.83244 | 0.68491
| 6.4167 | 0.51662 | 0.71947 | 0.83244 | 0.68491 | 6.4167 | 0.51662 | 0.71947 | 0.83244 | 0.68491 | 6.4167 | 0.51662 | 0.71947 | 0.83244 | 0.68491
| 6.4583 | 0.51662 | 0.71947 | 0.83244 | 0.68491 | 6.4583 | 0.51662 | 0.71947 | 0.83244 | 0.68491 | 6.4583 | 0.51662 | 0.71947 | 0.83244 | 0.68491
| 6.5 | 0.51662 | 0.71947 | 0.83244 | 0.68491 | 6.5 | 0.51662 | 0.71947 | 0.83244 | 0.68491 | 6.5 | 0.51662 | 0.71947 | 0.83244 | 0.68491
| 6.5417 | 0.51662 | 0.71947 | 0.83244 | 0.68491 | 6.5417 | 0.51662 | 0.71947 | 0.83244 | 0.68491 | 6.5417 | 0.51662 | 0.71947 | 0.83244 | 0.68491
| 6.5833 | 0.51662 | 0.71947 | 0.83244 | 0.68491 | 6.5833 | 0.51662 | 0.71947 | 0.83244 | 0.68491 | 6.5833 | 0.51662 | 0.71947 | 0.83244 | 0.68491
| 6.625 | 0.51662 | 0.71947 | 0.83244 | 0.68491 | 6.625 | 0.51662 | 0.71947 | 0.83244 | 0.68491 | 6.625 | 0.51662 | 0.71947 | 0.83244 | 0.68491
| 6.6667 | 0.51662 | 0.71947 | 0.83243 | 0.68491 | 6.6667 | 0.51662 | 0.71947 | 0.83243 | 0.68491 | 6.6667 | 0.51662 | 0.71947 | 0.83243 | 0.68491
| 6.7083 | 0.51662 | 0.71947 | 0.83243 | 0.68491 | 6.7083 | 0.51662 | 0.71947 | 0.83243 | 0.68491 | 6.7083 | 0.51662 | 0.71947 | 0.83243 | 0.68491
| 6.75 | 0.51662 | 0.71947 | 0.83243 | 0.68491 | 6.75 | 0.51662 | 0.71947 | 0.83243 | 0.68491 | 6.75 | 0.51662 | 0.71947 | 0.83243 | 0.68491
| 6.7917 | 0.51662 | 0.71948 | 0.83243 | 0.68491 | 6.7917 | 0.51662 | 0.71948 | 0.83243 | 0.68491 | 6.7917 | 0.51662 | 0.71948 | 0.83243 | 0.68491
| 6.8333 | 0.51662 | 0.71948 | 0.83243 | 0.68491 | 6.8333 | 0.51662 | 0.71948 | 0.83243 | 0.68491 | 6.8333 | 0.51662 | 0.71948 | 0.83243 | 0.68491
| 6.875 | 0.51662 | 0.71948 | 0.83243 | 0.68491 | 6.875 | 0.51662 | 0.71948 | 0.83243 | 0.68491 | 6.875 | 0.51662 | 0.71948 | 0.83243 | 0.68491
| 6.9167 | 0.51662 | 0.71948 | 0.83243 | 0.68491 | 6.9167 | 0.51662 | 0.71948 | 0.83243 | 0.68491 | 6.9167 | 0.51662 | 0.71948 | 0.83243 | 0.68491
| 6.9583 | 0.51662 | 0.71948 | 0.83243 | 0.68491 | 6.9583 | 0.51662 | 0.71948 | 0.83243 | 0.68491 | 6.9583 | 0.51662 | 0.71948 | 0.83243 | 0.68491
| 7 | 0.51662 | 0.71948 | 0.83243 | 0.68491 | 7 | 0.51662 | 0.71948 | 0.83243 | 0.68491 | 7 | 0.51662 | 0.71948 | 0.83243 | 0.68491
| 7.0417 | 0.51662 | 0.71948 | 0.83243 | 0.68491 | 7.0417 | 0.51662 | 0.71948 | 0.83243 | 0.68491 | 7.0417 | 0.51662 | 0.71948 | 0.83243 | 0.68491
| 7.0833 | 0.51662 | 0.71948 | 0.83243 | 0.68491 | 7.0833 | 0.51662 | 0.71948 | 0.83243 | 0.68491 | 7.0833 | 0.51662 | 0.71948 | 0.83243 | 0.68491
| 7.125 | 0.51662 | 0.71948 | 0.83243 | 0.68491 | 7.125 | 0.51662 | 0.71948 | 0.83243 | 0.68491 | 7.125 | 0.51662 | 0.71948 | 0.83243 | 0.68491
| 7.1667 | 0.51662 | 0.71948 | 0.83243 | 0.68491 | 7.1667 | 0.51662 | 0.71948 | 0.83243 | 0.68491 | 7.1667 | 0.51662 | 0.71948 | 0.83243 | 0.68491
| 7.2083 | 0.51662 | 0.71948 | 0.83243 | 0.68491 | 7.2083 | 0.51662 | 0.71948 | 0.83243 | 0.68491 | 7.2083 | 0.51662 | 0.71948 | 0.83243 | 0.68491
| 7.25 | 0.51662 | 0.71948 | 0.83243 | 0.68491 | 7.25 | 0.51662 | 0.71948 | 0.83243 | 0.68491 | 7.25 | 0.51662 | 0.71948 | 0.83243 | 0.68491
| 7.2917 | 0.51662 | 0.71948 | 0.83243 | 0.68491 | 7.2917 | 0.51662 | 0.71948 | 0.83243 | 0.68491 | 7.2917 | 0.51662 | 0.71948 | 0.83243 | 0.68491
| 7.3333 | 0.51662 | 0.71948 | 0.83243 | 0.68491 | 7.3333 | 0.51662 | 0.71948 | 0.83243 | 0.68491 | 7.3333 | 0.51662 | 0.71948 | 0.83243 | 0.68491
| 7.375 | 0.51662 | 0.71948 | 0.83243 | 0.68491 | 7.375 | 0.51662 | 0.71948 | 0.83243 | 0.68491 | 7.375 | 0.51662 | 0.71948 | 0.83243 | 0.68491
| 7.4167 | 0.51662 | 0.71948 | 0.83243 | 0.68491 | 7.4167 | 0.51662 | 0.71948 | 0.83243 | 0.68491 | 7.4167 | 0.51662 | 0.71948 | 0.83243 | 0.68491
| 7.4583 | 0.51662 | 0.71948 | 0.83243 | 0.68491 | 7.4583 | 0.51662 | 0.71948 | 0.83243 | 0.68491 | 7.4583 | 0.51662 | 0.71948 | 0.83243 | 0.68491
| 7.5 | 0.51662 | 0.71948 | 0.83243 | 0.68491 | 7.5 | 0.51662 | 0.71948 | 0.83243 | 0.68491 | 7.5 | 0.51662 | 0.71948 | 0.83243 | 0.68491
| 7.5417 | 0.51662 | 0.71948 | 0.83243 | 0.68491 | 7.5417 | 0.51662 | 0.71948 | 0.83243 | 0.68491 | 7.5417 | 0.51662 | 0.71948 | 0.83243 | 0.68491
| 7.5833 | 0.51662 | 0.71948 | 0.83243 | 0.68491 | 7.5833 | 0.51662 | 0.71948 | 0.83243 | 0.68491 | 7.5833 | 0.51662 | 0.71948 | 0.83243 | 0.68491
| 7.625 | 0.51662 | 0.71948 | 0.83243 | 0.68491 | 7.625 | 0.51662 | 0.71948 | 0.83243 | 0.68491 | 7.625 | 0.51662 | 0.71948 | 0.83243 | 0.68491
| 7.6667 | 0.51662 | 0.71948 | 0.83243 | 0.68491 | 7.6667 | 0.51662 | 0.71948 | 0.83243 | 0.68491 | 7.6667 | 0.51662 | 0.71948 | 0.83243 | 0.68491
| 7.7083 | 0.51662 | 0.71947 | 0.83243 | 0.68491 | 7.7083 | 0.51662 | 0.71947 | 0.83243 | 0.68491 | 7.7083 | 0.51662 | 0.71947 | 0.83243 | 0.68491
| 7.75 | 0.51662 | 0.71947 | 0.83244 | 0.68491 | 7.75 | 0.51662 | 0.71947 | 0.83243 | 0.68491 | 7.75 | 0.51662 | 0.71947 | 0.83244 | 0.68491
| 7.7917 | 0.51662 | 0.71948 | 0.83244 | 0.68491 | 7.7917 | 0.51662 | 0.71948 | 0.83244 | 0.68491 | 7.7917 | 0.51662 | 0.71948 | 0.83244 | 0.68491
| 7.8333 | 0.51662 | 0.71948 | 0.83244 | 0.68491 | 7.8333 | 0.51662 | 0.71948 | 0.83244 | 0.68491 | 7.8333 | 0.51662 | 0.71948 | 0.83244 | 0.68491
| 7.875 | 0.51662 | 0.71948 | 0.83244 | 0.68491 | 7.875 | 0.51662 | 0.71948 | 0.83244 | 0.68491 | 7.875 | 0.51662 | 0.71948 | 0.83244 | 0.68491
| 7.9167 | 0.51662 | 0.71948 | 0.83244 | 0.68491 | 7.9167 | 0.51662 | 0.71948 | 0.83244 | 0.68491 | 7.9167 | 0.51662 | 0.71948 | 0.83244 | 0.68491
| 7.9583 | 0.51662 | 0.71948 | 0.83245 | 0.68491 | 7.9583 | 0.51662 | 0.71948 | 0.83244 | 0.68491 | 7.9583 | 0.51662 | 0.71948 | 0.83245 | 0.68491
| 8 | 0.51662 | 0.71948 | 0.83245 | 0.68491 | 8 | 0.51662 | 0.71948 | 0.83244 | 0.68491 | 8 | 0.51662 | 0.71948 | 0.83245 | 0.68491
| 8.0417 | 0.51662 | 0.71948 | 0.83245 | 0.68492 | 8.0417 | 0.51662 | 0.71948 | 0.83244 | 0.68491 | 8.0417 | 0.51662 | 0.71948 | 0.83245 | 0.68492
| 8.0833 | 0.51662 | 0.71948 | 0.83245 | 0.68492 | 8.0833 | 0.51662 | 0.71948 | 0.83244 | 0.68491 | 8.0833 | 0.51662 | 0.71948 | 0.83245 | 0.68492
| 8.125 | 0.51662 | 0.71948 | 0.83245 | 0.68492 | 8.125 | 0.51662 | 0.71948 | 0.83244 | 0.68491 | 8.125 | 0.51662 | 0.71948 | 0.83245 | 0.68492
| 8.1667 | 0.51662 | 0.71948 | 0.83245 | 0.68492 | 8.1667 | 0.51662 | 0.71948 | 0.83244 | 0.68491 | 8.1667 | 0.51662 | 0.71948 | 0.83245 | 0.68492
| 8.2083 | 0.51662 | 0.71948 | 0.83245 | 0.68492 | 8.2083 | 0.51662 | 0.71948 | 0.83244 | 0.68491 | 8.2083 | 0.51662 | 0.71948 | 0.83245 | 0.68492
| 8.25 | 0.51662 | 0.71948 | 0.83245 | 0.68492 | 8.25 | 0.51662 | 0.71948 | 0.83244 | 0.68491 | 8.25 | 0.51662 | 0.71948 | 0.83245 | 0.68492
| 8.2917 | 0.51662 | 0.71948 | 0.83245 | 0.68492 | 8.2917 | 0.51662 | 0.71948 | 0.83244 | 0.68491 | 8.2917 | 0.51662 | 0.71948 | 0.83245 | 0.68492
| 8.3333 | 0.51662 | 0.71948 | 0.83245 | 0.68492 | 8.3333 | 0.51662 | 0.71948 | 0.83244 | 0.68491 | 8.3333 | 0.51662 | 0.71948 | 0.83245 | 0.68492
| 8.375 | 0.51662 | 0.71948 | 0.83245 | 0.68492 | 8.375 | 0.51662 | 0.71948 | 0.83244 | 0.68491 | 8.375 | 0.51662 | 0.71948 | 0.83245 | 0.68492
| 8.4167 | 0.51662 | 0.71948 | 0.83245 | 0.68492 | 8.4167 | 0.51662 | 0.71948 | 0.83244 | 0.68491 | 8.4167 | 0.51662 | 0.71948 | 0.83245 | 0.68492
| 8.4583 | 0.51662 | 0.71948 | 0.83245 | 0.68492 | 8.4583 | 0.51662 | 0.71948 | 0.83244 | 0.68491 | 8.4583 | 0.51662 | 0.71948 | 0.83245 | 0.68492
| 8.5 | 0.51662 | 0.71948 | 0.83245 | 0.68492 | 8.5 | 0.51662 | 0.71948 | 0.83244 | 0.68491 | 8.5 | 0.51662 | 0.71948 | 0.83245 | 0.68492
| 8.5417 | 0.51662 | 0.71948 | 0.83245 | 0.68492 | 8.5417 | 0.51662 | 0.71948 | 0.83244 | 0.68491 | 8.5417 | 0.51662 | 0.71948 | 0.83245 | 0.68492
| 8.5833 | 0.51662 | 0.71948 | 0.83245 | 0.68492 | 8.5833 | 0.51662 | 0.71948 | 0.83244 | 0.68491 | 8.5833 | 0.51662 | 0.71948 | 0.83245 | 0.68492
| 8.625 | 0.51662 | 0.71948 | 0.83245 | 0.68492 | 8.625 | 0.51662 | 0.71948 | 0.83244 | 0.68491 | 8.625 | 0.51662 | 0.71948 | 0.83245 | 0.68492
| 8.6667 | 0.51662 | 0.71948 | 0.83245 | 0.68492 | 8.6667 | 0.51662 | 0.71948 | 0.83244 | 0.68491 | 8.6667 | 0.51662 | 0.71948 | 0.83245 | 0.68492
| 8.7083 | 0.51662 | 0.71948 | 0.83245 | 0.68492 | 8.7083 | 0.51662 | 0.71948 | 0.83244 | 0.68491 | 8.7083 | 0.51662 | 0.71948 | 0.83245 | 0.68492
| 8.75 | 0.51662 | 0.71948 | 0.83244 | 0.68491 | 8.75 | 0.51662 | 0.71948 | 0.83244 | 0.68491 | 8.75 | 0.51662 | 0.71948 | 0.83244 | 0.68491
| 8.7917 | 0.51662 | 0.71948 | 0.83244 | 0.68491 | 8.7917 | 0.51662 | 0.71948 | 0.83244 | 0.68491 | 8.7917 | 0.51662 | 0.71948 | 0.83244 | 0.68491
| 8.8333 | 0.51662 | 0.71948 | 0.83244 | 0.68491 | 8.8333 | 0.51662 | 0.71948 | 0.83243 | 0.68491 | 8.8333 | 0.51662 | 0.71948 | 0.83244 | 0.68491
| 8.875 | 0.51662 | 0.71948 | 0.83244 | 0.68491 | 8.875 | 0.51662 | 0.71948 | 0.83243 | 0.68491 | 8.875 | 0.51662 | 0.71948 | 0.83244 | 0.68491
| 8.9167 | 0.51662 | 0.71948 | 0.83243 | 0.68491 | 8.9167 | 0.51662 | 0.71948 | 0.83243 | 0.68491 | 8.9167 | 0.51662 | 0.71948 | 0.83243 | 0.68491
| 8.9583 | 0.51662 | 0.71948 | 0.83243 | 0.68491 | 8.9583 | 0.51662 | 0.71948 | 0.83243 | 0.68491 | 8.9583 | 0.51662 | 0.71948 | 0.83243 | 0.68491
| 9 | 0.51662 | 0.71948 | 0.83243 | 0.68491 | 9 | 0.51662 | 0.71948 | 0.83243 | 0.68491 | 9 | 0.51662 | 0.71948 | 0.83243 | 0.68491
| 9.0417 | 0.51662 | 0.71948 | 0.83243 | 0.68491 | 9.0417 | 0.51662 | 0.71948 | 0.83243 | 0.68491 | 9.0417 | 0.51662 | 0.71948 | 0.83243 | 0.68491
| 9.0833 | 0.51662 | 0.71948 | 0.83243 | 0.68491 | 9.0833 | 0.51662 | 0.71948 | 0.83243 | 0.68491 | 9.0833 | 0.51662 | 0.71948 | 0.83243 | 0.68491
| 9.125 | 0.51662 | 0.71948 | 0.83243 | 0.68491 | 9.125 | 0.51662 | 0.71948 | 0.83243 | 0.68491 | 9.125 | 0.51662 | 0.71948 | 0.83243 | 0.68491
| 9.1667 | 0.51662 | 0.71948 | 0.83243 | 0.68491 | 9.1667 | 0.51662 | 0.71948 | 0.83243 | 0.68491 | 9.1667 | 0.51662 | 0.71948 | 0.83243 | 0.68491
| 9.2083 | 0.51662 | 0.71948 | 0.83243 | 0.68491 | 9.2083 | 0.51662 | 0.71948 | 0.83243 | 0.68491 | 9.2083 | 0.51662 | 0.71948 | 0.83243 | 0.68491
| 9.25 | 0.51662 | 0.71948 | 0.83243 | 0.68491 | 9.25 | 0.51662 | 0.71948 | 0.83243 | 0.68491 | 9.25 | 0.51662 | 0.71948 | 0.83243 | 0.68491
| 9.2917 | 0.51662 | 0.71948 | 0.83243 | 0.68491 | 9.2917 | 0.51662 | 0.71948 | 0.83243 | 0.68491 | 9.2917 | 0.51662 | 0.71948 | 0.83243 | 0.68491
| 9.3333 | 0.51662 | 0.71948 | 0.83243 | 0.68491 | 9.3333 | 0.51662 | 0.71948 | 0.83243 | 0.68491 | 9.3333 | 0.51662 | 0.71948 | 0.83243 | 0.68491
| 9.375 | 0.51662 | 0.71948 | 0.83243 | 0.68491 | 9.375 | 0.51662 | 0.71948 | 0.83243 | 0.68491 | 9.375 | 0.51662 | 0.71948 | 0.83243 | 0.68491
| 9.4167 | 0.51662 | 0.71948 | 0.83243 | 0.68491 | 9.4167 | 0.51662 | 0.71948 | 0.83243 | 0.68491 | 9.4167 | 0.51662 | 0.71948 | 0.83243 | 0.68491
| 9.4583 | 0.51662 | 0.71948 | 0.83243 | 0.68491 | 9.4583 | 0.51662 | 0.71948 | 0.83243 | 0.68491 | 9.4583 | 0.51662 | 0.71948 | 0.83243 | 0.68491
| 9.5 | 0.51662 | 0.71948 | 0.83243 | 0.68491 | 9.5 | 0.51662 | 0.71948 | 0.83243 | 0.68491 | 9.5 | 0.51662 | 0.71948 | 0.83243 | 0.68491
| 9.5417 | 0.51662 | 0.71948 | 0.83243 | 0.68491 | 9.5417 | 0.51662 | 0.71948 | 0.83243 | 0.68491 | 9.5417 | 0.51662 | 0.71948 | 0.83243 | 0.68491
| 9.5833 | 0.51662 | 0.71947 | 0.83243 | 0.68491 | 9.5833 | 0.51662 | 0.71947 | 0.83243 | 0.68491 | 9.5833 | 0.51662 | 0.71947 | 0.83243 | 0.68491
| 9.625 | 0.51662 | 0.71947 | 0.83243 | 0.68491 | 9.625 | 0.51662 | 0.71947 | 0.83243 | 0.68491 | 9.625 | 0.51662 | 0.71947 | 0.83243 | 0.68491
| 9.6667 | 0.51662 | 0.71947 | 0.83243 | 0.68491 | 9.6667 | 0.51662 | 0.71947 | 0.83243 | 0.68491 | 9.6667 | 0.51662 | 0.71947 | 0.83243 | 0.68491
| 9.7083 | 0.51662 | 0.71947 | 0.83243 | 0.68491 | 9.7083 | 0.51662 | 0.71947 | 0.83243 | 0.68491 | 9.7083 | 0.51662 | 0.71947 | 0.83243 | 0.68491
| 9.75 | 0.51662 | 0.71947 | 0.83244 | 0.68491 | 9.75 | 0.51662 | 0.71947 | 0.83243 | 0.68491 | 9.75 | 0.51662 | 0.71947 | 0.83244 | 0.68491
| 9.7917 | 0.51662 | 0.71947 | 0.83244 | 0.68491 | 9.7917 | 0.51662 | 0.71947 | 0.83243 | 0.68491 | 9.7917 | 0.51662 | 0.71947 | 0.83244 | 0.68491
| 9.8333 | 0.51662 | 0.71947 | 0.83244 | 0.68491 | 9.8333 | 0.51662 | 0.71947 | 0.83243 | 0.68491 | 9.8333 | 0.51662 | 0.71947 | 0.83244 | 0.68491
| 9.875 | 0.51662 | 0.71947 | 0.83244 | 0.68491 | 9.875 | 0.51662 | 0.71947 | 0.83243 | 0.68491 | 9.875 | 0.51662 | 0.71947 | 0.83244 | 0.68491
| 9.9167 | 0.51662 | 0.71947 | 0.83244 | 0.68491 | 9.9167 | 0.51662 | 0.71947 | 0.83243 | 0.68491 | 9.9167 | 0.51662 | 0.71947 | 0.83244 | 0.68491
| 9.9583 | 0.51662 | 0.71947 | 0.83244 | 0.68491 | 9.9583 | 0.51662 | 0.71947 | 0.83243 | 0.68491 | 9.9583 | 0.51662 | 0.71947 | 0.83244 | 0.68491
| 10 | 0.51662 | 0.71947 | 0.83244 | 0.68491 | 10 | 0.51662 | 0.71947 | 0.83243 | 0.68491 | 10 | 0.51662 | 0.71947 | 0.83244 | 0.68491
| 10.0417 | 0.51662 | 0.71947 | 0.83244 | 0.68491 | 10.0417 | 0.51662 | 0.71947 | 0.83243 | 0.68491 | 10.0417 | 0.51662 | 0.71947 | 0.83244 | 0.68491
| 10.0833 | 0.51662 | 0.71947 | 0.83244 | 0.68491 | 10.0833 | 0.51662 | 0.71947 | 0.83243 | 0.68491 | 10.0833 | 0.51662 | 0.71947 | 0.83244 | 0.68491
| 10.125 | 0.51662 | 0.71947 | 0.83244 | 0.68491 | 10.125 | 0.51662 | 0.71947 | 0.83243 | 0.68491 | 10.125 | 0.51662 | 0.71947 | 0.83244 | 0.68491
| 10.1667 | 0.51662 | 0.71947 | 0.83244 | 0.68491 | 10.1667 | 0.51662 | 0.71947 | 0.83243 | 0.68491 | 10.1667 | 0.51662 | 0.71947 | 0.83244 | 0.68491
| 10.2083 | 0.51662 | 0.71947 | 0.83244 | 0.68491 | 10.2083 | 0.51662 | 0.71947 | 0.83243 | 0.68491 | 10.2083 | 0.51662 | 0.71947 | 0.83244 | 0.68491
| 10.25 | 0.51662 | 0.71947 | 0.83244 | 0.68491 | 10.25 | 0.51662 | 0.71947 | 0.83243 | 0.68491 | 10.25 | 0.51662 | 0.71947 | 0.83244 | 0.68491
| 10.2917 | 0.51662 | 0.71947 | 0.83244 | 0.68491 | 10.2917 | 0.51662 | 0.71947 | 0.83243 | 0.68491 | 10.2917 | 0.51662 | 0.71947 | 0.83244 | 0.68491
| 10.3333 | 0.51662 | 0.71947 | 0.83244 | 0.68491 | 10.3333 | 0.51662 | 0.71947 | 0.83243 | 0.68491 | 10.3333 | 0.51662 | 0.71947 | 0.83244 | 0.68491
| 10.375 | 0.51662 | 0.71947 | 0.83244 | 0.68491 | 10.375 | 0.51662 | 0.71947 | 0.83243 | 0.68491 | 10.375 | 0.51662 | 0.71947 | 0.83244 | 0.68491
| 10.4167 | 0.51662 | 0.71947 | 0.83244 | 0.68491 | 10.4167 | 0.51662 | 0.71947 | 0.83243 | 0.68491 | 10.4167 | 0.51662 | 0.71947 | 0.83244 | 0.68491
| 10.4583 | 0.51662 | 0.71947 | 0.83244 | 0.68491 | 10.4583 | 0.51662 | 0.71947 | 0.83243 | 0.68491 | 10.4583 | 0.51662 | 0.71947 | 0.83244 | 0.68491
| 10.5 | 0.51662 | 0.71947 | 0.83244 | 0.68491 | 10.5 | 0.51662 | 0.71947 | 0.83243 | 0.68491 | 10.5 | 0.51662 | 0.71947 | 0.83244 | 0.68491
| 10.5417 | 0.51662 | 0.71947 | 0.83244 | 0.68491 | 10.5417 | 0.51662 | 0.71947 | 0.83243 | 0.68491 | 10.5417 | 0.51662 | 0.71947 | 0.83244 | 0.68491
| 10.5833 | 0.51662 | 0.71948 | 0.83244 | 0.68491 | 10.5833 | 0.51662 | 0.71948 | 0.83243 | 0.68491 | 10.5833 | 0.51662 | 0.71948 | 0.83244 | 0.68491
| 10.625 | 0.51662 | 0.71948 | 0.83244 | 0.68491 | 10.625 | 0.51662 | 0.71948 | 0.83243 | 0.68491 | 10.625 | 0.51662 | 0.71948 | 0.83244 | 0.68491
| 10.6667 | 0.51662 | 0.71948 | 0.83244 | 0.68491 | 10.6667 | 0.51662 | 0.71948 | 0.83243 | 0.68491 | 10.6667 | 0.51662 | 0.71948 | 0.83244 | 0.68491
| 10.7083 | 0.51662 | 0.71948 | 0.83244 | 0.68491 | 10.7083 | 0.51662 | 0.71948 | 0.83243 | 0.68491 | 10.7083 | 0.51662 | 0.71948 | 0.83244 | 0.68491
| 10.75 | 0.51662 | 0.71948 | 0.83244 | 0.68491 | 10.75 | 0.51662 | 0.71948 | 0.83243 | 0.68491 | 10.75 | 0.51662 | 0.71948 | 0.83244 | 0.68491
| 10.7917 | 0.51662 | 0.71948 | 0.83243 | 0.68491 | 10.7917 | 0.51662 | 0.71948 | 0.83243 | 0.68491 | 10.7917 | 0.51662 | 0.71948 | 0.83243 | 0.68491
| 10.8333 | 0.51662 | 0.71948 | 0.83243 | 0.68491 | 10.8333 | 0.51662 | 0.71948 | 0.83243 | 0.68491 | 10.8333 | 0.51662 | 0.71948 | 0.83243 | 0.68491
| 10.875 | 0.51662 | 0.71948 | 0.83243 | 0.68491 | 10.875 | 0.51662 | 0.71948 | 0.83243 | 0.68491 | 10.875 | 0.51662 | 0.71948 | 0.83243 | 0.68491
| 10.9167 | 0.51662 | 0.71948 | 0.83243 | 0.68491 | 10.9167 | 0.51662 | 0.71948 | 0.83243 | 0.68491 | 10.9167 | 0.51662 | 0.71948 | 0.83243 | 0.68491
| 10.9583 | 0.51662 | 0.71948 | 0.83243 | 0.68491 | 10.9583 | 0.51662 | 0.71948 | 0.83243 | 0.68491 | 10.9583 | 0.51662 | 0.71948 | 0.83243 | 0.68491
| 11 | 0.51662 | 0.71948 | 0.83243 | 0.68491 | 11 | 0.51662 | 0.71948 | 0.83243 | 0.68491 | 11 | 0.51662 | 0.71948 | 0.83243 | 0.68491
| 11.0417 | 0.51662 | 0.71948 | 0.83243 | 0.68491 | 11.0417 | 0.51662 | 0.71948 | 0.83243 | 0.68491 | 11.0417 | 0.51662 | 0.71948 | 0.83243 | 0.68491
| 11.0833 | 0.51662 | 0.71948 | 0.83243 | 0.68491 | 11.0833 | 0.51662 | 0.71948 | 0.83243 | 0.68491 | 11.0833 | 0.51662 | 0.71948 | 0.83243 | 0.68491
| 11.125 | 0.51662 | 0.71948 | 0.83243 | 0.68491 | 11.125 | 0.51662 | 0.71948 | 0.83243 | 0.68491 | 11.125 | 0.51662 | 0.71948 | 0.83243 | 0.68491
| 11.1667 | 0.51662 | 0.71948 | 0.83243 | 0.68491 | 11.1667 | 0.51662 | 0.71948 | 0.83243 | 0.68491 | 11.1667 | 0.51662 | 0.71948 | 0.83243 | 0.68491
| 11.2083 | 0.51662 | 0.71948 | 0.83243 | 0.68491 | 11.2083 | 0.51662 | 0.71948 | 0.83243 | 0.68491 | 11.2083 | 0.51662 | 0.71948 | 0.83243 | 0.68491
| 11.25 | 0.51662 | 0.71948 | 0.83243 | 0.68491 | 11.25 | 0.51662 | 0.71948 | 0.83243 | 0.68491 | 11.25 | 0.51662 | 0.71948 | 0.83243 | 0.68491
| 11.2917 | 0.51662 | 0.71948 | 0.83243 | 0.68491 | 11.2917 | 0.51662 | 0.71948 | 0.83243 | 0.68491 | 11.2917 | 0.51662 | 0.71948 | 0.83243 | 0.68491
| 11.3333 | 0.51662 | 0.71948 | 0.83243 | 0.68491 | 11.3333 | 0.51662 | 0.71948 | 0.83243 | 0.68491 | 11.3333 | 0.51662 | 0.71948 | 0.83243 | 0.68491
| 11.375 | 0.51662 | 0.71948 | 0.83243 | 0.68491 | 11.375 | 0.51662 | 0.71948 | 0.83243 | 0.68491 | 11.375 | 0.51662 | 0.71948 | 0.83243 | 0.68491
| 11.4167 | 0.51662 | 0.71948 | 0.83243 | 0.68491 | 11.4167 | 0.51662 | 0.71948 | 0.83243 | 0.68491 | 11.4167 | 0.51662 | 0.71948 | 0.83243 | 0.68491
| 11.4583 | 0.51662 | 0.71948 | 0.83243 | 0.68491 | 11.4583 | 0.51662 | 0.71948 | 0.83243 | 0.68491 | 11.4583 | 0.51662 | 0.71948 | 0.83243 | 0.68491
| 11.5 | 0.51662 | 0.71947 | 0.83243 | 0.68491 | 11.5 | 0.51662 | 0.71947 | 0.83243 | 0.68491 | 11.5 | 0.51662 | 0.71947 | 0.83243 | 0.68491
| 11.5417 | 0.51662 | 0.71947 | 0.83244 | 0.68491 | 11.5417 | 0.51662 | 0.71947 | 0.83244 | 0.68491 | 11.5417 | 0.51662 | 0.71947 | 0.83244 | 0.68491
| 11.5833 | 0.51662 | 0.71947 | 0.83244 | 0.68491 | 11.5833 | 0.51662 | 0.71947 | 0.83244 | 0.68491 | 11.5833 | 0.51662 | 0.71947 | 0.83244 | 0.68491
| 11.625 | 0.51662 | 0.71947 | 0.83244 | 0.68491 | 11.625 | 0.51662 | 0.71947 | 0.83244 | 0.68491 | 11.625 | 0.51662 | 0.71947 | 0.83244 | 0.68491
| 11.6667 | 0.51662 | 0.71947 | 0.83244 | 0.68491 | 11.6667 | 0.51662 | 0.71947 | 0.83244 | 0.68491 | 11.6667 | 0.51662 | 0.71947 | 0.83244 | 0.68491
| 11.7083 | 0.51662 | 0.71947 | 0.83244 | 0.68491 | 11.7083 | 0.51662 | 0.71947 | 0.83244 | 0.68491 | 11.7083 | 0.51662 | 0.71947 | 0.83244 | 0.68491
| 11.75 | 0.51662 | 0.71947 | 0.83244 | 0.68491 | 11.75 | 0.51662 | 0.71947 | 0.83244 | 0.68491 | 11.75 | 0.51662 | 0.71947 | 0.83244 | 0.68491
| 11.7917 | 0.51662 | 0.71947 | 0.83244 | 0.68491 | 11.7917 | 0.51662 | 0.71947 | 0.83244 | 0.68491 | 11.7917 | 0.51662 | 0.71947 | 0.83244 | 0.68491
| 11.8333 | 0.51662 | 0.71947 | 0.83244 | 0.68491 | 11.8333 | 0.51662 | 0.71947 | 0.83244 | 0.68491 | 11.8333 | 0.51662 | 0.71947 | 0.83244 | 0.68491
| 11.875 | 0.51662 | 0.71947 | 0.83244 | 0.68491 | 11.875 | 0.51662 | 0.71947 | 0.83244 | 0.68491 | 11.875 | 0.51662 | 0.71947 | 0.83244 | 0.68491
| 11.9167 | 0.51662 | 0.71947 | 0.83244 | 0.68491 | 11.9167 | 0.51662 | 0.71947 | 0.83244 | 0.68491 | 11.9167 | 0.51662 | 0.71947 | 0.83244 | 0.68491
| 11.9583 | 0.51662 | 0.71947 | 0.83244 | 0.68491 | 11.9583 | 0.51662 | 0.71947 | 0.83244 | 0.68491 | 11.9583 | 0.51662 | 0.71947 | 0.83244 | 0.68491
| 12 | 0.51662 | 0.71947 | 0.83244 | 0.68491 | 12 | 0.51662 | 0.71947 | 0.83244 | 0.68491 | 12 | 0.51662 | 0.71947 | 0.83244 | 0.68491
| 12.0417 | 0.51662 | 0.71947 | 0.83244 | 0.68491 | 12.0417 | 0.51662 | 0.71947 | 0.83244 | 0.68491 | 12.0417 | 0.51662 | 0.71947 | 0.83244 | 0.68491
| 12.0833 | 0.51662 | 0.71947 | 0.83244 | 0.68491 | 12.0833 | 0.51662 | 0.71947 | 0.83244 | 0.68491 | 12.0833 | 0.51662 | 0.71947 | 0.83244 | 0.68491
| 12.125 | 0.51662 | 0.71947 | 0.83244 | 0.68491 | 12.125 | 0.51662 | 0.71947 | 0.83244 | 0.68491 | 12.125 | 0.51662 | 0.71947 | 0.83244 | 0.68491
| 12.1667 | 0.51662 | 0.71947 | 0.83244 | 0.68491 | 12.1667 | 0.51662 | 0.71947 | 0.83244 | 0.68491 | 12.1667 | 0.51662 | 0.71947 | 0.83244 | 0.68491
| 12.2083 | 0.51662 | 0.71947 | 0.83244 | 0.68491 | 12.2083 | 0.51662 | 0.71947 | 0.83244 | 0.68491 | 12.2083 | 0.51662 | 0.71947 | 0.83244 | 0.68491
| 12.25 | 0.51662 | 0.71947 | 0.83244 | 0.68491 | 12.25 | 0.51662 | 0.71947 | 0.83244 | 0.68491 | 12.25 | 0.51662 | 0.71947 | 0.83244 | 0.68491
| 12.2917 | 0.51662 | 0.71947 | 0.83244 | 0.68491 | 12.2917 | 0.51662 | 0.71947 | 0.83244 | 0.68491 | 12.2917 | 0.51662 | 0.71947 | 0.83244 | 0.68491
| 12.3333 | 0.51662 | 0.71947 | 0.83244 | 0.68491 | 12.3333 | 0.51662 | 0.71947 | 0.83244 | 0.68491 | 12.3333 | 0.51662 | 0.71947 | 0.83244 | 0.68491
| 12.375 | 0.51662 | 0.71947 | 0.83244 | 0.68491 | 12.375 | 0.51662 | 0.71947 | 0.83244 | 0.68491 | 12.375 | 0.51662 | 0.71947 | 0.83244 | 0.68491
| 12.4167 | 0.51662 | 0.71947 | 0.83244 | 0.68491 | 12.4167 | 0.51662 | 0.71947 | 0.83244 | 0.68491 | 12.4167 | 0.51662 | 0.71947 | 0.83244 | 0.68491
| 12.4583 | 0.51662 | 0.71947 | 0.83244 | 0.68491 | 12.4583 | 0.51662 | 0.71947 | 0.83244 | 0.68491 | 12.4583 | 0.51662 | 0.71947 | 0.83244 | 0.68491
| 12.5 | 0.51662 | 0.71947 | 0.83244 | 0.68491 | 12.5 | 0.51662 | 0.71948 | 0.83244 | 0.68491 | 12.5 | 0.51662 | 0.71947 | 0.83244 | 0.68491
| 12.5417 | 0.51662 | 0.71948 | 0.83244 | 0.68491 | 12.5417 | 0.51662 | 0.71948 | 0.83244 | 0.68491 | 12.5417 | 0.51662 | 0.71948 | 0.83244 | 0.68491
| 12.5833 | 0.51662 | 0.71948 | 0.83244 | 0.68491 | 12.5833 | 0.51662 | 0.71948 | 0.83244 | 0.68491 | 12.5833 | 0.51662 | 0.71948 | 0.83244 | 0.68491
| 12.625 | 0.51662 | 0.71948 | 0.83244 | 0.68491 | 12.625 | 0.51662 | 0.71948 | 0.83244 | 0.68491 | 12.625 | 0.51662 | 0.71948 | 0.83244 | 0.68491
| 12.6667 | 0.51662 | 0.71948 | 0.83243 | 0.68491 | 12.6667 | 0.51662 | 0.71948 | 0.83243 | 0.68491 | 12.6667 | 0.51662 | 0.71948 | 0.83243 | 0.68491
| 12.7083 | 0.51662 | 0.71948 | 0.83243 | 0.68491 | 12.7083 | 0.51662 | 0.71948 | 0.83243 | 0.68491 | 12.7083 | 0.51662 | 0.71948 | 0.83243 | 0.68491
| 12.75 | 0.51662 | 0.71948 | 0.83243 | 0.68491 | 12.75 | 0.51662 | 0.71948 | 0.83243 | 0.68491 | 12.75 | 0.51662 | 0.71948 | 0.83243 | 0.68491
| 12.7917 | 0.51662 | 0.71948 | 0.83243 | 0.68491 | 12.7917 | 0.51662 | 0.71948 | 0.83243 | 0.68491 | 12.7917 | 0.51662 | 0.71948 | 0.83243 | 0.68491
| 12.8333 | 0.51662 | 0.71948 | 0.83243 | 0.68491 | 12.8333 | 0.51662 | 0.71948 | 0.83243 | 0.68491 | 12.8333 | 0.51662 | 0.71948 | 0.83243 | 0.68491
| 12.875 | 0.51662 | 0.71948 | 0.83243 | 0.68491 | 12.875 | 0.51662 | 0.71948 | 0.83243 | 0.68491 | 12.875 | 0.51662 | 0.71948 | 0.83243 | 0.68491
| 12.9167 | 0.51662 | 0.71948 | 0.83243 | 0.68491 | 12.9167 | 0.51662 | 0.71948 | 0.83243 | 0.68491 | 12.9167 | 0.51662 | 0.71948 | 0.83243 | 0.68491
| 12.9583 | 0.51662 | 0.71948 | 0.83243 | 0.68491 | 12.9583 | 0.51662 | 0.71948 | 0.83243 | 0.68491 | 12.9583 | 0.51662 | 0.71948 | 0.83243 | 0.68491
| 13 | 0.51662 | 0.71948 | 0.83243 | 0.68491 | 13 | 0.51662 | 0.71948 | 0.83243 | 0.68491 | 13 | 0.51662 | 0.71948 | 0.83243 | 0.68491
| 13.0417 | 0.51662 | 0.71948 | 0.83243 | 0.68491 | 13.0417 | 0.51662 | 0.71948 | 0.83243 | 0.68491 | 13.0417 | 0.51662 | 0.71948 | 0.83243 | 0.68491
| 13.0833 | 0.51662 | 0.71948 | 0.83243 | 0.68491 | 13.0833 | 0.51662 | 0.71948 | 0.83243 | 0.68491 | 13.0833 | 0.51662 | 0.71948 | 0.83243 | 0.68491
| 13.125 | 0.51662 | 0.71948 | 0.83243 | 0.68491 | 13.125 | 0.51662 | 0.71948 | 0.83243 | 0.68491 | 13.125 | 0.51662 | 0.71948 | 0.83243 | 0.68491
| 13.1667 | 0.51662 | 0.71948 | 0.83243 | 0.68491 | 13.1667 | 0.51662 | 0.71948 | 0.83243 | 0.68491 | 13.1667 | 0.51662 | 0.71948 | 0.83243 | 0.68491
| 13.2083 | 0.51662 | 0.71948 | 0.83243 | 0.68491 | 13.2083 | 0.51662 | 0.71948 | 0.83243 | 0.68491 | 13.2083 | 0.51662 | 0.71948 | 0.83243 | 0.68491
| 13.25 | 0.51662 | 0.71948 | 0.83243 | 0.68491 | 13.25 | 0.51662 | 0.71948 | 0.83243 | 0.68491 | 13.25 | 0.51662 | 0.71948 | 0.83243 | 0.68491
| 13.2917 | 0.51662 | 0.71948 | 0.83243 | 0.68491 | 13.2917 | 0.51662 | 0.71948 | 0.83243 | 0.68491 | 13.2917 | 0.51662 | 0.71948 | 0.83243 | 0.68491
| 13.3333 | 0.51662 | 0.71948 | 0.83243 | 0.68491 | 13.3333 | 0.51662 | 0.71948 | 0.83243 | 0.68491 | 13.3333 | 0.51662 | 0.71948 | 0.83243 | 0.68491
| 13.375 | 0.51662 | 0.71948 | 0.83244 | 0.68491 | 13.375 | 0.51662 | 0.71948 | 0.83244 | 0.68491 | 13.375 | 0.51662 | 0.71948 | 0.83244 | 0.68491
| 13.4167 | 0.51662 | 0.71948 | 0.83245 | 0.68492 | 13.4167 | 0.51662 | 0.71948 | 0.83245 | 0.68492 | 13.4167 | 0.51662 | 0.71948 | 0.83245 | 0.68492
| 13.4583 | 0.51662 | 0.71948 | 0.83245 | 0.68492 | 13.4583 | 0.51662 | 0.71948 | 0.83245 | 0.68492 | 13.4583 | 0.51662 | 0.71948 | 0.83245 | 0.68492
| 13.5 | 0.51662 | 0.71948 | 0.83246 | 0.68492 | 13.5 | 0.51662 | 0.71948 | 0.83246 | 0.68492 | 13.5 | 0.51662 | 0.71948 | 0.83246 | 0.68492
| 13.5417 | 0.51662 | 0.71948 | 0.83246 | 0.68492 | 13.5417 | 0.51662 | 0.71948 | 0.83246 | 0.68492 | 13.5417 | 0.51662 | 0.71948 | 0.83246 | 0.68492
| 13.5833 | 0.51662 | 0.71948 | 0.83246 | 0.68492 | 13.5833 | 0.51662 | 0.71948 | 0.83246 | 0.68492 | 13.5833 | 0.51662 | 0.71948 | 0.83246 | 0.68492
| 13.625 | 0.51662 | 0.71948 | 0.83246 | 0.68492 | 13.625 | 0.51662 | 0.71948 | 0.83246 | 0.68492 | 13.625 | 0.51662 | 0.71948 | 0.83246 | 0.68492
| 13.6667 | 0.51662 | 0.71948 | 0.83246 | 0.68492 | 13.6667 | 0.51662 | 0.71948 | 0.83246 | 0.68492 | 13.6667 | 0.51662 | 0.71948 | 0.83246 | 0.68492
| 13.7083 | 0.51662 | 0.71948 | 0.83247 | 0.68492 | 13.7083 | 0.51662 | 0.71948 | 0.83247 | 0.68492 | 13.7083 | 0.51662 | 0.71948 | 0.83247 | 0.68492
| 13.75 | 0.51662 | 0.71948 | 0.83247 | 0.68492 | 13.75 | 0.51662 | 0.71948 | 0.83247 | 0.68492 | 13.75 | 0.51662 | 0.71948 | 0.83247 | 0.68492
| 13.7917 | 0.51662 | 0.71948 | 0.83247 | 0.68492 | 13.7917 | 0.51662 | 0.71948 | 0.83247 | 0.68492 | 13.7917 | 0.51662 | 0.71948 | 0.83247 | 0.68492
| 13.8333 | 0.51662 | 0.71948 | 0.83247 | 0.68492 | 13.8333 | 0.51662 | 0.71948 | 0.83247 | 0.68492 | 13.8333 | 0.51662 | 0.71948 | 0.83247 | 0.68492
| 13.875 | 0.51662 | 0.71948 | 0.83247 | 0.68492 | 13.875 | 0.51662 | 0.71948 | 0.83247 | 0.68492 | 13.875 | 0.51662 | 0.71948 | 0.83247 | 0.68492
| 13.9167 | 0.51662 | 0.71948 | 0.83247 | 0.68492 | 13.9167 | 0.51662 | 0.71948 | 0.83247 | 0.68492 | 13.9167 | 0.51662 | 0.71948 | 0.83247 | 0.68492
| 13.9583 | 0.51662 | 0.71948 | 0.83247 | 0.68492 | 13.9583 | 0.51662 | 0.71948 | 0.83247 | 0.68492 | 13.9583 | 0.51662 | 0.71948 | 0.83247 | 0.68492
| 14 | 0.51662 | 0.71948 | 0.83247 | 0.68492 | 14 | 0.51662 | 0.71948 | 0.83247 | 0.68492 | 14 | 0.51662 | 0.71948 | 0.83247 | 0.68492
| 14.0417 | 0.51538 | 0.7155 | 0.83184 | 0.68318 | 14.0417 | 0.51662 | 0.71945 | 0.83095 | 0.68436 | 14.0417 | 0.51538 | 0.71551 | 0.83261 | 0.68346
| 14.0833 | 0.51404 | 0.71116 | 0.83093 | 0.68119 | 14.0833 | 0.51662 | 0.7194 | 0.82885 | 0.68359 | 14.0833 | 0.51404 | 0.71118 | 0.83278 | 0.68187
| 14.125 | 0.5126 | 0.70647 | 0.82974 | 0.67898 | 14.125 | 0.51662 | 0.71935 | 0.8262 | 0.68262 | 14.125 | 0.5126 | 0.70651 | 0.83296 | 0.68015
| 14.1667 | 0.51106 | 0.70142 | 0.8283 | 0.67654 | 14.1667 | 0.51662 | 0.71929 | 0.823 | 0.68145 | 14.1667 | 0.51106 | 0.70147 | 0.83313 | 0.6783
| 14.2083 | 0.50889 | 0.68986 | 0.82652 | 0.67201 | 14.2083 | 0.51614 | 0.71794 | 0.81856 | 0.6793 | 14.2083 | 0.50889 | 0.68994 | 0.83332 | 0.67449
| 14.25 | 0.50668 | 0.67854 | 0.82438 | 0.6674 | 14.25 | 0.51538 | 0.71582 | 0.8125 | 0.67627 | 14.25 | 0.50668 | 0.67864 | 0.83358 | 0.67075
| 14.2917 | 0.50461 | 0.66843 | 0.82147 | 0.66288 | 14.2917 | 0.5144 | 0.71289 | 0.80259 | 0.67153 | 14.2917 | 0.50462 | 0.66857 | 0.83407 | 0.66748
| 14.3333 | 0.50218 | 0.65727 | 0.81726 | 0.65748 | 14.3333 | 0.51396 | 0.71089 | 0.7895 | 0.6661 | 14.3333 | 0.50218 | 0.65746 | 0.83489 | 0.66391
| 14.375 | 0.49973 | 0.6459 | 0.81257 | 0.65185 | 14.375 | 0.51347 | 0.70869 | 0.77577 | 0.66037 | 14.375 | 0.49973 | 0.64616 | 0.83573 | 0.66029
| 14.4167 | 0.4966 | 0.63296 | 0.80733 | 0.64534 | 14.4167 | 0.51228 | 0.70491 | 0.76137 | 0.65371 | 14.4167 | 0.4966 | 0.63328 | 0.83652 | 0.65599
| 14.4583 | 0.49345 | 0.6199 | 0.80137 | 0.63854 | 14.4583 | 0.51098 | 0.7008 | 0.74574 | 0.64647 | 14.4583 | 0.49345 | 0.6203 | 0.83737 | 0.65167
| 14.5 | 0.49034 | 0.60687 | 0.79468 | 0.63149 | 14.5 | 0.50877 | 0.69455 | 0.72666 | 0.63709 | 14.5 | 0.49034 | 0.60735 | 0.83826 | 0.64738
| 14.5417 | 0.48717 | 0.59362 | 0.78723 | 0.62409 | 14.5417 | 0.50645 | 0.68796 | 0.68032 | 0.6177 | 14.5417 | 0.48717 | 0.59419 | 0.83917 | 0.64303
| 14.5833 | 0.48398 | 0.58022 | 0.77903 | 0.61636 | 14.5833 | 0.50412 | 0.68133 | 0.63387 | 0.59826 | 14.5833 | 0.48398 | 0.58089 | 0.84011 | 0.63864
| 14.625 | 0.48112 | 0.5675 | 0.76982 | 0.60858 | 14.625 | 0.50198 | 0.67521 | 0.5872 | 0.57895 | 14.625 | 0.48112 | 0.56827 | 0.84112 | 0.63458
| 14.6667 | 0.47853 | 0.55535 | 0.75959 | 0.60068 | 14.6667 | 0.49998 | 0.66949 | 0.54037 | 0.55974 | 14.6667 | 0.47853 | 0.55625 | 0.84224 | 0.63082
| 14.7083 | 0.47593 | 0.54314 | 0.74826 | 0.59236 | 14.7083 | 0.49785 | 0.66364 | 0.49339 | 0.54039 | 14.7083 | 0.47593 | 0.54418 | 0.84345 | 0.62708
| 14.75 | 0.47334 | 0.53074 | 0.73712 | 0.58407 | 14.75 | 0.49571 | 0.65739 | 0.44689 | 0.52111 | 14.75 | 0.47334 | 0.53191 | 0.84467 | 0.62329
| 14.7917 | 0.47057 | 0.51773 | 0.72576 | 0.57546 | 14.7917 | 0.49397 | 0.65174 | 0.40052 | 0.50218 | 14.7917 | 0.47057 | 0.51903 | 0.84579 | 0.61923
| 14.8333 | 0.46655 | 0.50202 | 0.71365 | 0.5654 | 14.8333 | 0.49105 | 0.64357 | 0.35371 | 0.48198 | 14.8333 | 0.46655 | 0.50346 | 0.84659 | 0.61388
| 14.875 | 0.46247 | 0.48602 | 0.70102 | 0.55505 | 14.875 | 0.48808 | 0.63528 | 0.30667 | 0.46165 | 14.875 | 0.46247 | 0.4876 | 0.84724 | 0.60838
| 14.9167 | 0.45796 | 0.46862 | 0.68795 | 0.54401 | 14.9167 | 0.48464 | 0.62576 | 0.25941 | 0.44073 | 14.9167 | 0.45796 | 0.47034 | 0.84772 | 0.60228
| 14.9583 | 0.45343 | 0.45116 | 0.67451 | 0.53281 | 14.9583 | 0.48122 | 0.61629 | 0.21194 | 0.41976 | 14.9583 | 0.45343 | 0.45303 | 0.84814 | 0.59613
| 15 | 0.44902 | 0.43424 | 0.62902 | 0.51021 | 15 | 0.47781 | 0.60688 | 0.16428 | 0.39875 | 15 | 0.44902 | 0.43643 | 0.84848 | 0.59019
| 15.0417 | 0.44583 | 0.42124 | 0.58405 | 0.48929 | 15.0417 | 0.47443 | 0.59756 | 0.11799 | 0.37826 | 15.0417 | 0.44583 | 0.42374 | 0.84861 | 0.58568
| 15.0833 | 0.44273 | 0.40853 | 0.53931 | 0.46856 | 15.0833 | 0.47106 | 0.58829 | 0.07214 | 0.35795 | 15.0833 | 0.44272 | 0.41134 | 0.84866 | 0.58124
| 15.125 | 0.4397 | 0.39612 | 0.49479 | 0.44803 | 15.125 | 0.46772 | 0.57909 | 0.026728 | 0.33783 | 15.125 | 0.4397 | 0.39923 | 0.84867 | 0.57689
| 15.1667 | 0.43677 | 0.38399 | 0.45049 | 0.42768 | 15.1667 | 0.46439 | 0.56996 | -0.018245 | 0.31788 | 15.1667 | 0.43677 | 0.38741 | 0.84867 | 0.57265
| 15.2083 | 0.4349 | 0.37946 | 0.4065 | 0.40986 | 15.2083 | 0.46278 | 0.56562 | -0.062015 | 0.30029 | 15.2083 | 0.43489 | 0.38317 | 0.84867 | 0.57083
| 15.25 | 0.43306 | 0.37456 | 0.36291 | 0.3921 | 15.25 | 0.46158 | 0.56227 | -0.10427 | 0.28367 | 15.25 | 0.43306 | 0.37857 | 0.84867 | 0.56892
| 15.2917 | 0.43157 | 0.36948 | 0.32018 | 0.37473 | 15.2917 | 0.46105 | 0.56052 | -0.14291 | 0.26903 | 15.2917 | 0.43157 | 0.37377 | 0.84867 | 0.56709
| 15.3333 | 0.43119 | 0.36719 | 0.27888 | 0.35904 | 15.3333 | 0.45954 | 0.55695 | -0.17868 | 0.25457 | 15.3333 | 0.43118 | 0.37174 | 0.84866 | 0.5664
| 15.375 | 0.43082 | 0.36495 | 0.23819 | 0.34358 | 15.375 | 0.4582 | 0.55371 | -0.21368 | 0.24054 | 15.375 | 0.43082 | 0.36975 | 0.84866 | 0.56573
| 15.4167 | 0.43048 | 0.36274 | 0.19807 | 0.32835 | 15.4167 | 0.45702 | 0.55075 | -0.24798 | 0.22691 | 15.4167 | 0.43047 | 0.36779 | 0.84865 | 0.56508
| 15.4583 | 0.43012 | 0.36055 | 0.15867 | 0.31338 | 15.4583 | 0.45593 | 0.54808 | -0.28111 | 0.21381 | 15.4583 | 0.43012 | 0.36584 | 0.84865 | 0.56443
| 15.5 | 0.42971 | 0.35823 | 0.11999 | 0.29861 | 15.5 | 0.45574 | 0.54751 | -0.31087 | 0.20282 | 15.5 | 0.42971 | 0.36377 | 0.84865 | 0.56372
| 15.5417 | 0.42933 | 0.35605 | 0.082027 | 0.28416 | 15.5417 | 0.45564 | 0.54725 | -0.31346 | 0.20177 | 15.5417 | 0.42933 | 0.36181 | 0.84865 | 0.56306
| 15.5833 | 0.42896 | 0.35391 | 0.044787 | 0.26997 | 15.5833 | 0.45555 | 0.54698 | -0.31605 | 0.20073 | 15.5833 | 0.42895 | 0.35989 | 0.84865 | 0.56241
| 15.625 | 0.42854 | 0.35177 | 0.0084951 | 0.25612 | 15.625 | 0.45546 | 0.54672 | -0.3186 | 0.1997 | 15.625 | 0.42854 | 0.35795 | 0.84865 | 0.56174
| 15.6667 | 0.42811 | 0.34963 | -0.026759 | 0.24263 | 15.6667 | 0.45537 | 0.54647 | -0.32111 | 0.19869 | 15.6667 | 0.4281 | 0.356 | 0.84865 | 0.56106
| 15.7083 | 0.42582 | 0.34093 | -0.060891 | 0.22712 | 15.7083 | 0.45534 | 0.54635 | -0.32359 | 0.19776 | 15.7083 | 0.42582 | 0.34749 | 0.84865 | 0.55794
| 15.75 | 0.42331 | 0.33221 | -0.094968 | 0.21153 | 15.75 | 0.4553 | 0.54623 | -0.32614 | 0.19678 | 15.75 | 0.42331 | 0.33894 | 0.84866 | 0.55473
| 15.7917 | 0.42227 | 0.32774 | -0.12894 | 0.19766 | 15.7917 | 0.45521 | 0.54596 | -0.32877 | 0.19573 | 15.7917 | 0.42227 | 0.33465 | 0.84866 | 0.5532
| 15.8333 | 0.42143 | 0.32393 | -0.16261 | 0.18415 | 15.8333 | 0.45512 | 0.54571 | -0.33141 | 0.19467 | 15.8333 | 0.42142 | 0.33103 | 0.84866 | 0.55192
| 15.875 | 0.42066 | 0.32062 | -0.19603 | 0.17089 | 15.875 | 0.45503 | 0.54545 | -0.33406 | 0.19361 | 15.875 | 0.42065 | 0.3279 | 0.84866 | 0.55081
| 15.9167 | 0.41988 | 0.31767 | -0.22926 | 0.15779 | 15.9167 | 0.45494 | 0.5452 | -0.33673 | 0.19254 | 15.9167 | 0.41988 | 0.32512 | 0.84866 | 0.54978
| 15.9583 | 0.41912 | 0.31473 | -0.26227 | 0.14479 | 15.9583 | 0.45485 | 0.54495 | -0.3394 | 0.19148 | 15.9583 | 0.41911 | 0.32236 | 0.84866 | 0.54876
| 16 | 0.41823 | 0.31122 | -0.26334 | 0.14313 | 16 | 0.45476 | 0.5447 | -0.34206 | 0.19042 | 16 | 0.41822 | 0.31884 | 0.84866 | 0.54749
| 16.0417 | 0.41734 | 0.30773 | -0.26442 | 0.14148 | 16.0417 | 0.45467 | 0.54445 | -0.34472 | 0.18936 | 16.0417 | 0.41734 | 0.31535 | 0.84866 | 0.54623
| 16.0833 | 0.41646 | 0.30427 | -0.26549 | 0.13985 | 16.0833 | 0.45458 | 0.54421 | -0.34737 | 0.1883 | 16.0833 | 0.41646 | 0.31189 | 0.84866 | 0.54498
| 16.125 | 0.41559 | 0.30084 | -0.26656 | 0.13822 | 16.125 | 0.45449 | 0.54396 | -0.35002 | 0.18724 | 16.125 | 0.41559 | 0.30846 | 0.84866 | 0.54375
| 16.1667 | 0.41473 | 0.29744 | -0.26763 | 0.13661 | 16.1667 | 0.4544 | 0.54371 | -0.35267 | 0.18618 | 16.1667 | 0.41472 | 0.30506 | 0.84866 | 0.54252
| 16.2083 | 0.41383 | 0.29387 | -0.26869 | 0.13494 | 16.2083 | 0.45357 | 0.54123 | -0.35543 | 0.18421 | 16.2083 | 0.41382 | 0.30149 | 0.84866 | 0.54123
| 16.25 | 0.41287 | 0.29009 | -0.26976 | 0.13319 | 16.25 | 0.45266 | 0.53867 | -0.35818 | 0.1822 | 16.25 | 0.41287 | 0.29771 | 0.84866 | 0.53987
| 16.2917 | 0.41141 | 0.28457 | -0.2708 | 0.1308 | 16.2917 | 0.45168 | 0.53629 | -0.36085 | 0.18023 | 16.2917 | 0.4114 | 0.29219 | 0.84866 | 0.53786
| 16.3333 | 0.40934 | 0.27693 | -0.27182 | 0.12762 | 16.3333 | 0.4516 | 0.53608 | -0.36327 | 0.17927 | 16.3333 | 0.40933 | 0.28454 | 0.84866 | 0.53505
| 16.375 | 0.4075 | 0.27011 | -0.27284 | 0.12475 | 16.375 | 0.45153 | 0.53587 | -0.36573 | 0.1783 | 16.375 | 0.40749 | 0.27772 | 0.84866 | 0.53255
| 16.4167 | 0.40589 | 0.26411 | -0.27386 | 0.12219 | 16.4167 | 0.45145 | 0.53566 | -0.36821 | 0.17732 | 16.4167 | 0.40588 | 0.27173 | 0.84866 | 0.53035
| 16.4583 | 0.40428 | 0.25811 | -0.27489 | 0.11962 | 16.4583 | 0.45138 | 0.53545 | -0.37066 | 0.17635 | 16.4583 | 0.40427 | 0.26573 | 0.84866 | 0.52816
| 16.5 | 0.40267 | 0.2521 | -0.27591 | 0.11705 | 16.5 | 0.4513 | 0.53524 | -0.3731 | 0.17538 | 16.5 | 0.40266 | 0.25971 | 0.84866 | 0.52595
| 16.5417 | 0.40105 | 0.24607 | -0.27692 | 0.11448 | 16.5417 | 0.45123 | 0.53503 | -0.37553 | 0.17442 | 16.5417 | 0.40104 | 0.25369 | 0.84866 | 0.52375
| 16.5833 | 0.39943 | 0.24004 | -0.27794 | 0.1119 | 16.5833 | 0.45115 | 0.53482 | -0.37794 | 0.17346 | 16.5833 | 0.39942 | 0.24765 | 0.84866 | 0.52154
| 16.625 | 0.39757 | 0.23318 | -0.27894 | 0.10902 | 16.625 | 0.45108 | 0.53461 | -0.38031 | 0.17253 | 16.625 | 0.39756 | 0.24079 | 0.84866 | 0.51902
| 16.6667 | 0.3955 | 0.22553 | -0.27994 | 0.10585 | 16.6667 | 0.45101 | 0.53441 | -0.38262 | 0.17161 | 16.6667 | 0.39549 | 0.23315 | 0.84866 | 0.51621
| 16.7083 | 0.39539 | 0.22458 | -0.28092 | 0.1052 | 16.7083 | 0.45099 | 0.53432 | -0.38488 | 0.17076 | 16.7083 | 0.39538 | 0.23219 | 0.84866 | 0.51592
| 16.75 | 0.39526 | 0.22354 | -0.28193 | 0.10452 | 16.75 | 0.45096 | 0.53422 | -0.38724 | 0.16987 | 16.75 | 0.39525 | 0.23116 | 0.84866 | 0.51559
| 16.7917 | 0.39473 | 0.22142 | -0.28294 | 0.10338 | 16.7917 | 0.45089 | 0.53402 | -0.38968 | 0.1689 | 16.7917 | 0.39472 | 0.22903 | 0.84865 | 0.51483
| 16.8333 | 0.39418 | 0.21926 | -0.28397 | 0.10223 | 16.8333 | 0.45081 | 0.53381 | -0.39213 | 0.16793 | 16.8333 | 0.39417 | 0.22688 | 0.84865 | 0.51405
| 16.875 | 0.39363 | 0.2171 | -0.28499 | 0.10108 | 16.875 | 0.45074 | 0.53361 | -0.3946 | 0.16696 | 16.875 | 0.39362 | 0.22471 | 0.84865 | 0.51327
| 16.9167 | 0.39307 | 0.21492 | -0.28602 | 0.099924 | 16.9167 | 0.45067 | 0.53341 | -0.39708 | 0.16598 | 16.9167 | 0.39306 | 0.22253 | 0.84864 | 0.51248
| 16.9583 | 0.39252 | 0.21274 | -0.28704 | 0.098768 | 16.9583 | 0.4506 | 0.53322 | -0.39956 | 0.16501 | 16.9583 | 0.39251 | 0.22035 | 0.84864 | 0.51169
| 17 | 0.39196 | 0.21057 | -0.28806 | 0.097612 | 17 | 0.45053 | 0.53302 | -0.40202 | 0.16404 | 17 | 0.39196 | 0.21818 | 0.84864 | 0.51091
| 17.0417 | 0.39141 | 0.20839 | -0.28909 | 0.096456 | 17.0417 | 0.45046 | 0.53283 | -0.40448 | 0.16307 | 17.0417 | 0.3914 | 0.216 | 0.84864 | 0.51012
| 17.0833 | 0.39086 | 0.20621 | -0.29011 | 0.095301 | 17.0833 | 0.45039 | 0.53263 | -0.40694 | 0.1621 | 17.0833 | 0.39085 | 0.21382 | 0.84864 | 0.50934
| 17.125 | 0.3903 | 0.20404 | -0.29113 | 0.094146 | 17.125 | 0.45032 | 0.53244 | -0.40938 | 0.16114 | 17.125 | 0.39029 | 0.21165 | 0.84864 | 0.50855
| 17.1667 | 0.38975 | 0.20186 | -0.29215 | 0.092991 | 17.1667 | 0.45025 | 0.53224 | -0.41182 | 0.16018 | 17.1667 | 0.38974 | 0.20947 | 0.84864 | 0.50777
| 17.2083 | 0.3892 | 0.1997 | -0.29317 | 0.091843 | 17.2083 | 0.45018 | 0.53205 | -0.41423 | 0.15923 | 17.2083 | 0.38919 | 0.20731 | 0.84864 | 0.50698
| 17.25 | 0.38866 | 0.19756 | -0.29418 | 0.090703 | 17.25 | 0.45011 | 0.53185 | -0.41661 | 0.15829 | 17.25 | 0.38865 | 0.20517 | 0.84864 | 0.50621
| 17.2917 | 0.38816 | 0.19555 | -0.29518 | 0.089621 | 17.2917 | 0.45004 | 0.53166 | -0.41891 | 0.15739 | 17.2917 | 0.38815 | 0.20316 | 0.84864 | 0.50549
| 17.3333 | 0.38789 | 0.1942 | -0.29615 | 0.088811 | 17.3333 | 0.44998 | 0.53147 | -0.4211 | 0.15652 | 17.3333 | 0.38788 | 0.20181 | 0.84864 | 0.50503
| 17.375 | 0.38731 | 0.19204 | -0.29713 | 0.087667 | 17.375 | 0.44991 | 0.53128 | -0.4233 | 0.15565 | 17.375 | 0.3873 | 0.19965 | 0.84864 | 0.50424
| 17.4167 | 0.38643 | 0.1891 | -0.29811 | 0.086201 | 17.4167 | 0.44984 | 0.53109 | -0.42551 | 0.15477 | 17.4167 | 0.38642 | 0.19671 | 0.84864 | 0.50313
| 17.4583 | 0.38594 | 0.18714 | -0.29909 | 0.085144 | 17.4583 | 0.44977 | 0.5309 | -0.42773 | 0.15389 | 17.4583 | 0.38593 | 0.19475 | 0.84864 | 0.50243
| 17.5 | 0.38545 | 0.18519 | -0.30006 | 0.084089 | 17.5 | 0.4497 | 0.53071 | -0.42993 | 0.15302 | 17.5 | 0.38544 | 0.19279 | 0.84864 | 0.50172
| 17.5417 | 0.38496 | 0.18324 | -0.30104 | 0.083037 | 17.5417 | 0.44964 | 0.53052 | -0.43212 | 0.15215 | 17.5417 | 0.38496 | 0.19084 | 0.84864 | 0.50102
| 17.5833 | 0.38448 | 0.18129 | -0.30201 | 0.081987 | 17.5833 | 0.44957 | 0.53033 | -0.4343 | 0.15129 | 17.5833 | 0.38447 | 0.18889 | 0.84864 | 0.50032
| 17.625 | 0.38402 | 0.17946 | -0.30296 | 0.080982 | 17.625 | 0.44951 | 0.53015 | -0.43645 | 0.15044 | 17.625 | 0.38401 | 0.18706 | 0.84864 | 0.49967
| 17.6667 | 0.38391 | 0.17849 | -0.30391 | 0.080342 | 17.6667 | 0.44944 | 0.52997 | -0.43857 | 0.1496 | 17.6667 | 0.3839 | 0.1861 | 0.84864 | 0.49937
| 17.7083 | 0.3838 | 0.17754 | -0.30485 | 0.079706 | 17.7083 | 0.44942 | 0.52989 | -0.44064 | 0.14882 | 17.7083 | 0.38379 | 0.18514 | 0.84864 | 0.49907
| 17.75 | 0.38368 | 0.17655 | -0.30581 | 0.079051 | 17.75 | 0.44939 | 0.52971 | -0.44284 | 0.14797 | 17.75 | 0.38367 | 0.18415 | 0.84864 | 0.49876
| 17.7917 | 0.38238 | 0.17248 | -0.30679 | 0.07713 | 17.7917 | 0.44933 | 0.52953 | -0.44505 | 0.14709 | 17.7917 | 0.38237 | 0.18009 | 0.84865 | 0.4972
| 17.8333 | 0.38186 | 0.1704 | -0.30777 | 0.076027 | 17.8333 | 0.44926 | 0.52934 | -0.44727 | 0.14622 | 17.8333 | 0.38185 | 0.178 | 0.84865 | 0.49645
| 17.875 | 0.38133 | 0.16828 | -0.30875 | 0.074911 | 17.875 | 0.4492 | 0.52916 | -0.4495 | 0.14534 | 17.875 | 0.38132 | 0.17588 | 0.84864 | 0.49569
| 17.9167 | 0.38079 | 0.16615 | -0.30973 | 0.073788 | 17.9167 | 0.44913 | 0.52898 | -0.45174 | 0.14445 | 17.9167 | 0.38078 | 0.17375 | 0.84864 | 0.49492
| 17.9583 | 0.38026 | 0.16402 | -0.31071 | 0.072666 | 17.9583 | 0.44907 | 0.5288 | -0.45398 | 0.14357 | 17.9583 | 0.38025 | 0.17162 | 0.84864 | 0.49415
| 18 | 0.37972 | 0.16189 | -0.3117 | 0.071544 | 18 | 0.449 | 0.52863 | -0.45621 | 0.1427 | 18 | 0.37971 | 0.16949 | 0.84864 | 0.49339
| 18.0417 | 0.37918 | 0.15976 | -0.31268 | 0.070422 | 18.0417 | 0.44894 | 0.52845 | -0.45843 | 0.14182 | 18.0417 | 0.37917 | 0.16736 | 0.84864 | 0.49262
| 18.0833 | 0.37865 | 0.15763 | -0.31366 | 0.069302 | 18.0833 | 0.44888 | 0.52828 | -0.46065 | 0.14095 | 18.0833 | 0.37864 | 0.16523 | 0.84864 | 0.49185
| 18.125 | 0.37811 | 0.1555 | -0.31463 | 0.068182 | 18.125 | 0.44882 | 0.5281 | -0.46286 | 0.14008 | 18.125 | 0.3781 | 0.16311 | 0.84864 | 0.49109
| 18.1667 | 0.37757 | 0.15338 | -0.31561 | 0.067062 | 18.1667 | 0.44875 | 0.52793 | -0.46507 | 0.13921 | 18.1667 | 0.37756 | 0.16098 | 0.84864 | 0.49032
| 18.2083 | 0.37705 | 0.15127 | -0.31659 | 0.065953 | 18.2083 | 0.44869 | 0.52775 | -0.46726 | 0.13835 | 18.2083 | 0.37704 | 0.15887 | 0.84864 | 0.48956
| 18.25 | 0.37654 | 0.1492 | -0.31756 | 0.06486 | 18.25 | 0.44863 | 0.52757 | -0.46943 | 0.13749 | 18.25 | 0.37653 | 0.1568 | 0.84864 | 0.48882
| 18.2917 | 0.37606 | 0.14727 | -0.31851 | 0.063824 | 18.2917 | 0.44856 | 0.5274 | -0.47153 | 0.13666 | 18.2917 | 0.37605 | 0.15487 | 0.84864 | 0.48813
| 18.3333 | 0.37595 | 0.14631 | -0.31944 | 0.06319 | 18.3333 | 0.4485 | 0.52723 | -0.47356 | 0.13586 | 18.3333 | 0.37594 | 0.15391 | 0.84864 | 0.48783
| 18.375 | 0.37583 | 0.14533 | -0.32037 | 0.062551 | 18.375 | 0.44844 | 0.52706 | -0.4756 | 0.13505 | 18.375 | 0.37582 | 0.15294 | 0.84864 | 0.48753
| 18.4167 | 0.37571 | 0.14434 | -0.32131 | 0.061902 | 18.4167 | 0.44838 | 0.52689 | -0.47765 | 0.13424 | 18.4167 | 0.3757 | 0.15194 | 0.84864 | 0.48722
| 18.4583 | 0.37522 | 0.14242 | -0.32224 | 0.060871 | 18.4583 | 0.44832 | 0.52672 | -0.47969 | 0.13344 | 18.4583 | 0.37521 | 0.15003 | 0.84864 | 0.48653
| 18.5 | 0.37475 | 0.14055 | -0.32317 | 0.059861 | 18.5 | 0.44826 | 0.52654 | -0.48173 | 0.13263 | 18.5 | 0.37474 | 0.14816 | 0.84864 | 0.48586
| 18.5417 | 0.3743 | 0.13874 | -0.3241 | 0.058874 | 18.5417 | 0.4482 | 0.52637 | -0.48375 | 0.13183 | 18.5417 | 0.37429 | 0.14635 | 0.84864 | 0.48521
| 18.5833 | 0.37387 | 0.13698 | -0.32503 | 0.057908 | 18.5833 | 0.44814 | 0.5262 | -0.48578 | 0.13103 | 18.5833 | 0.37386 | 0.14458 | 0.84864 | 0.48458
| 18.625 | 0.37375 | 0.13601 | -0.32595 | 0.057275 | 18.625 | 0.44808 | 0.52604 | -0.48778 | 0.13024 | 18.625 | 0.37374 | 0.14362 | 0.84864 | 0.48428
| 18.6667 | 0.37363 | 0.13506 | -0.32685 | 0.056651 | 18.6667 | 0.44806 | 0.52596 | -0.48975 | 0.1295 | 18.6667 | 0.37363 | 0.14267 | 0.84864 | 0.48398
| 18.7083 | 0.37352 | 0.13413 | -0.32775 | 0.056037 | 18.7083 | 0.44804 | 0.5259 | -0.49168 | 0.12878 | 18.7083 | 0.37351 | 0.14174 | 0.84864 | 0.48369
| 18.75 | 0.3734 | 0.13318 | -0.32867 | 0.055405 | 18.75 | 0.44802 | 0.52583 | -0.49367 | 0.12803 | 18.75 | 0.37339 | 0.14079 | 0.84864 | 0.48339
| 18.7917 | 0.37326 | 0.13215 | -0.3296 | 0.054742 | 18.7917 | 0.4476 | 0.52483 | -0.49573 | 0.12686 | 18.7917 | 0.37325 | 0.13975 | 0.84864 | 0.48307
| 18.8333 | 0.37214 | 0.12857 | -0.33054 | 0.053033 | 18.8333 | 0.44755 | 0.52466 | -0.49779 | 0.12605 | 18.8333 | 0.37213 | 0.13618 | 0.84865 | 0.4817
| 18.875 | 0.37086 | 0.1246 | -0.33148 | 0.051161 | 18.875 | 0.44749 | 0.5245 | -0.49986 | 0.12524 | 18.875 | 0.37086 | 0.13221 | 0.84865 | 0.48017
| 18.9167 | 0.36949 | 0.12035 | -0.33242 | 0.049178 | 18.9167 | 0.44743 | 0.52434 | -0.50194 | 0.12442 | 18.9167 | 0.36948 | 0.12796 | 0.84865 | 0.47852
| 18.9583 | 0.36897 | 0.11829 | -0.33336 | 0.048099 | 18.9583 | 0.44737 | 0.52418 | -0.50401 | 0.12361 | 18.9583 | 0.36897 | 0.1259 | 0.84865 | 0.47778
| 19 | 0.36846 | 0.11622 | -0.33429 | 0.04702 | 19 | 0.44731 | 0.52402 | -0.50609 | 0.12279 | 19 | 0.36846 | 0.12384 | 0.84864 | 0.47704
| 19.0417 | 0.36795 | 0.11416 | -0.33523 | 0.045942 | 19.0417 | 0.44726 | 0.52386 | -0.50816 | 0.12198 | 19.0417 | 0.36795 | 0.12178 | 0.84864 | 0.4763
| 19.0833 | 0.36744 | 0.1121 | -0.33617 | 0.044865 | 19.0833 | 0.4472 | 0.5237 | -0.51023 | 0.12117 | 19.0833 | 0.36744 | 0.11972 | 0.84864 | 0.47557
| 19.125 | 0.36693 | 0.11005 | -0.3371 | 0.043789 | 19.125 | 0.44714 | 0.52354 | -0.51229 | 0.12036 | 19.125 | 0.36693 | 0.11766 | 0.84864 | 0.47483
| 19.1667 | 0.36642 | 0.10799 | -0.33804 | 0.042713 | 19.1667 | 0.44709 | 0.52338 | -0.51435 | 0.11955 | 19.1667 | 0.36642 | 0.1156 | 0.84864 | 0.47409
| 19.2083 | 0.36592 | 0.10596 | -0.33897 | 0.041649 | 19.2083 | 0.44703 | 0.52322 | -0.51639 | 0.11875 | 19.2083 | 0.36591 | 0.11357 | 0.84864 | 0.47336
| 19.25 | 0.36542 | 0.10397 | -0.33989 | 0.040599 | 19.25 | 0.44697 | 0.52306 | -0.51842 | 0.11795 | 19.25 | 0.36542 | 0.11158 | 0.84864 | 0.47265
| 19.2917 | 0.36501 | 0.10225 | -0.3408 | 0.039659 | 19.2917 | 0.44692 | 0.52291 | -0.52037 | 0.11718 | 19.2917 | 0.36501 | 0.10986 | 0.84864 | 0.47204
| 19.3333 | 0.3649 | 0.10132 | -0.34169 | 0.039051 | 19.3333 | 0.44685 | 0.52135 | -0.52724 | 0.11426 | 19.3333 | 0.3649 | 0.10893 | 0.84864 | 0.47175
| 19.375 | 0.363 | 0.083676 | -0.34258 | 0.033322 | 19.375 | 0.44676 | 0.5195 | -0.5341 | 0.11125 | 19.375 | 0.3644 | 0.10305 | 0.8486 | 0.46998
| 19.4167 | 0.36108 | 0.065917 | -0.34348 | 0.027553 | 19.4167 | 0.44616 | 0.51209 | -0.54096 | 0.10657 | 19.4167 | 0.36389 | 0.097058 | 0.84855 | 0.46818
| 19.4583 | 0.35914 | 0.048208 | -0.34437 | 0.021793 | 19.4583 | 0.44555 | 0.50461 | -0.54773 | 0.1019 | 19.4583 | 0.36337 | 0.09112 | 0.84849 | 0.46638
| 19.5 | 0.35719 | 0.03055 | -0.34526 | 0.016042 | 19.5 | 0.44495 | 0.49706 | -0.55441 | 0.097252 | 19.5 | 0.36283 | 0.085233 | 0.84842 | 0.46459
| 19.5417 | 0.35522 | 0.012943 | -0.34615 | 0.0103 | 19.5417 | 0.44434 | 0.48945 | -0.56098 | 0.09262 | 19.5417 | 0.36229 | 0.079399 | 0.84835 | 0.46281
| 19.5833 | 0.35324 | -0.0046144 | -0.34704 | 0.0045667 | 19.5833 | 0.44373 | 0.48178 | -0.56747 | 0.088005 | 19.5833 | 0.36173 | 0.073618 | 0.84827 | 0.46103
| 19.625 | 0.35126 | -0.021953 | -0.34792 | -0.0011085 | 19.625 | 0.44325 | 0.4743 | -0.57377 | 0.083552 | 19.625 | 0.36117 | 0.068029 | 0.84819 | 0.45931
| 19.6667 | 0.34927 | -0.039066 | -0.34879 | -0.0067234 | 19.6667 | 0.44285 | 0.46685 | -0.57987 | 0.079211 | 19.6667 | 0.3606 | 0.062629 | 0.84809 | 0.45762
| 19.7083 | 0.34727 | -0.055947 | -0.34966 | -0.012276 | 19.7083 | 0.44239 | 0.45866 | -0.58581 | 0.074713 | 19.7083 | 0.36003 | 0.057415 | 0.84797 | 0.45598
| 19.75 | 0.34526 | -0.073077 | -0.35054 | -0.017905 | 19.75 | 0.442 | 0.45128 | -0.59191 | 0.070395 | 19.75 | 0.35945 | 0.052011 | 0.84786 | 0.45428
| 19.7917 | 0.34322 | -0.090508 | -0.35143 | -0.023627 | 19.7917 | 0.44157 | 0.44339 | -0.59822 | 0.065849 | 19.7917 | 0.35885 | 0.0464 | 0.84778 | 0.45253
| 19.8333 | 0.34116 | -0.10808 | -0.35233 | -0.029399 | 19.8333 | 0.4407 | 0.43495 | -0.60454 | 0.060995 | 19.8333 | 0.35821 | 0.0407 | 0.84771 | 0.45075
| 19.875 | 0.33905 | -0.1258 | -0.35322 | -0.035225 | 19.875 | 0.43977 | 0.42631 | -0.61085 | 0.05606 | 19.875 | 0.35755 | 0.034898 | 0.84766 | 0.44894
| 19.9167 | 0.33691 | -0.14369 | -0.35412 | -0.04111 | 19.9167 | 0.43886 | 0.41766 | -0.61716 | 0.051136 | 19.9167 | 0.35684 | 0.028975 | 0.84763 | 0.44709
| 19.9583 | 0.33391 | -0.16372 | -0.35502 | -0.047887 | 19.9583 | 0.43791 | 0.40941 | -0.62341 | 0.046326 | 19.9583 | 0.35528 | 0.020918 | 0.84762 | 0.44436
| 20 | 0.33091 | -0.18372 | -0.35591 | -0.054654 | 20 | 0.43692 | 0.40105 | -0.62959 | 0.041494 | 20 | 0.35371 | 0.012903 | 0.84761 | 0.44164
| 20.0417 | 0.32791 | -0.20369 | -0.35681 | -0.061411 | 20.0417 | 0.43589 | 0.39257 | -0.6357 | 0.036639 | 20.0417 | 0.35216 | 0.0049215 | 0.8476 | 0.43893
| 20.0833 | 0.32491 | -0.22363 | -0.35771 | -0.068158 | 20.0833 | 0.43481 | 0.38398 | -0.64175 | 0.031763 | 20.0833 | 0.3506 | -0.0030262 | 0.84759 | 0.43623
| 20.125 | 0.32192 | -0.24353 | -0.3586 | -0.074896 | 20.125 | 0.43381 | 0.37573 | -0.64773 | 0.027032 | 20.125 | 0.34905 | -0.01094 | 0.84758 | 0.43354
| 20.1667 | 0.31893 | -0.2634 | -0.3595 | -0.081624 | 20.1667 | 0.43278 | 0.36737 | -0.65365 | 0.022278 | 20.1667 | 0.3475 | -0.018821 | 0.84757 | 0.43087
| 20.2083 | 0.31608 | -0.28279 | -0.36039 | -0.088169 | 20.2083 | 0.4317 | 0.35823 | -0.65944 | 0.017346 | 20.2083 | 0.3461 | -0.026232 | 0.84756 | 0.42837
| 20.25 | 0.31342 | -0.30156 | -0.36127 | -0.094477 | 20.25 | 0.4306 | 0.34837 | -0.6651 | 0.012264 | 20.25 | 0.34488 | -0.033043 | 0.84753 | 0.42609
| 20.2917 | 0.31132 | -0.31855 | -0.36215 | -0.1001 | 20.2917 | 0.42966 | 0.33922 | -0.67047 | 0.0075344 | 20.2917 | 0.34422 | -0.038153 | 0.84748 | 0.42447
| 20.3333 | 0.3092 | -0.3352 | -0.36301 | -0.10564 | 20.3333 | 0.42898 | 0.33192 | -0.67047 | 0.0053387 | 20.3333 | 0.34355 | -0.043014 | 0.8474 | 0.42289
| 20.375 | 0.30885 | -0.33526 | -0.36386 | -0.10609 | 20.375 | 0.4282 | 0.32468 | -0.67047 | 0.0031205 | 20.375 | 0.34324 | -0.043022 | 0.84737 | 0.42276
| 20.4167 | 0.3085 | -0.33532 | -0.36472 | -0.10655 | 20.4167 | 0.42783 | 0.32271 | -0.67047 | 0.0024576 | 20.4167 | 0.34293 | -0.043028 | 0.84734 | 0.42264
| 20.4583 | 0.30815 | -0.33537 | -0.36558 | -0.107 | 20.4583 | 0.42745 | 0.32075 | -0.67047 | 0.0017943 | 20.4583 | 0.34263 | -0.043031 | 0.84732 | 0.42252
| 20.5 | 0.3078 | -0.33543 | -0.36643 | -0.10745 | 20.5 | 0.42706 | 0.3188 | -0.67047 | 0.0011305 | 20.5 | 0.34232 | -0.043033 | 0.84731 | 0.4224
| 20.5417 | 0.30745 | -0.33548 | -0.36728 | -0.1079 | 20.5417 | 0.42666 | 0.31686 | -0.67047 | 0.00046587 | 20.5417 | 0.34201 | -0.043034 | 0.84731 | 0.42228
| 20.5833 | 0.30711 | -0.33554 | -0.36813 | -0.10836 | 20.5833 | 0.42514 | 0.31101 | -0.67047 | -0.0016607 | 20.5833 | 0.3417 | -0.043035 | 0.8473 | 0.42217
| 20.625 | 0.30676 | -0.33559 | -0.36896 | -0.1088 | 20.625 | 0.42333 | 0.30415 | -0.67047 | -0.0041561 | 20.625 | 0.3414 | -0.043035 | 0.8473 | 0.42205
| 20.6667 | 0.30641 | -0.33565 | -0.36979 | -0.10924 | 20.6667 | 0.42126 | 0.29645 | -0.67047 | -0.0069786 | 20.6667 | 0.34109 | -0.043035 | 0.8473 | 0.42194
| 20.7083 | 0.30606 | -0.3357 | -0.3706 | -0.10968 | 20.7083 | 0.41903 | 0.28848 | -0.67047 | -0.0099308 | 20.7083 | 0.34078 | -0.043035 | 0.8473 | 0.42182
| 20.75 | 0.30572 | -0.33575 | -0.37144 | -0.11013 | 20.75 | 0.41655 | 0.28009 | -0.67047 | -0.013088 | 20.75 | 0.34048 | -0.043035 | 0.8473 | 0.42171
| 20.7917 | 0.30537 | -0.33581 | -0.37229 | -0.11058 | 20.7917 | 0.41548 | 0.27627 | -0.67047 | -0.014502 | 20.7917 | 0.34017 | -0.043035 | 0.8473 | 0.4216
| 20.8333 | 0.30502 | -0.33586 | -0.37314 | -0.11103 | 20.8333 | 0.4146 | 0.27266 | -0.67047 | -0.01579 | 20.8333 | 0.33986 | -0.043035 | 0.8473 | 0.42148
| 20.875 | 0.30467 | -0.33592 | -0.37399 | -0.11148 | 20.875 | 0.41387 | 0.26916 | -0.67047 | -0.016996 | 20.875 | 0.33955 | -0.043036 | 0.8473 | 0.42137
| 20.9167 | 0.30432 | -0.33597 | -0.37485 | -0.11194 | 20.9167 | 0.41312 | 0.26682 | -0.67047 | -0.017896 | 20.9167 | 0.33925 | -0.043036 | 0.8473 | 0.42125
| 20.9583 | 0.30397 | -0.33603 | -0.3757 | -0.11239 | 20.9583 | 0.41239 | 0.26399 | -0.67047 | -0.01892 | 20.9583 | 0.33894 | -0.043036 | 0.8473 | 0.42114
| 21 | 0.30363 | -0.33608 | -0.37655 | -0.11284 | 21 | 0.41168 | 0.26119 | -0.67047 | -0.019934 | 21 | 0.33863 | -0.043036 | 0.8473 | 0.42102
| 21.0417 | 0.30328 | -0.33614 | -0.3774 | -0.11329 | 21.0417 | 0.41098 | 0.2584 | -0.67047 | -0.020937 | 21.0417 | 0.33832 | -0.043036 | 0.8473 | 0.42091
| 21.0833 | 0.30293 | -0.33619 | -0.37825 | -0.11375 | 21.0833 | 0.41029 | 0.25563 | -0.67047 | -0.02193 | 21.0833 | 0.33802 | -0.043036 | 0.8473 | 0.42079
| 21.125 | 0.30258 | -0.33625 | -0.3791 | -0.1142 | 21.125 | 0.40949 | 0.25242 | -0.67047 | -0.023082 | 21.125 | 0.33771 | -0.043036 | 0.8473 | 0.42068
| 21.1667 | 0.30223 | -0.3363 | -0.37995 | -0.11465 | 21.1667 | 0.4087 | 0.24924 | -0.67047 | -0.024222 | 21.1667 | 0.3374 | -0.043036 | 0.8473 | 0.42057
| 21.2083 | 0.30189 | -0.33636 | -0.38079 | -0.1151 | 21.2083 | 0.40787 | 0.24596 | -0.67047 | -0.025403 | 21.2083 | 0.33709 | -0.043036 | 0.8473 | 0.42045
| 21.25 | 0.30154 | -0.33641 | -0.38163 | -0.11555 | 21.25 | 0.40694 | 0.24286 | -0.67047 | -0.026577 | 21.25 | 0.33679 | -0.043036 | 0.8473 | 0.42034
| 21.2917 | 0.30119 | -0.33646 | -0.38246 | -0.11599 | 21.2917 | 0.40547 | 0.23714 | -0.67047 | -0.028648 | 21.2917 | 0.33648 | -0.043036 | 0.8473 | 0.42022
| 21.3333 | 0.30085 | -0.33652 | -0.38325 | -0.11642 | 21.3333 | 0.4034 | 0.22954 | -0.67047 | -0.031439 | 21.3333 | 0.33618 | -0.043052 | 0.8473 | 0.4201
| 21.375 | 0.3005 | -0.33657 | -0.38404 | -0.11685 | 21.375 | 0.40156 | 0.22275 | -0.67047 | -0.033931 | 21.375 | 0.33588 | -0.043072 | 0.84729 | 0.41999
| 21.4167 | 0.30015 | -0.33662 | -0.38484 | -0.11728 | 21.4167 | 0.39995 | 0.21677 | -0.67047 | -0.036123 | 21.4167 | 0.33558 | -0.043095 | 0.84728 | 0.41986
| 21.4583 | 0.2995 | -0.337 | -0.38563 | -0.11791 | 21.4583 | 0.39834 | 0.21086 | -0.67047 | -0.038294 | 21.4583 | 0.33529 | -0.043145 | 0.84726 | 0.41974
| 21.5 | 0.29916 | -0.33705 | -0.38642 | -0.11834 | 21.5 | 0.39673 | 0.20486 | -0.67047 | -0.040493 | 21.5 | 0.335 | -0.043224 | 0.84722 | 0.4196
| 21.5417 | 0.29881 | -0.33711 | -0.38721 | -0.11876 | 21.5417 | 0.39511 | 0.19884 | -0.67047 | -0.042699 | 21.5417 | 0.33473 | -0.043331 | 0.84718 | 0.41945
| 21.5833 | 0.29847 | -0.33716 | -0.38799 | -0.11919 | 21.5833 | 0.39461 | 0.19673 | -0.67047 | -0.043449 | 21.5833 | 0.33445 | -0.043463 | 0.84711 | 0.41929
| 21.625 | 0.29813 | -0.33721 | -0.38877 | -0.11961 | 21.625 | 0.39412 | 0.19479 | -0.67047 | -0.044143 | 21.625 | 0.33419 | -0.043643 | 0.84703 | 0.41911
| 21.6667 | 0.2978 | -0.33726 | -0.38953 | -0.12002 | 21.6667 | 0.39373 | 0.1931 | -0.67047 | -0.044742 | 21.6667 | 0.33395 | -0.043872 | 0.84693 | 0.41892
| 21.7083 | 0.2963 | -0.33731 | -0.39028 | -0.12086 | 21.7083 | 0.39362 | 0.19225 | -0.67047 | -0.04501 | 21.7083 | 0.33293 | -0.044151 | 0.84681 | 0.41843
| 21.75 | 0.29596 | -0.33737 | -0.39105 | -0.12128 | 21.75 | 0.39349 | 0.19121 | -0.67047 | -0.045332 | 21.75 | 0.33269 | -0.044392 | 0.84669 | 0.41823
| 21.7917 | 0.29562 | -0.33742 | -0.39183 | -0.1217 | 21.7917 | 0.39296 | 0.1891 | -0.67047 | -0.046094 | 21.7917 | 0.33244 | -0.044611 | 0.84656 | 0.41803
| 21.8333 | 0.29528 | -0.33747 | -0.39262 | -0.12213 | 21.8333 | 0.39242 | 0.18695 | -0.67047 | -0.046867 | 21.8333 | 0.33221 | -0.04483 | 0.84644 | 0.41784
| 21.875 | 0.29495 | -0.33752 | -0.39341 | -0.12255 | 21.875 | 0.39187 | 0.18526 | -0.67047 | -0.047523 | 21.875 | 0.33197 | -0.045043 | 0.84632 | 0.41766
| 21.9167 | 0.29461 | -0.33758 | -0.3942 | -0.12298 | 21.9167 | 0.39131 | 0.18304 | -0.67047 | -0.048319 | 21.9167 | 0.33174 | -0.045247 | 0.84621 | 0.41748
| 21.9583 | 0.29427 | -0.33763 | -0.39499 | -0.1234 | 21.9583 | 0.39076 | 0.18082 | -0.67047 | -0.049115 | 21.9583 | 0.33152 | -0.04545 | 0.84611 | 0.41731
| 22 | 0.29393 | -0.33768 | -0.39577 | -0.12383 | 22 | 0.39021 | 0.17861 | -0.67047 | -0.04991 | 22 | 0.33131 | -0.045652 | 0.84603 | 0.41714
| 22.0417 | 0.2936 | -0.33773 | -0.39656 | -0.12425 | 22.0417 | 0.38966 | 0.17639 | -0.67047 | -0.050705 | 22.0417 | 0.3311 | -0.045849 | 0.84595 | 0.41698
| 22.0833 | 0.29326 | -0.33778 | -0.39735 | -0.12467 | 22.0833 | 0.3891 | 0.17418 | -0.67047 | -0.0515 | 22.0833 | 0.33089 | -0.046045 | 0.84588 | 0.41683
| 22.125 | 0.29292 | -0.33784 | -0.39813 | -0.1251 | 22.125 | 0.38855 | 0.17196 | -0.67047 | -0.052295 | 22.125 | 0.33069 | -0.04624 | 0.84581 | 0.41668
| 22.1667 | 0.29259 | -0.33789 | -0.39891 | -0.12552 | 22.1667 | 0.388 | 0.16975 | -0.67047 | -0.05309 | 22.1667 | 0.3305 | -0.046433 | 0.84574 | 0.41653
| 22.2083 | 0.29225 | -0.33794 | -0.39951 | -0.12587 | 22.2083 | 0.38745 | 0.1676 | -0.67047 | -0.053868 | 22.2083 | 0.33032 | -0.046644 | 0.84567 | 0.41638
| 22.25 | 0.29192 | -0.33799 | -0.40027 | -0.12628 | 22.25 | 0.38691 | 0.16546 | -0.67047 | -0.054637 | 22.25 | 0.33014 | -0.046873 | 0.84559 | 0.41622
| 22.2917 | 0.29159 | -0.33804 | -0.401 | -0.12669 | 22.2917 | 0.38641 | 0.16367 | -0.67047 | -0.055301 | 22.2917 | 0.32998 | -0.047153 | 0.84549 | 0.41605
| 22.3333 | 0.29035 | -0.33809 | -0.40172 | -0.12742 | 22.3333 | 0.3862 | 0.16245 | -0.67047 | -0.055704 | 22.3333 | 0.32984 | -0.047486 | 0.84536 | 0.41587
| 22.375 | 0.28999 | -0.33814 | -0.40244 | -0.12783 | 22.375 | 0.38567 | 0.16045 | -0.67047 | -0.056433 | 22.375 | 0.3297 | -0.047806 | 0.84523 | 0.41568
| 22.4167 | 0.28967 | -0.33818 | -0.40316 | -0.12822 | 22.4167 | 0.38485 | 0.15774 | -0.67047 | -0.057459 | 22.4167 | 0.32957 | -0.048109 | 0.84509 | 0.4155
| 22.4583 | 0.28965 | -0.33791 | -0.40388 | -0.12842 | 22.4583 | 0.38436 | 0.1557 | -0.67047 | -0.058186 | 22.4583 | 0.32944 | -0.048403 | 0.84495 | 0.41532
| 22.5 | 0.28933 | -0.33796 | -0.4046 | -0.12881 | 22.5 | 0.38388 | 0.15384 | -0.67047 | -0.05886 | 22.5 | 0.32931 | -0.048684 | 0.84481 | 0.41515
| 22.5417 | 0.289 | -0.33801 | -0.40531 | -0.1292 | 22.5417 | 0.3834 | 0.15189 | -0.67047 | -0.059558 | 22.5417 | 0.32918 | -0.048952 | 0.84467 | 0.41498
| 22.5833 | 0.28868 | -0.33806 | -0.40603 | -0.12959 | 22.5833 | 0.38292 | 0.15006 | -0.67047 | -0.060226 | 22.5833 | 0.32906 | -0.049209 | 0.84455 | 0.41482
| 22.625 | 0.28766 | -0.33811 | -0.40673 | -0.13024 | 22.625 | 0.38252 | 0.14836 | -0.67047 | -0.060825 | 22.625 | 0.32894 | -0.049463 | 0.84443 | 0.41467
| 22.6667 | 0.28553 | -0.33815 | -0.40743 | -0.1313 | 22.6667 | 0.3824 | 0.1474 | -0.67047 | -0.061124 | 22.6667 | 0.32834 | -0.049713 | 0.84431 | 0.41433
| 22.7083 | 0.28339 | -0.3382 | -0.40812 | -0.13235 | 22.7083 | 0.38229 | 0.14644 | -0.67047 | -0.061421 | 22.7083 | 0.32742 | -0.049959 | 0.8442 | 0.41389
| 22.75 | 0.2829 | -0.33825 | -0.40883 | -0.13281 | 22.75 | 0.38217 | 0.14547 | -0.67047 | -0.061725 | 22.75 | 0.3273 | -0.050197 | 0.84409 | 0.41374
| 22.7917 | 0.28257 | -0.3383 | -0.40954 | -0.1332 | 22.7917 | 0.38093 | 0.14155 | -0.67047 | -0.063231 | 22.7917 | 0.32719 | -0.050419 | 0.84399 | 0.4136
| 22.8333 | 0.28225 | -0.33835 | -0.41026 | -0.13359 | 22.8333 | 0.37949 | 0.1371 | -0.67047 | -0.06495 | 22.8333 | 0.32708 | -0.050629 | 0.8439 | 0.41347
| 22.875 | 0.28192 | -0.3384 | -0.41098 | -0.13399 | 22.875 | 0.37897 | 0.1349 | -0.67047 | -0.06573 | 22.875 | 0.32697 | -0.050826 | 0.84381 | 0.41335
| 22.9167 | 0.2816 | -0.33845 | -0.4117 | -0.13438 | 22.9167 | 0.37844 | 0.13246 | -0.67047 | -0.06658 | 22.9167 | 0.32687 | -0.051001 | 0.84374 | 0.41324
| 22.9583 | 0.28128 | -0.3385 | -0.41242 | -0.13477 | 22.9583 | 0.3779 | 0.13001 | -0.67047 | -0.067428 | 22.9583 | 0.32677 | -0.051171 | 0.84367 | 0.41313
| 23 | 0.28095 | -0.33854 | -0.41313 | -0.13517 | 23 | 0.37737 | 0.12757 | -0.67047 | -0.068276 | 23 | 0.32667 | -0.051335 | 0.84361 | 0.41303
| 23.0417 | 0.28063 | -0.33859 | -0.41385 | -0.13556 | 23.0417 | 0.37684 | 0.12514 | -0.67047 | -0.069123 | 23.0417 | 0.32657 | -0.051495 | 0.84356 | 0.41293
| 23.0833 | 0.2803 | -0.33864 | -0.41457 | -0.13595 | 23.0833 | 0.37631 | 0.1227 | -0.67047 | -0.06997 | 23.0833 | 0.32648 | -0.05165 | 0.84352 | 0.41284
| 23.125 | 0.27998 | -0.33869 | -0.41528 | -0.13635 | 23.125 | 0.37578 | 0.12026 | -0.67047 | -0.070816 | 23.125 | 0.32639 | -0.051802 | 0.84348 | 0.41275
| 23.1667 | 0.27965 | -0.33874 | -0.416 | -0.13674 | 23.1667 | 0.37524 | 0.11783 | -0.67047 | -0.071661 | 23.1667 | 0.3263 | -0.051952 | 0.84343 | 0.41266
| 23.2083 | 0.27933 | -0.33879 | -0.41689 | -0.1372 | 23.2083 | 0.37472 | 0.11573 | -0.67047 | -0.072413 | 23.2083 | 0.32621 | -0.05211 | 0.84339 | 0.41257
| 23.25 | 0.279 | -0.33884 | -0.41762 | -0.13759 | 23.25 | 0.37421 | 0.11368 | -0.67047 | -0.07315 | 23.25 | 0.32612 | -0.052272 | 0.84334 | 0.41248
| 23.2917 | 0.27868 | -0.33889 | -0.41834 | -0.13799 | 23.2917 | 0.37374 | 0.11166 | -0.67047 | -0.073867 | 23.2917 | 0.32603 | -0.052438 | 0.84329 | 0.41238
| 23.3333 | 0.27652 | -0.33894 | -0.41904 | -0.13906 | 23.3333 | 0.37362 | 0.1107 | -0.67047 | -0.074163 | 23.3333 | 0.32535 | -0.052604 | 0.84324 | 0.41207
| 23.375 | 0.27433 | -0.33899 | -0.41974 | -0.14014 | 23.375 | 0.37351 | 0.10968 | -0.67047 | -0.074476 | 23.375 | 0.32527 | -0.052765 | 0.84318 | 0.41197
| 23.4167 | 0.27291 | -0.33904 | -0.42044 | -0.14093 | 23.4167 | 0.37339 | 0.10862 | -0.67047 | -0.074805 | 23.4167 | 0.32519 | -0.052918 | 0.84313 | 0.41188
| 23.4583 | 0.27137 | -0.33909 | -0.42114 | -0.14177 | 23.4583 | 0.37296 | 0.10685 | -0.67047 | -0.075435 | 23.4583 | 0.32511 | -0.053069 | 0.84307 | 0.41179
| 23.5 | 0.26973 | -0.33914 | -0.42184 | -0.14265 | 23.5 | 0.37254 | 0.10504 | -0.67047 | -0.076072 | 23.5 | 0.32504 | -0.053217 | 0.84301 | 0.4117
| 23.5417 | 0.26799 | -0.33918 | -0.42254 | -0.14356 | 23.5417 | 0.37215 | 0.10339 | -0.67047 | -0.07666 | 23.5417 | 0.32496 | -0.053362 | 0.84296 | 0.41162
| 23.5833 | 0.26614 | -0.33923 | -0.42323 | -0.14451 | 23.5833 | 0.37177 | 0.10168 | -0.67047 | -0.077255 | 23.5833 | 0.32488 | -0.053504 | 0.8429 | 0.41153
| 23.625 | 0.26396 | -0.33928 | -0.42392 | -0.14558 | 23.625 | 0.37165 | 0.10067 | -0.67047 | -0.077567 | 23.625 | 0.3248 | -0.053646 | 0.84284 | 0.41144
| 23.6667 | 0.2618 | -0.33933 | -0.4246 | -0.14664 | 23.6667 | 0.37153 | 0.099734 | -0.67047 | -0.077861 | 23.6667 | 0.32419 | -0.053787 | 0.84279 | 0.41115
| 23.7083 | 0.25968 | -0.33938 | -0.42527 | -0.14769 | 23.7083 | 0.37141 | 0.098827 | -0.67047 | -0.078147 | 23.7083 | 0.3236 | -0.053926 | 0.84273 | 0.41088
| 23.75 | 0.25749 | -0.33942 | -0.42596 | -0.14877 | 23.75 | 0.37129 | 0.09783 | -0.67047 | -0.078459 | 23.75 | 0.32353 | -0.054063 | 0.84268 | 0.4108
| 23.7917 | 0.25715 | -0.33947 | -0.42666 | -0.14916 | 23.7917 | 0.37115 | 0.096812 | -0.67047 | -0.078782 | 23.7917 | 0.32346 | -0.054193 | 0.84263 | 0.41072
| 23.8333 | 0.25684 | -0.33952 | -0.42736 | -0.14954 | 23.8333 | 0.371 | 0.095713 | -0.67047 | -0.07913 | 23.8333 | 0.32339 | -0.054317 | 0.84258 | 0.41064
| 23.875 | 0.25652 | -0.33957 | -0.42806 | -0.14992 | 23.875 | 0.36978 | 0.091982 | -0.67047 | -0.080577 | 23.875 | 0.32332 | -0.054431 | 0.84253 | 0.41057
| 23.9167 | 0.25621 | -0.33962 | -0.42876 | -0.1503 | 23.9167 | 0.36846 | 0.088059 | -0.67047 | -0.082114 | 23.9167 | 0.32326 | -0.054535 | 0.84249 | 0.4105
| 23.9583 | 0.2559 | -0.33967 | -0.42946 | -0.15068 | 23.9583 | 0.36795 | 0.086235 | -0.67047 | -0.082789 | 23.9583 | 0.3232 | -0.054637 | 0.84246 | 0.41044
| 24 | 0.25559 | -0.33971 | -0.43015 | -0.15106 | 24 | 0.36744 | 0.084412 | -0.67047 | -0.083464 | 24 | 0.32314 | -0.054736 | 0.84242 | 0.41038
| 24.0417 | 0.25529 | -0.33976 | -0.43085 | -0.15145 | 24.0417 | 0.36693 | 0.082587 | -0.67047 | -0.084139 | 24.0417 | 0.32308 | -0.054833 | 0.8424 | 0.41032
| 24.0833 | 0.25498 | -0.33981 | -0.43155 | -0.15183 | 24.0833 | 0.36642 | 0.080764 | -0.67047 | -0.084814 | 24.0833 | 0.32302 | -0.054928 | 0.84237 | 0.41027
| 24.125 | 0.25467 | -0.33986 | -0.43225 | -0.1522 | 24.125 | 0.36591 | 0.078943 | -0.67047 | -0.085488 | 24.125 | 0.32296 | -0.055021 | 0.84234 | 0.41021
| 24.1667 | 0.25436 | -0.33991 | -0.43294 | -0.15258 | 24.1667 | 0.3625 | 0.057892 | -0.67047 | -0.092363 | 24.1667 | 0.3229 | -0.055113 | 0.84232 | 0.41016
| 24.2083 | 0.25405 | -0.33995 | -0.43364 | -0.15296 | 24.2083 | 0.35919 | 0.037522 | -0.67047 | -0.099021 | 24.2083 | 0.32285 | -0.055209 | 0.84229 | 0.4101
| 24.25 | 0.25375 | -0.34 | -0.43433 | -0.15334 | 24.25 | 0.356 | 0.017853 | -0.67047 | -0.10544 | 24.25 | 0.32279 | -0.05531 | 0.84227 | 0.41004
| 24.2917 | 0.25162 | -0.34005 | -0.435 | -0.15439 | 24.2917 | 0.3535 | 0.00037728 | -0.67047 | -0.11103 | 24.2917 | 0.32273 | -0.055414 | 0.84224 | 0.40998
| 24.3333 | 0.24946 | -0.3401 | -0.43566 | -0.15544 | 24.3333 | 0.35126 | -0.01625 | -0.67047 | -0.11629 | 24.3333 | 0.32226 | -0.055518 | 0.84221 | 0.40977
| 24.375 | 0.24728 | -0.34014 | -0.43633 | -0.1565 | 24.375 | 0.34893 | -0.032964 | -0.67047 | -0.12161 | 24.375 | 0.32209 | -0.055619 | 0.84217 | 0.40966
| 24.4167 | 0.24509 | -0.34019 | -0.43699 | -0.15757 | 24.4167 | 0.34659 | -0.04979 | -0.67047 | -0.12696 | 24.4167 | 0.32203 | -0.055718 | 0.84213 | 0.4096
| 24.4583 | 0.24289 | -0.34024 | -0.43765 | -0.15864 | 24.4583 | 0.34424 | -0.066561 | -0.67047 | -0.1323 | 24.4583 | 0.32198 | -0.055815 | 0.84209 | 0.40954
| 24.5 | 0.24069 | -0.34028 | -0.43831 | -0.15971 | 24.5 | 0.34187 | -0.083279 | -0.67047 | -0.13763 | 24.5 | 0.32193 | -0.05591 | 0.84206 | 0.40949
| 24.5417 | 0.2385 | -0.34033 | -0.43897 | -0.16078 | 24.5417 | 0.3395 | -0.099944 | -0.67047 | -0.14295 | 24.5417 | 0.32188 | -0.056004 | 0.84202 | 0.40943
| 24.5833 | 0.20951 | -0.34041 | -0.43989 | -0.17191 | 24.5833 | 0.33711 | -0.11655 | -0.67047 | -0.14827 | 24.5833 | 0.32183 | -0.056096 | 0.84198 | 0.40937
| 24.625 | 0.18172 | -0.3405 | -0.44087 | -0.18262 | 24.625 | 0.33472 | -0.13295 | -0.67047 | -0.15352 | 24.625 | 0.32139 | -0.056188 | 0.84195 | 0.40917
| 24.6667 | 0.15524 | -0.34058 | -0.4419 | -0.19286 | 24.6667 | 0.33233 | -0.14913 | -0.67047 | -0.15872 | 24.6667 | 0.32098 | -0.056279 | 0.84192 | 0.40898
| 24.7083 | 0.13017 | -0.34068 | -0.44298 | -0.2026 | 24.7083 | 0.32993 | -0.16507 | -0.67047 | -0.16386 | 24.7083 | 0.32058 | -0.056369 | 0.84188 | 0.4088
| 24.75 | 0.10161 | -0.34076 | -0.44397 | -0.2136 | 24.75 | 0.32752 | -0.18122 | -0.67047 | -0.16905 | 24.75 | 0.32053 | -0.056458 | 0.84185 | 0.40874
| 24.7917 | 0.070689 | -0.34082 | -0.44489 | -0.22545 | 24.7917 | 0.32511 | -0.19771 | -0.67047 | -0.17434 | 24.7917 | 0.32048 | -0.056543 | 0.84182 | 0.40869
| 24.8333 | 0.039666 | -0.34089 | -0.4458 | -0.23733 | 24.8333 | 0.32271 | -0.2143 | -0.67047 | -0.17965 | 24.8333 | 0.32044 | -0.056623 | 0.84179 | 0.40864
| 24.875 | 0.0085913 | -0.34095 | -0.4467 | -0.24923 | 24.875 | 0.32027 | -0.23114 | -0.67047 | -0.18504 | 24.875 | 0.32039 | -0.056697 | 0.84176 | 0.4086
| 24.9167 | -0.022518 | -0.34102 | -0.4476 | -0.26114 | 24.9167 | 0.31782 | -0.24847 | -0.67047 | -0.19057 | 24.9167 | 0.32035 | -0.056766 | 0.84173 | 0.40855
| 24.9583 | -0.053633 | -0.34108 | -0.4485 | -0.27305 | 24.9583 | 0.31455 | -0.26787 | -0.67047 | -0.19696 | 24.9583 | 0.32031 | -0.056833 | 0.84171 | 0.40851
| 25 | -0.084754 | -0.34114 | -0.4494 | -0.28497 | 25 | 0.31159 | -0.28696 | -0.67047 | -0.20314 | 25 | 0.32027 | -0.056898 | 0.84169 | 0.40847
| 25.0417 | -0.11588 | -0.3412 | -0.45032 | -0.29689 | 25.0417 | 0.30833 | -0.3063 | -0.67047 | -0.2095 | 25.0417 | 0.32023 | -0.056963 | 0.84167 | 0.40843
| 25.0833 | -0.14701 | -0.34127 | -0.45124 | -0.30882 | 25.0833 | 0.30505 | -0.32559 | -0.67047 | -0.21586 | 25.0833 | 0.32019 | -0.057026 | 0.84165 | 0.4084
| 25.125 | -0.17815 | -0.34133 | -0.45217 | -0.32075 | 25.125 | 0.30178 | -0.34485 | -0.67047 | -0.22221 | 25.125 | 0.32015 | -0.057088 | 0.84164 | 0.40836
| 25.1667 | -0.20929 | -0.34139 | -0.4531 | -0.33269 | 25.1667 | 0.30174 | -0.34458 | -0.67047 | -0.22215 | 25.1667 | 0.32012 | -0.057149 | 0.84162 | 0.40832
| 25.2083 | -0.24027 | -0.34144 | -0.4537 | -0.34444 | 25.2083 | 0.30143 | -0.34458 | -0.67047 | -0.22227 | 25.2083 | 0.32008 | -0.057213 | 0.84161 | 0.40829
| 25.25 | -0.27132 | -0.34151 | -0.45464 | -0.35634 | 25.25 | 0.30112 | -0.34458 | -0.67047 | -0.22238 | 25.25 | 0.32004 | -0.05728 | 0.84159 | 0.40825
| 25.2917 | -0.30029 | -0.34158 | -0.45567 | -0.36751 | 25.2917 | 0.30078 | -0.34458 | -0.67047 | -0.22251 | 25.2917 | 0.32 | -0.057349 | 0.84157 | 0.40821
| 25.3333 | -0.32584 | -0.34167 | -0.45683 | -0.37745 | 25.3333 | 0.30041 | -0.34458 | -0.67047 | -0.22264 | 25.3333 | 0.31967 | -0.057418 | 0.84155 | 0.40806
| 25.375 | -0.35246 | -0.34175 | -0.45799 | -0.38779 | 25.375 | 0.3001 | -0.34458 | -0.67047 | -0.22276 | 25.375 | 0.31935 | -0.057486 | 0.84153 | 0.40791
| 25.4167 | -0.38007 | -0.34184 | -0.45913 | -0.39849 | 25.4167 | 0.2998 | -0.34458 | -0.67047 | -0.22287 | 25.4167 | 0.31931 | -0.057552 | 0.84151 | 0.40787
| 25.4583 | -0.40757 | -0.34192 | -0.4603 | -0.40916 | 25.4583 | 0.29949 | -0.34458 | -0.67047 | -0.22299 | 25.4583 | 0.31927 | -0.057617 | 0.84148 | 0.40784
| 25.5 | -0.43484 | -0.342 | -0.46149 | -0.41975 | 25.5 | 0.29918 | -0.34458 | -0.67047 | -0.2231 | 25.5 | 0.31924 | -0.057681 | 0.84146 | 0.4078
| 25.5417 | -0.46214 | -0.34208 | -0.4627 | -0.43037 | 25.5417 | 0.29888 | -0.34458 | -0.67047 | -0.22322 | 25.5417 | 0.3192 | -0.057744 | 0.84144 | 0.40776
| 25.5833 | -0.46256 | -0.34213 | -0.46366 | -0.43088 | 25.5833 | 0.29857 | -0.34458 | -0.67047 | -0.22333 | 25.5833 | 0.31917 | -0.057807 | 0.84141 | 0.40772
| 25.625 | -0.46296 | -0.34217 | -0.4646 | -0.43138 | 25.625 | 0.29826 | -0.34458 | -0.67047 | -0.22344 | 25.625 | 0.31887 | -0.057868 | 0.84139 | 0.40758
| 25.6667 | -0.46332 | -0.34222 | -0.46553 | -0.43187 | 25.6667 | 0.29796 | -0.34458 | -0.67047 | -0.22356 | 25.6667 | 0.31858 | -0.057929 | 0.84137 | 0.40745
| 25.7083 | -0.46366 | -0.34226 | -0.46645 | -0.43234 | 25.7083 | 0.29765 | -0.34458 | -0.67047 | -0.22367 | 25.7083 | 0.3183 | -0.05799 | 0.84135 | 0.40733
| 25.75 | -0.46408 | -0.34231 | -0.4674 | -0.43285 | 25.75 | 0.29741 | -0.34458 | -0.67047 | -0.22376 | 25.75 | 0.31827 | -0.05805 | 0.84133 | 0.40729
| 25.7917 | -0.46456 | -0.34236 | -0.46837 | -0.43339 | 25.7917 | 0.29707 | -0.34458 | -0.67047 | -0.22389 | 25.7917 | 0.31824 | -0.058107 | 0.84131 | 0.40726
| 25.8333 | -0.46505 | -0.3424 | -0.46934 | -0.43394 | 25.8333 | 0.29671 | -0.34458 | -0.67047 | -0.22402 | 25.8333 | 0.31821 | -0.058161 | 0.8413 | 0.40723
| 25.875 | -0.46557 | -0.34245 | -0.47032 | -0.4345 | 25.875 | 0.2964 | -0.34458 | -0.67047 | -0.22414 | 25.875 | 0.31818 | -0.058211 | 0.84128 | 0.4072
| 25.9167 | -0.4661 | -0.3425 | -0.4713 | -0.43506 | 25.9167 | 0.29635 | -0.34435 | -0.67047 | -0.22409 | 25.9167 | 0.31815 | -0.058258 | 0.84126 | 0.40717
| 25.9583 | -0.46663 | -0.34255 | -0.47228 | -0.43563 | 25.9583 | 0.29605 | -0.34435 | -0.67047 | -0.22421 | 25.9583 | 0.31812 | -0.058303 | 0.84125 | 0.40714
| 26 | -0.46715 | -0.3426 | -0.47325 | -0.43619 | 26 | 0.29544 | -0.34462 | -0.67047 | -0.22451 | 26 | 0.31809 | -0.058348 | 0.84124 | 0.40711
| 26.0417 | -0.46768 | -0.34265 | -0.47423 | -0.43675 | 26.0417 | 0.29517 | -0.34462 | -0.67047 | -0.22461 | 26.0417 | 0.31807 | -0.058392 | 0.84122 | 0.40709
| 26.0833 | -0.4682 | -0.34269 | -0.4752 | -0.43731 | 26.0833 | 0.29488 | -0.34462 | -0.67047 | -0.22471 | 26.0833 | 0.31804 | -0.058435 | 0.84121 | 0.40706
| 26.125 | -0.46873 | -0.34274 | -0.47618 | -0.43787 | 26.125 | 0.29459 | -0.34462 | -0.67047 | -0.22482 | 26.125 | 0.31801 | -0.058478 | 0.8412 | 0.40703
| 26.1667 | -0.46925 | -0.34279 | -0.47715 | -0.43843 | 26.1667 | 0.29398 | -0.34489 | -0.67047 | -0.22512 | 26.1667 | 0.31799 | -0.05852 | 0.84119 | 0.40701
| 26.2083 | -0.46989 | -0.34285 | -0.47847 | -0.43916 | 26.2083 | 0.29367 | -0.34489 | -0.67047 | -0.22524 | 26.2083 | 0.31796 | -0.058564 | 0.84118 | 0.40698
| 26.25 | -0.4704 | -0.3429 | -0.47948 | -0.43973 | 26.25 | 0.29353 | -0.34489 | -0.67047 | -0.22529 | 26.25 | 0.31793 | -0.058609 | 0.84117 | 0.40696
| 26.2917 | -0.47085 | -0.34295 | -0.48046 | -0.44026 | 26.2917 | 0.29324 | -0.34489 | -0.67047 | -0.2254 | 26.2917 | 0.3179 | -0.058657 | 0.84115 | 0.40693
| 26.3333 | -0.47121 | -0.343 | -0.48142 | -0.44075 | 26.3333 | 0.29293 | -0.34489 | -0.67047 | -0.22551 | 26.3333 | 0.31768 | -0.058705 | 0.84114 | 0.40683
| 26.375 | -0.47158 | -0.34304 | -0.48237 | -0.44125 | 26.375 | 0.29263 | -0.34489 | -0.67047 | -0.22562 | 26.375 | 0.31745 | -0.058752 | 0.84113 | 0.40673
| 26.4167 | -0.47198 | -0.34309 | -0.48333 | -0.44176 | 26.4167 | 0.29232 | -0.34489 | -0.67047 | -0.22574 | 26.4167 | 0.31742 | -0.058797 | 0.84111 | 0.4067
| 26.4583 | -0.47238 | -0.34314 | -0.48428 | -0.44226 | 26.4583 | 0.29202 | -0.34489 | -0.67047 | -0.22585 | 26.4583 | 0.3174 | -0.058842 | 0.8411 | 0.40667
| 26.5 | -0.47291 | -0.34318 | -0.48523 | -0.44282 | 26.5 | 0.29172 | -0.34489 | -0.67047 | -0.22596 | 26.5 | 0.31737 | -0.058887 | 0.84108 | 0.40664
| 26.5417 | -0.47331 | -0.34323 | -0.48618 | -0.44332 | 26.5417 | 0.29142 | -0.34489 | -0.67047 | -0.22607 | 26.5417 | 0.31735 | -0.05893 | 0.84106 | 0.40662
| 26.5833 | -0.4737 | -0.34328 | -0.48713 | -0.44382 | 26.5833 | 0.29112 | -0.34489 | -0.67047 | -0.22618 | 26.5833 | 0.31732 | -0.058973 | 0.84105 | 0.40659
| 26.625 | -0.47406 | -0.34332 | -0.48806 | -0.44431 | 26.625 | 0.29082 | -0.34489 | -0.67047 | -0.2263 | 26.625 | 0.31711 | -0.059016 | 0.84103 | 0.4065
| 26.6667 | -0.4744 | -0.34337 | -0.48898 | -0.44478 | 26.6667 | 0.29029 | -0.34489 | -0.67047 | -0.22649 | 26.6667 | 0.31691 | -0.05906 | 0.84102 | 0.4064
| 26.7083 | -0.47472 | -0.34341 | -0.48989 | -0.44524 | 26.7083 | 0.28856 | -0.34489 | -0.67047 | -0.22713 | 26.7083 | 0.31671 | -0.059102 | 0.841 | 0.40631
| 26.75 | -0.47511 | -0.34346 | -0.49082 | -0.44573 | 26.75 | 0.28827 | -0.34489 | -0.67047 | -0.22724 | 26.75 | 0.31653 | -0.059145 | 0.84098 | 0.40623
| 26.7917 | -0.47556 | -0.3435 | -0.49178 | -0.44626 | 26.7917 | 0.28797 | -0.34489 | -0.67047 | -0.22735 | 26.7917 | 0.31651 | -0.059185 | 0.84096 | 0.4062
| 26.8333 | -0.47603 | -0.34355 | -0.49274 | -0.44679 | 26.8333 | 0.28768 | -0.34489 | -0.67047 | -0.22746 | 26.8333 | 0.31648 | -0.059223 | 0.84095 | 0.40618
| 26.875 | -0.47651 | -0.3436 | -0.4937 | -0.44733 | 26.875 | 0.28738 | -0.34489 | -0.67047 | -0.22757 | 26.875 | 0.31646 | -0.059258 | 0.84093 | 0.40615
| 26.9167 | -0.47699 | -0.34365 | -0.49466 | -0.44787 | 26.9167 | 0.28675 | -0.34513 | -0.67047 | -0.22787 | 26.9167 | 0.31644 | -0.059291 | 0.84092 | 0.40613
| 26.9583 | -0.47748 | -0.3437 | -0.49562 | -0.44841 | 26.9583 | 0.28645 | -0.34513 | -0.67047 | -0.22798 | 26.9583 | 0.31642 | -0.059324 | 0.84091 | 0.40611
| 27 | -0.47796 | -0.34374 | -0.49658 | -0.44895 | 27 | 0.28615 | -0.34513 | -0.67047 | -0.22809 | 27 | 0.3164 | -0.059355 | 0.8409 | 0.40609
| 27.0417 | -0.47844 | -0.34379 | -0.49754 | -0.44949 | 27.0417 | 0.28612 | -0.34486 | -0.67047 | -0.22803 | 27.0417 | 0.31638 | -0.059386 | 0.84089 | 0.40608
| 27.0833 | -0.47893 | -0.34384 | -0.4985 | -0.45003 | 27.0833 | 0.28582 | -0.34486 | -0.67047 | -0.22814 | 27.0833 | 0.31636 | -0.059417 | 0.84088 | 0.40606
| 27.125 | -0.47941 | -0.34389 | -0.49945 | -0.45057 | 27.125 | 0.28553 | -0.34486 | -0.67047 | -0.22825 | 27.125 | 0.31635 | -0.059446 | 0.84088 | 0.40604
| 27.1667 | -0.47989 | -0.34394 | -0.50041 | -0.4511 | 27.1667 | 0.28523 | -0.34486 | -0.67047 | -0.22836 | 27.1667 | 0.31633 | -0.059476 | 0.84087 | 0.40602
| 27.2083 | -0.48036 | -0.34398 | -0.50136 | -0.45164 | 27.2083 | 0.28494 | -0.34486 | -0.67047 | -0.22847 | 27.2083 | 0.31631 | -0.059507 | 0.84086 | 0.40601
| 27.25 | -0.48082 | -0.34403 | -0.5023 | -0.45216 | 27.25 | 0.28454 | -0.34486 | -0.67047 | -0.22862 | 27.25 | 0.31629 | -0.059539 | 0.84085 | 0.40599
| 27.2917 | -0.48122 | -0.34407 | -0.50322 | -0.45265 | 27.2917 | 0.28444 | -0.34486 | -0.67047 | -0.22866 | 27.2917 | 0.31627 | -0.059572 | 0.84084 | 0.40597
| 27.3333 | -0.48154 | -0.34411 | -0.50411 | -0.45311 | 27.3333 | 0.28297 | -0.34486 | -0.67047 | -0.2292 | 27.3333 | 0.31611 | -0.059606 | 0.84084 | 0.40589
| 27.375 | -0.48188 | -0.34414 | -0.50501 | -0.45357 | 27.375 | 0.28236 | -0.34486 | -0.67047 | -0.22943 | 27.375 | 0.31594 | -0.059639 | 0.84082 | 0.40582
| 27.4167 | -0.48224 | -0.34418 | -0.50591 | -0.45403 | 27.4167 | 0.28208 | -0.34486 | -0.67047 | -0.22953 | 27.4167 | 0.31593 | -0.059671 | 0.84081 | 0.4058
| 27.4583 | -0.4826 | -0.34421 | -0.5068 | -0.4545 | 27.4583 | 0.28179 | -0.34486 | -0.67047 | -0.22964 | 27.4583 | 0.31591 | -0.059702 | 0.8408 | 0.40578
| 27.5 | -0.48295 | -0.34425 | -0.50769 | -0.45496 | 27.5 | 0.2815 | -0.34486 | -0.67047 | -0.22975 | 27.5 | 0.31588 | -0.059734 | 0.84079 | 0.40576
| 27.5417 | -0.48329 | -0.34428 | -0.50857 | -0.45542 | 27.5417 | 0.28122 | -0.34486 | -0.67047 | -0.22986 | 27.5417 | 0.31582 | -0.059765 | 0.84078 | 0.40573
| 27.5833 | -0.48364 | -0.34431 | -0.50946 | -0.45587 | 27.5833 | 0.28093 | -0.34486 | -0.67047 | -0.22996 | 27.5833 | 0.31572 | -0.059795 | 0.84077 | 0.40568
| 27.625 | -0.48397 | -0.34433 | -0.51033 | -0.45632 | 27.625 | 0.27967 | -0.34486 | -0.67047 | -0.23043 | 27.625 | 0.31558 | -0.059825 | 0.84076 | 0.40561
| 27.6667 | -0.48429 | -0.34436 | -0.51118 | -0.45675 | 27.6667 | 0.27754 | -0.34486 | -0.67047 | -0.23122 | 27.6667 | 0.31543 | -0.059855 | 0.84075 | 0.40555
| 27.7083 | -0.48458 | -0.34438 | -0.51201 | -0.45716 | 27.7083 | 0.27544 | -0.34486 | -0.67047 | -0.232 | 27.7083 | 0.31529 | -0.059885 | 0.84074 | 0.40548
| 27.75 | -0.48493 | -0.3444 | -0.51288 | -0.45762 | 27.75 | 0.27471 | -0.34486 | -0.67047 | -0.23228 | 27.75 | 0.31515 | -0.059915 | 0.84073 | 0.40542
| 27.7917 | -0.48827 | -0.34445 | -0.51985 | -0.46139 | 27.7917 | 0.27442 | -0.34486 | -0.67047 | -0.23238 | 27.7917 | 0.31513 | -0.059943 | 0.84072 | 0.4054
| 27.8333 | -0.49172 | -0.3445 | -0.52683 | -0.46521 | 27.8333 | 0.27419 | -0.34486 | -0.67047 | -0.23247 | 27.8333 | 0.31512 | -0.059969 | 0.84071 | 0.40538
| 27.875 | -0.49524 | -0.34454 | -0.53382 | -0.46907 | 27.875 | 0.2739 | -0.34486 | -0.67047 | -0.23257 | 27.875 | 0.3151 | -0.059994 | 0.8407 | 0.40537
| 27.9167 | -0.49884 | -0.34459 | -0.54082 | -0.47295 | 27.9167 | 0.27369 | -0.34486 | -0.67047 | -0.23265 | 27.9167 | 0.31509 | -0.060018 | 0.84069 | 0.40535
| 27.9583 | -0.50243 | -0.34464 | -0.5478 | -0.47682 | 27.9583 | 0.2734 | -0.34486 | -0.67047 | -0.23276 | 27.9583 | 0.31507 | -0.060042 | 0.84067 | 0.40533
| 28 | -0.50601 | -0.34469 | -0.55476 | -0.48068 | 28 | 0.27312 | -0.34486 | -0.67047 | -0.23287 | 28 | 0.31506 | -0.060065 | 0.84066 | 0.40532
| 28.0417 | -0.50958 | -0.34473 | -0.5617 | -0.48453 | 28.0417 | 0.27253 | -0.34513 | -0.67047 | -0.23316 | 28.0417 | 0.31504 | -0.060087 | 0.84066 | 0.40531
| 28.0833 | -0.51314 | -0.34478 | -0.56863 | -0.48838 | 28.0833 | 0.27224 | -0.34513 | -0.67047 | -0.23326 | 28.0833 | 0.31503 | -0.060109 | 0.84065 | 0.40529
| 28.125 | -0.5167 | -0.34482 | -0.57554 | -0.49221 | 28.125 | 0.27196 | -0.34513 | -0.67047 | -0.23337 | 28.125 | 0.31502 | -0.06013 | 0.84065 | 0.40528
| 28.1667 | -0.52025 | -0.34487 | -0.58243 | -0.49604 | 28.1667 | 0.27167 | -0.34513 | -0.67047 | -0.23348 | 28.1667 | 0.315 | -0.060151 | 0.84064 | 0.40527
| 28.2083 | -0.52371 | -0.34491 | -0.58928 | -0.49981 | 28.2083 | 0.27138 | -0.34513 | -0.67047 | -0.23358 | 28.2083 | 0.31499 | -0.060172 | 0.84064 | 0.40526
| 28.25 | -0.52706 | -0.34495 | -0.59608 | -0.50353 | 28.25 | 0.27103 | -0.34513 | -0.67047 | -0.23371 | 28.25 | 0.31498 | -0.060195 | 0.84063 | 0.40524
| 28.2917 | -0.53002 | -0.34497 | -0.6027 | -0.50703 | 28.2917 | 0.27038 | -0.34513 | -0.67047 | -0.23395 | 28.2917 | 0.31496 | -0.060218 | 0.84062 | 0.40523
| 28.3333 | -0.53247 | -0.34499 | -0.60905 | -0.51024 | 28.3333 | 0.26826 | -0.34513 | -0.67047 | -0.23474 | 28.3333 | 0.31485 | -0.060242 | 0.84062 | 0.40518
| 28.375 | -0.53503 | -0.34501 | -0.6154 | -0.5135 | 28.375 | 0.26612 | -0.34513 | -0.67047 | -0.23554 | 28.375 | 0.31473 | -0.060266 | 0.84061 | 0.40513
| 28.4167 | -0.5377 | -0.34503 | -0.62175 | -0.5168 | 28.4167 | 0.26445 | -0.34513 | -0.67047 | -0.23616 | 28.4167 | 0.31468 | -0.060288 | 0.8406 | 0.4051
| 28.4583 | -0.54035 | -0.34505 | -0.62805 | -0.52007 | 28.4583 | 0.26268 | -0.34513 | -0.67047 | -0.23682 | 28.4583 | 0.31459 | -0.060311 | 0.84059 | 0.40505
| 28.5 | -0.54299 | -0.34506 | -0.6343 | -0.52331 | 28.5 | 0.26081 | -0.34513 | -0.67047 | -0.23752 | 28.5 | 0.31447 | -0.060333 | 0.84059 | 0.405
| 28.5417 | -0.5456 | -0.34508 | -0.6405 | -0.52653 | 28.5417 | 0.25882 | -0.34513 | -0.67047 | -0.23825 | 28.5417 | 0.31436 | -0.060355 | 0.84058 | 0.40495
| 28.5833 | -0.54819 | -0.34509 | -0.64665 | -0.52972 | 28.5833 | 0.25673 | -0.34513 | -0.67047 | -0.23903 | 28.5833 | 0.31425 | -0.060376 | 0.84057 | 0.4049
| 28.625 | -0.55064 | -0.3451 | -0.6527 | -0.53282 | 28.625 | 0.25459 | -0.34513 | -0.67047 | -0.23983 | 28.625 | 0.31414 | -0.060398 | 0.84056 | 0.40485
| 28.6667 | -0.55294 | -0.34511 | -0.65864 | -0.53583 | 28.6667 | 0.25247 | -0.34513 | -0.67047 | -0.24061 | 28.6667 | 0.31404 | -0.060419 | 0.84056 | 0.40481
| 28.7083 | -0.55511 | -0.34512 | -0.66448 | -0.53875 | 28.7083 | 0.25039 | -0.34513 | -0.67047 | -0.24139 | 28.7083 | 0.31394 | -0.06044 | 0.84055 | 0.40476
| 28.75 | -0.5577 | -0.34513 | -0.67047 | -0.54189 | 28.75 | 0.24818 | -0.34513 | -0.67047 | -0.24221 | 28.75 | 0.31383 | -0.060461 | 0.84054 | 0.40471
| 28.7917 | -0.5577 | -0.34513 | -0.67047 | -0.54189 | 28.7917 | 0.2476 | -0.34513 | -0.67047 | -0.24243 | 28.7917 | 0.31382 | -0.060481 | 0.84053 | 0.4047
| 28.8333 | -0.5577 | -0.34513 | -0.67047 | -0.54189 | 28.8333 | 0.24733 | -0.34513 | -0.67047 | -0.24253 | 28.8333 | 0.31381 | -0.0605 | 0.84053 | 0.40469
| 28.875 | -0.5577 | -0.34513 | -0.67047 | -0.54189 | 28.875 | 0.24705 | -0.34513 | -0.67047 | -0.24263 | 28.875 | 0.3138 | -0.060517 | 0.84052 | 0.40468
| 28.9167 | -0.5577 | -0.34513 | -0.67047 | -0.54189 | 28.9167 | 0.2469 | -0.34513 | -0.67047 | -0.24269 | 28.9167 | 0.31379 | -0.060532 | 0.84052 | 0.40467
| 28.9583 | -0.5577 | -0.34513 | -0.67047 | -0.54189 | 28.9583 | 0.24663 | -0.34513 | -0.67047 | -0.24279 | 28.9583 | 0.31378 | -0.060548 | 0.84052 | 0.40467
| 29 | -0.5577 | -0.34513 | -0.67047 | -0.54189 | 29 | 0.24636 | -0.34513 | -0.67047 | -0.24289 | 29 | 0.31377 | -0.060563 | 0.84052 | 0.40466
| 29.0417 | -0.5577 | -0.34513 | -0.67047 | -0.54189 | 29.0417 | 0.24609 | -0.34513 | -0.67047 | -0.24299 | 29.0417 | 0.31376 | -0.060578 | 0.84052 | 0.40465
| 29.0833 | -0.5577 | -0.34513 | -0.67047 | -0.54189 | 29.0833 | 0.24582 | -0.34513 | -0.67047 | -0.24309 | 29.0833 | 0.31375 | -0.060593 | 0.84051 | 0.40464
| 29.125 | -0.5577 | -0.34513 | -0.67047 | -0.54189 | 29.125 | 0.24553 | -0.34513 | -0.67047 | -0.2432 | 29.125 | 0.31374 | -0.060608 | 0.84051 | 0.40463
| 29.1667 | -0.5577 | -0.34513 | -0.67047 | -0.54189 | 29.1667 | 0.24526 | -0.34513 | -0.67047 | -0.2433 | 29.1667 | 0.31373 | -0.060623 | 0.84051 | 0.40462
| 29.2083 | -0.5577 | -0.34513 | -0.67047 | -0.54189 | 29.2083 | 0.24499 | -0.34513 | -0.67047 | -0.2434 | 29.2083 | 0.31372 | -0.060639 | 0.8405 | 0.40461
| 29.25 | -0.5577 | -0.34513 | -0.67047 | -0.54189 | 29.25 | 0.24455 | -0.34513 | -0.67047 | -0.24356 | 29.25 | 0.31371 | -0.060654 | 0.8405 | 0.4046
| 29.2917 | -0.5577 | -0.34513 | -0.67047 | -0.54189 | 29.2917 | 0.24368 | -0.34338 | -0.67047 | -0.24342 | 29.2917 | 0.3137 | -0.060671 | 0.8405 | 0.40459
| 29.3333 | -0.5577 | -0.34513 | -0.67047 | -0.54189 | 29.3333 | 0.24157 | -0.34338 | -0.67047 | -0.24421 | 29.3333 | 0.31362 | -0.060688 | 0.84049 | 0.40456
| 29.375 | -0.5577 | -0.34513 | -0.67047 | -0.54189 | 29.375 | 0.23942 | -0.34338 | -0.67047 | -0.245 | 29.375 | 0.31354 | -0.060705 | 0.84049 | 0.40452
| 29.4167 | -0.5577 | -0.34513 | -0.67047 | -0.54189 | 29.4167 | 0.23725 | -0.34338 | -0.67047 | -0.24581 | 29.4167 | 0.31345 | -0.060721 | 0.84048 | 0.40448
| 29.4583 | -0.5577 | -0.34513 | -0.67047 | -0.54189 | 29.4583 | 0.2047 | -0.34338 | -0.67047 | -0.25791 | 29.4583 | 0.31337 | -0.060737 | 0.84047 | 0.40444
| 29.5 | -0.5577 | -0.34513 | -0.67047 | -0.54189 | 29.5 | 0.17227 | -0.34338 | -0.67047 | -0.26997 | 29.5 | 0.31329 | -0.060753 | 0.84047 | 0.40441
| 29.5417 | -0.5577 | -0.34513 | -0.67047 | -0.54189 | 29.5417 | 0.13997 | -0.34338 | -0.67047 | -0.28199 | 29.5417 | 0.31321 | -0.060768 | 0.84046 | 0.40437
| 29.5833 | -0.5577 | -0.34513 | -0.67047 | -0.54189 | 29.5833 | 0.10779 | -0.34338 | -0.67047 | -0.29395 | 29.5833 | 0.31313 | -0.060784 | 0.84046 | 0.40434
| 29.625 | -0.5577 | -0.34513 | -0.67047 | -0.54189 | 29.625 | 0.077016 | -0.34338 | -0.67047 | -0.3054 | 29.625 | 0.31305 | -0.060799 | 0.84045 | 0.4043
| 29.6667 | -0.5577 | -0.34513 | -0.67047 | -0.54189 | 29.6667 | 0.04775 | -0.34338 | -0.67047 | -0.31628 | 29.6667 | 0.31298 | -0.060814 | 0.84045 | 0.40427
| 29.7083 | -0.5577 | -0.34513 | -0.67047 | -0.54189 | 29.7083 | 0.020081 | -0.34338 | -0.67047 | -0.32657 | 29.7083 | 0.31291 | -0.060829 | 0.84044 | 0.40424
| 29.75 | -0.5577 | -0.34513 | -0.67047 | -0.54189 | 29.75 | -0.011688 | -0.34338 | -0.67047 | -0.33838 | 29.75 | 0.31283 | -0.060844 | 0.84044 | 0.4042
| 29.7917 | -0.5577 | -0.34513 | -0.67047 | -0.54189 | 29.7917 | -0.046304 | -0.34338 | -0.67047 | -0.35125 | 29.7917 | 0.31282 | -0.060858 | 0.84043 | 0.40419
| 29.8333 | -0.5577 | -0.34513 | -0.67047 | -0.54189 | 29.8333 | -0.081493 | -0.34338 | -0.67047 | -0.36434 | 29.8333 | 0.31282 | -0.060872 | 0.84043 | 0.40419
| 29.875 | -0.5577 | -0.34513 | -0.67047 | -0.54189 | 29.875 | -0.11685 | -0.34338 | -0.67047 | -0.37749 | 29.875 | 0.31281 | -0.060884 | 0.84042 | 0.40418
| 29.9167 | -0.5577 | -0.34513 | -0.67047 | -0.54189 | 29.9167 | -0.15246 | -0.34338 | -0.67047 | -0.39073 | 29.9167 | 0.3128 | -0.060896 | 0.84042 | 0.40417
| 29.9583 | -0.5577 | -0.34513 | -0.67047 | -0.54189 | 29.9583 | -0.18796 | -0.34338 | -0.67047 | -0.40393 | 29.9583 | 0.31279 | -0.060909 | 0.84041 | 0.40416
| 30 | -0.5577 | -0.34513 | -0.67047 | -0.54189 | 30 | -0.22344 | -0.34338 | -0.67047 | -0.41712 | 30 | 0.31279 | -0.060922 | 0.8404 | 0.40415
| 30.0417 | -0.5577 | -0.34513 | -0.67047 | -0.54189 | 30.0417 | -0.25893 | -0.34338 | -0.67047 | -0.43032 | 30.0417 | 0.31278 | -0.060934 | 0.84039 | 0.40414
| 30.0833 | -0.5577 | -0.34513 | -0.67047 | -0.54189 | 30.0833 | -0.29441 | -0.34338 | -0.67047 | -0.44351 | 30.0833 | 0.31277 | -0.060946 | 0.84038 | 0.40413
| 30.125 | -0.5577 | -0.34513 | -0.67047 | -0.54189 | 30.125 | -0.32987 | -0.34338 | -0.67047 | -0.4567 | 30.125 | 0.31277 | -0.060957 | 0.84038 | 0.40413
| 30.1667 | -0.5577 | -0.34513 | -0.67047 | -0.54189 | 30.1667 | -0.36533 | -0.34338 | -0.67047 | -0.46989 | 30.1667 | 0.31276 | -0.060967 | 0.84038 | 0.40412
| 30.2083 | -0.5577 | -0.34513 | -0.67047 | -0.54189 | 30.2083 | -0.40065 | -0.34338 | -0.67047 | -0.48302 | 30.2083 | 0.31275 | -0.060978 | 0.84037 | 0.40411
| 30.25 | -0.5577 | -0.34513 | -0.67047 | -0.54189 | 30.25 | -0.43556 | -0.34338 | -0.67047 | -0.496 | 30.25 | 0.31274 | -0.06099 | 0.84037 | 0.40411
| 30.2917 | -0.5577 | -0.34513 | -0.67047 | -0.54189 | 30.2917 | -0.46913 | -0.34513 | -0.67047 | -0.50895 | 30.2917 | 0.31274 | -0.061002 | 0.84037 | 0.4041
| 30.3333 | -0.5577 | -0.34513 | -0.67047 | -0.54189 | 30.3333 | -0.4973 | -0.34513 | -0.67047 | -0.51943 | 30.3333 | 0.31268 | -0.061014 | 0.84037 | 0.40407
| 30.375 | -0.5577 | -0.34513 | -0.67047 | -0.54189 | 30.375 | -0.52668 | -0.34513 | -0.67047 | -0.53035 | 30.375 | 0.31262 | -0.061026 | 0.84036 | 0.40405
| 30.4167 | -0.5577 | -0.34513 | -0.67047 | -0.54189 | 30.4167 | -0.55718 | -0.34513 | -0.67047 | -0.54169 | 30.4167 | 0.31256 | -0.061038 | 0.84036 | 0.40402
| 30.4583 | -0.5577 | -0.34513 | -0.67047 | -0.54189 | 30.4583 | -0.55718 | -0.34513 | -0.67047 | -0.54169 | 30.4583 | 0.3125 | -0.061049 | 0.84035 | 0.40399
| 30.5 | -0.5577 | -0.34513 | -0.67047 | -0.54189 | 30.5 | -0.55718 | -0.34513 | -0.67047 | -0.54169 | 30.5 | 0.31244 | -0.06106 | 0.84035 | 0.40397
| 30.5417 | -0.5577 | -0.34513 | -0.67047 | -0.54189 | 30.5417 | -0.55718 | -0.34513 | -0.67047 | -0.54169 | 30.5417 | 0.31238 | -0.061072 | 0.84035 | 0.40394
| 30.5833 | -0.5577 | -0.34513 | -0.67047 | -0.54189 | 30.5833 | -0.55718 | -0.34513 | -0.67047 | -0.54169 | 30.5833 | 0.31232 | -0.061083 | 0.84034 | 0.40392
| 30.625 | -0.5577 | -0.34513 | -0.67047 | -0.54189 | 30.625 | -0.55718 | -0.34513 | -0.67047 | -0.54169 | 30.625 | 0.31227 | -0.061094 | 0.84034 | 0.40389
| 30.6667 | -0.5577 | -0.34513 | -0.67047 | -0.54189 | 30.6667 | -0.55718 | -0.34513 | -0.67047 | -0.54169 | 30.6667 | 0.31221 | -0.061105 | 0.84034 | 0.40387
| 30.7083 | -0.5577 | -0.34513 | -0.67047 | -0.54189 | 30.7083 | -0.55718 | -0.34513 | -0.67047 | -0.54169 | 30.7083 | 0.31216 | -0.061115 | 0.84033 | 0.40384
| 30.75 | -0.5577 | -0.34513 | -0.67047 | -0.54189 | 30.75 | -0.55718 | -0.34513 | -0.67047 | -0.54169 | 30.75 | 0.31211 | -0.061126 | 0.84033 | 0.40382
| 30.7917 | -0.5577 | -0.34513 | -0.67047 | -0.54189 | 30.7917 | -0.55718 | -0.34513 | -0.67047 | -0.54169 | 30.7917 | 0.3121 | -0.061136 | 0.84032 | 0.40381
| 30.8333 | -0.5577 | -0.34513 | -0.67047 | -0.54189 | 30.8333 | -0.55718 | -0.34513 | -0.67047 | -0.54169 | 30.8333 | 0.3121 | -0.061146 | 0.84032 | 0.40381
| 30.875 | -0.5577 | -0.34513 | -0.67047 | -0.54189 | 30.875 | -0.55718 | -0.34513 | -0.67047 | -0.54169 | 30.875 | 0.31209 | -0.061155 | 0.84032 | 0.4038
| 30.9167 | -0.5577 | -0.34513 | -0.67047 | -0.54189 | 30.9167 | -0.55718 | -0.34513 | -0.67047 | -0.54169 | 30.9167 | 0.31209 | -0.061163 | 0.84031 | 0.4038
| 30.9583 | -0.5577 | -0.34513 | -0.67047 | -0.54189 | 30.9583 | -0.55719 | -0.34513 | -0.67047 | -0.54169 | 30.9583 | 0.31208 | -0.06117 | 0.84032 | 0.4038
| 31 | -0.5577 | -0.34513 | -0.67047 | -0.54189 | 31 | -0.55719 | -0.34513 | -0.67047 | -0.54169 | 31 | 0.31208 | -0.061177 | 0.84032 | 0.40379
| 31.0417 | -0.5577 | -0.34513 | -0.67047 | -0.54189 | 31.0417 | -0.55718 | -0.34513 | -0.67047 | -0.54169 | 31.0417 | 0.31207 | -0.061183 | 0.84033 | 0.40379
| 31.0833 | -0.5577 | -0.34513 | -0.67047 | -0.54189 | 31.0833 | -0.55724 | -0.34513 | -0.67047 | -0.54171 | 31.0833 | 0.31207 | -0.061191 | 0.84033 | 0.40379
| 31.125 | -0.5577 | -0.34513 | -0.67047 | -0.54189 | 31.125 | -0.55724 | -0.34513 | -0.67047 | -0.54171 | 31.125 | 0.31206 | -0.061198 | 0.84033 | 0.40378
| 31.1667 | -0.5577 | -0.34513 | -0.67047 | -0.54189 | 31.1667 | -0.55713 | -0.34513 | -0.67047 | -0.54167 | 31.1667 | 0.31206 | -0.061206 | 0.84033 | 0.40378
| 31.2083 | -0.5577 | -0.34513 | -0.67047 | -0.54189 | 31.2083 | -0.55713 | -0.34513 | -0.67047 | -0.54167 | 31.2083 | 0.31205 | -0.061214 | 0.84032 | 0.40377
| 31.25 | -0.5577 | -0.34513 | -0.67047 | -0.54189 | 31.25 | -0.55713 | -0.34513 | -0.67047 | -0.54167 | 31.25 | 0.31205 | -0.061222 | 0.84032 | 0.40377
| 31.2917 | -0.5577 | -0.34513 | -0.67047 | -0.54189 | 31.2917 | -0.55713 | -0.34513 | -0.67047 | -0.54167 | 31.2917 | 0.31204 | -0.06123 | 0.84032 | 0.40376
| 31.3333 | -0.5577 | -0.34513 | -0.67047 | -0.54189 | 31.3333 | -0.55713 | -0.34513 | -0.67047 | -0.54167 | 31.3333 | 0.312 | -0.061239 | 0.84032 | 0.40374
| 31.375 | -0.5577 | -0.34513 | -0.67047 | -0.54189 | 31.375 | -0.55713 | -0.34513 | -0.67047 | -0.54167 | 31.375 | 0.31196 | -0.061248 | 0.84031 | 0.40373
| 31.4167 | -0.5577 | -0.34513 | -0.67047 | -0.54189 | 31.4167 | -0.55713 | -0.34513 | -0.67047 | -0.54167 | 31.4167 | 0.31191 | -0.061256 | 0.84031 | 0.40371
| 31.4583 | -0.5577 | -0.34513 | -0.67047 | -0.54189 | 31.4583 | -0.55713 | -0.34513 | -0.67047 | -0.54167 | 31.4583 | 0.31187 | -0.061264 | 0.84031 | 0.40369
| 31.5 | -0.5577 | -0.34513 | -0.67047 | -0.54189 | 31.5 | -0.55713 | -0.34513 | -0.67047 | -0.54167 | 31.5 | 0.31183 | -0.061272 | 0.84031 | 0.40367
| 31.5417 | -0.5577 | -0.34513 | -0.67047 | -0.54189 | 31.5417 | -0.55713 | -0.34513 | -0.67047 | -0.54167 | 31.5417 | 0.31179 | -0.06128 | 0.8403 | 0.40365
| 31.5833 | -0.5577 | -0.34513 | -0.67047 | -0.54189 | 31.5833 | -0.55713 | -0.34513 | -0.67047 | -0.54167 | 31.5833 | 0.31175 | -0.061288 | 0.8403 | 0.40363
| 31.625 | -0.5577 | -0.34513 | -0.67047 | -0.54189 | 31.625 | -0.55713 | -0.34513 | -0.67047 | -0.54167 | 31.625 | 0.31171 | -0.061296 | 0.8403 | 0.40361
| 31.6667 | -0.5577 | -0.34513 | -0.67047 | -0.54189 | 31.6667 | -0.55713 | -0.34513 | -0.67047 | -0.54167 | 31.6667 | 0.31167 | -0.061304 | 0.8403 | 0.4036
| 31.7083 | -0.5577 | -0.34513 | -0.67047 | -0.54189 | 31.7083 | -0.55713 | -0.34513 | -0.67047 | -0.54167 | 31.7083 | 0.31163 | -0.061311 | 0.84029 | 0.40358
| 31.75 | -0.5577 | -0.34513 | -0.67047 | -0.54189 | 31.75 | -0.55713 | -0.34513 | -0.67047 | -0.54167 | 31.75 | 0.31159 | -0.061319 | 0.84029 | 0.40356
| 31.7917 | -0.5577 | -0.34513 | -0.67047 | -0.54189 | 31.7917 | -0.55713 | -0.34513 | -0.67047 | -0.54167 | 31.7917 | 0.31159 | -0.061326 | 0.84029 | 0.40356
| 31.8333 | -0.5577 | -0.34513 | -0.67047 | -0.54189 | 31.8333 | -0.55713 | -0.34513 | -0.67047 | -0.54167 | 31.8333 | 0.31159 | -0.061333 | 0.84028 | 0.40355
| 31.875 | -0.5577 | -0.34513 | -0.67047 | -0.54189 | 31.875 | -0.55713 | -0.34513 | -0.67047 | -0.54167 | 31.875 | 0.31158 | -0.06134 | 0.84028 | 0.40355
| 31.9167 | -0.5577 | -0.34513 | -0.67047 | -0.54189 | 31.9167 | -0.55713 | -0.34513 | -0.67047 | -0.54167 | 31.9167 | 0.31158 | -0.061346 | 0.84028 | 0.40355
| 31.9583 | -0.5577 | -0.34513 | -0.67047 | -0.54189 | 31.9583 | -0.55713 | -0.34513 | -0.67047 | -0.54167 | 31.9583 | 0.31157 | -0.061351 | 0.84028 | 0.40354
| 32 | -0.5577 | -0.34513 | -0.67047 | -0.54189 | 32 | -0.55713 | -0.34513 | -0.67047 | -0.54167 | 32 | 0.31157 | -0.061357 | 0.84028 | 0.40354
| 32.0417 | -0.5577 | -0.34513 | -0.67047 | -0.54189 | 32.0417 | -0.55713 | -0.34513 | -0.67047 | -0.54167 | 32.0417 | 0.31157 | -0.061363 | 0.84028 | 0.40354
| 32.0833 | -0.5577 | -0.34513 | -0.67047 | -0.54189 | 32.0833 | -0.55708 | -0.34513 | -0.67047 | -0.54165 | 32.0833 | 0.31156 | -0.061369 | 0.84027 | 0.40353
| 32.125 | -0.5577 | -0.34513 | -0.67047 | -0.54189 | 32.125 | -0.55708 | -0.34513 | -0.67047 | -0.54165 | 32.125 | 0.31156 | -0.061374 | 0.84027 | 0.40353
| 32.1667 | -0.5577 | -0.34513 | -0.67047 | -0.54189 | 32.1667 | -0.55719 | -0.34513 | -0.67047 | -0.54169 | 32.1667 | 0.31156 | -0.06138 | 0.84027 | 0.40353
| 32.2083 | -0.5577 | -0.34513 | -0.67047 | -0.54189 | 32.2083 | -0.55718 | -0.34513 | -0.67047 | -0.54169 | 32.2083 | 0.31155 | -0.061385 | 0.84027 | 0.40352
| 32.25 | -0.5577 | -0.34513 | -0.67047 | -0.54189 | 32.25 | -0.55718 | -0.34513 | -0.67047 | -0.54169 | 32.25 | 0.31155 | -0.061391 | 0.84027 | 0.40352
| 32.2917 | -0.5577 | -0.34513 | -0.67047 | -0.54189 | 32.2917 | -0.55718 | -0.34513 | -0.67047 | -0.54169 | 32.2917 | 0.31155 | -0.061398 | 0.84027 | 0.40352
| 32.3333 | -0.5577 | -0.34513 | -0.67047 | -0.54189 | 32.3333 | -0.55718 | -0.34513 | -0.67047 | -0.54169 | 32.3333 | 0.31152 | -0.061404 | 0.84026 | 0.4035
| 32.375 | -0.5577 | -0.34513 | -0.67047 | -0.54189 | 32.375 | -0.55718 | -0.34513 | -0.67047 | -0.54169 | 32.375 | 0.31148 | -0.06141 | 0.84026 | 0.40349
| 32.4167 | -0.5577 | -0.34513 | -0.67047 | -0.54189 | 32.4167 | -0.55718 | -0.34513 | -0.67047 | -0.54169 | 32.4167 | 0.31145 | -0.061416 | 0.84026 | 0.40347
| 32.4583 | -0.5577 | -0.34513 | -0.67047 | -0.54189 | 32.4583 | -0.55718 | -0.34513 | -0.67047 | -0.54169 | 32.4583 | 0.31142 | -0.061422 | 0.84026 | 0.40346
| 32.5 | -0.5577 | -0.34513 | -0.67047 | -0.54189 | 32.5 | -0.55718 | -0.34513 | -0.67047 | -0.54169 | 32.5 | 0.31139 | -0.061428 | 0.84026 | 0.40345
| 32.5417 | -0.5577 | -0.34513 | -0.67047 | -0.54189 | 32.5417 | -0.55718 | -0.34513 | -0.67047 | -0.54169 | 32.5417 | 0.31136 | -0.061434 | 0.84026 | 0.40343
| 32.5833 | -0.5577 | -0.34513 | -0.67047 | -0.54189 | 32.5833 | -0.55718 | -0.34513 | -0.67047 | -0.54169 | 32.5833 | 0.31133 | -0.061439 | 0.84025 | 0.40342
| 32.625 | -0.5577 | -0.34513 | -0.67047 | -0.54189 | 32.625 | -0.55718 | -0.34513 | -0.67047 | -0.54169 | 32.625 | 0.3113 | -0.061445 | 0.84025 | 0.40341
| 32.6667 | -0.5577 | -0.34513 | -0.67047 | -0.54189 | 32.6667 | -0.55718 | -0.34513 | -0.67047 | -0.54169 | 32.6667 | 0.31128 | -0.061451 | 0.84025 | 0.40339
| 32.7083 | -0.5577 | -0.34513 | -0.67047 | -0.54189 | 32.7083 | -0.55718 | -0.34513 | -0.67047 | -0.54169 | 32.7083 | 0.31125 | -0.061456 | 0.84025 | 0.40338
| 32.75 | -0.5577 | -0.34513 | -0.67047 | -0.54189 | 32.75 | -0.55719 | -0.34513 | -0.67047 | -0.54169 | 32.75 | 0.31122 | -0.061462 | 0.84025 | 0.40337
| 32.7917 | -0.5577 | -0.34513 | -0.67047 | -0.54189 | 32.7917 | -0.55719 | -0.34513 | -0.67047 | -0.54169 | 32.7917 | 0.31122 | -0.061467 | 0.84024 | 0.40337
| 32.8333 | -0.5577 | -0.34513 | -0.67047 | -0.54189 | 32.8333 | -0.55719 | -0.34513 | -0.67047 | -0.54169 | 32.8333 | 0.31121 | -0.061472 | 0.84024 | 0.40336
| 32.875 | -0.5577 | -0.34513 | -0.67047 | -0.54189 | 32.875 | -0.55719 | -0.34513 | -0.67047 | -0.54169 | 32.875 | 0.31121 | -0.061477 | 0.84024 | 0.40336
| 32.9167 | -0.5577 | -0.34513 | -0.67047 | -0.54189 | 32.9167 | -0.55708 | -0.34513 | -0.67047 | -0.54166 | 32.9167 | 0.31121 | -0.061481 | 0.84024 | 0.40336
| 32.9583 | -0.5577 | -0.34513 | -0.67047 | -0.54189 | 32.9583 | -0.55708 | -0.34513 | -0.67047 | -0.54166 | 32.9583 | 0.31121 | -0.061485 | 0.84024 | 0.40336
| 33 | -0.5577 | -0.34513 | -0.67047 | -0.54189 | 33 | -0.55708 | -0.34513 | -0.67047 | -0.54166 | 33 | 0.3112 | -0.061489 | 0.84024 | 0.40335
| 33.0417 | -0.5577 | -0.34513 | -0.67047 | -0.54189 | 33.0417 | -0.55708 | -0.34513 | -0.67047 | -0.54166 | 33.0417 | 0.3112 | -0.061494 | 0.84023 | 0.40335
| 33.0833 | -0.5577 | -0.34513 | -0.67047 | -0.54189 | 33.0833 | -0.55708 | -0.34513 | -0.67047 | -0.54166 | 33.0833 | 0.3112 | -0.061498 | 0.84023 | 0.40335
| 33.125 | -0.5577 | -0.34513 | -0.67047 | -0.54189 | 33.125 | -0.55708 | -0.34513 | -0.67047 | -0.54166 | 33.125 | 0.3112 | -0.061502 | 0.84023 | 0.40335
| 33.1667 | -0.5577 | -0.34513 | -0.67047 | -0.54189 | 33.1667 | -0.55708 | -0.34513 | -0.67047 | -0.54166 | 33.1667 | 0.31119 | -0.061505 | 0.84023 | 0.40334
| 33.2083 | -0.5577 | -0.34513 | -0.67047 | -0.54189 | 33.2083 | -0.55708 | -0.34513 | -0.67047 | -0.54166 | 33.2083 | 0.31119 | -0.06151 | 0.84023 | 0.40334
| 33.25 | -0.5577 | -0.34513 | -0.67047 | -0.54189 | 33.25 | -0.55708 | -0.34513 | -0.67047 | -0.54166 | 33.25 | 0.31119 | -0.061514 | 0.84023 | 0.40334
| 33.2917 | -0.5577 | -0.34513 | -0.67047 | -0.54189 | 33.2917 | -0.55708 | -0.34513 | -0.67047 | -0.54166 | 33.2917 | 0.31119 | -0.061518 | 0.84023 | 0.40334
| 33.3333 | -0.5577 | -0.34513 | -0.67047 | -0.54189 | 33.3333 | -0.55708 | -0.34513 | -0.67047 | -0.54166 | 33.3333 | 0.31116 | -0.061523 | 0.84023 | 0.40333
| 33.375 | -0.5577 | -0.34513 | -0.67047 | -0.54189 | 33.375 | -0.55708 | -0.34513 | -0.67047 | -0.54166 | 33.375 | 0.31114 | -0.061527 | 0.84023 | 0.40332
| 33.4167 | -0.5577 | -0.34513 | -0.67047 | -0.54189 | 33.4167 | -0.55708 | -0.34513 | -0.67047 | -0.54166 | 33.4167 | 0.31112 | -0.061531 | 0.84023 | 0.40331
| 33.4583 | -0.5577 | -0.34513 | -0.67047 | -0.54189 | 33.4583 | -0.55708 | -0.34513 | -0.67047 | -0.54166 | 33.4583 | 0.3111 | -0.061536 | 0.84022 | 0.4033
| 33.5 | -0.5577 | -0.34513 | -0.67047 | -0.54189 | 33.5 | -0.55708 | -0.34513 | -0.67047 | -0.54166 | 33.5 | 0.31108 | -0.06154 | 0.84022 | 0.40329
| 33.5417 | -0.5577 | -0.34513 | -0.67047 | -0.54189 | 33.5417 | -0.55708 | -0.34513 | -0.67047 | -0.54166 | 33.5417 | 0.31105 | -0.061544 | 0.84022 | 0.40328
| 33.5833 | -0.5577 | -0.34513 | -0.67047 | -0.54189 | 33.5833 | -0.55708 | -0.34513 | -0.67047 | -0.54166 | 33.5833 | 0.31103 | -0.061548 | 0.84022 | 0.40327
| 33.625 | -0.5577 | -0.34513 | -0.67047 | -0.54189 | 33.625 | -0.55708 | -0.34513 | -0.67047 | -0.54166 | 33.625 | 0.31101 | -0.061552 | 0.84022 | 0.40326
| 33.6667 | -0.5577 | -0.34513 | -0.67047 | -0.54189 | 33.6667 | -0.55708 | -0.34513 | -0.67047 | -0.54166 | 33.6667 | 0.31099 | -0.061556 | 0.84022 | 0.40325
| 33.7083 | -0.5577 | -0.34513 | -0.67047 | -0.54189 | 33.7083 | -0.55708 | -0.34513 | -0.67047 | -0.54166 | 33.7083 | 0.31097 | -0.06156 | 0.84022 | 0.40324
| 33.75 | -0.5577 | -0.34513 | -0.67047 | -0.54189 | 33.75 | -0.55708 | -0.34513 | -0.67047 | -0.54166 | 33.75 | 0.31095 | -0.061564 | 0.84021 | 0.40323
| 33.7917 | -0.5577 | -0.34513 | -0.67047 | -0.54189 | 33.7917 | -0.55708 | -0.34513 | -0.67047 | -0.54166 | 33.7917 | 0.31095 | -0.061568 | 0.84021 | 0.40323
| 33.8333 | -0.5577 | -0.34513 | -0.67047 | -0.54189 | 33.8333 | -0.55708 | -0.34513 | -0.67047 | -0.54166 | 33.8333 | 0.31095 | -0.061571 | 0.84021 | 0.40323
| 33.875 | -0.5577 | -0.34513 | -0.67047 | -0.54189 | 33.875 | -0.55708 | -0.34513 | -0.67047 | -0.54166 | 33.875 | 0.31095 | -0.061575 | 0.84021 | 0.40323
| 33.9167 | -0.5577 | -0.34513 | -0.67047 | -0.54189 | 33.9167 | -0.55718 | -0.34513 | -0.67047 | -0.54169 | 33.9167 | 0.31095 | -0.061578 | 0.84021 | 0.40322
| 33.9583 | -0.5577 | -0.34513 | -0.67047 | -0.54189 | 33.9583 | -0.55718 | -0.34513 | -0.67047 | -0.54169 | 33.9583 | 0.31094 | -0.061581 | 0.84021 | 0.40322
| 34 | -0.5577 | -0.34513 | -0.67047 | -0.54189 | 34 | -0.55718 | -0.34513 | -0.67047 | -0.54169 | 34 | 0.31094 | -0.061584 | 0.84021 | 0.40322
| 34.0417 | -0.5577 | -0.34513 | -0.67047 | -0.54189 | 34.0417 | -0.55718 | -0.34513 | -0.67047 | -0.54169 | 34.0417 | 0.31094 | -0.061587 | 0.84021 | 0.40322
| 34.0833 | -0.5577 | -0.34513 | -0.67047 | -0.54189 | 34.0833 | -0.55718 | -0.34513 | -0.67047 | -0.54169 | 34.0833 | 0.31094 | -0.06159 | 0.84021 | 0.40322
| 34.125 | -0.5577 | -0.34513 | -0.67047 | -0.54189 | 34.125 | -0.55718 | -0.34513 | -0.67047 | -0.54169 | 34.125 | 0.31094 | -0.061592 | 0.84021 | 0.40321
| 34.1667 | -0.5577 | -0.34513 | -0.67047 | -0.54189 | 34.1667 | -0.55718 | -0.34513 | -0.67047 | -0.54169 | 34.1667 | 0.31093 | -0.061595 | 0.8402 | 0.40321
| 34.2083 | -0.5577 | -0.34513 | -0.67047 | -0.54189 | 34.2083 | -0.55718 | -0.34513 | -0.67047 | -0.54169 | 34.2083 | 0.31093 | -0.061598 | 0.8402 | 0.40321
| 34.25 | -0.5577 | -0.34513 | -0.67047 | -0.54189 | 34.25 | -0.55718 | -0.34513 | -0.67047 | -0.54169 | 34.25 | 0.31093 | -0.061601 | 0.8402 | 0.40321
| 34.2917 | -0.5577 | -0.34513 | -0.67047 | -0.54189 | 34.2917 | -0.55718 | -0.34513 | -0.67047 | -0.54169 | 34.2917 | 0.31093 | -0.061605 | 0.8402 | 0.40321
| 34.3333 | -0.5577 | -0.34513 | -0.67047 | -0.54189 | 34.3333 | -0.55718 | -0.34513 | -0.67047 | -0.54169 | 34.3333 | 0.31091 | -0.061608 | 0.8402 | 0.4032
| 34.375 | -0.5577 | -0.34513 | -0.67047 | -0.54189 | 34.375 | -0.55718 | -0.34513 | -0.67047 | -0.54169 | 34.375 | 0.3109 | -0.061611 | 0.8402 | 0.40319
| 34.4167 | -0.5577 | -0.34513 | -0.67047 | -0.54189 | 34.4167 | -0.55718 | -0.34513 | -0.67047 | -0.54169 | 34.4167 | 0.31088 | -0.061614 | 0.8402 | 0.40319
| 34.4583 | -0.5577 | -0.34513 | -0.67047 | -0.54189 | 34.4583 | -0.55718 | -0.34513 | -0.67047 | -0.54169 | 34.4583 | 0.31086 | -0.061617 | 0.8402 | 0.40318
| 34.5 | -0.5577 | -0.34513 | -0.67047 | -0.54189 | 34.5 | -0.55718 | -0.34513 | -0.67047 | -0.54169 | 34.5 | 0.31085 | -0.06162 | 0.8402 | 0.40317
| 34.5417 | -0.5577 | -0.34513 | -0.67047 | -0.54189 | 34.5417 | -0.55718 | -0.34513 | -0.67047 | -0.54169 | 34.5417 | 0.31083 | -0.061623 | 0.8402 | 0.40316
| 34.5833 | -0.5577 | -0.34513 | -0.67047 | -0.54189 | 34.5833 | -0.55718 | -0.34513 | -0.67047 | -0.54169 | 34.5833 | 0.31082 | -0.061626 | 0.8402 | 0.40316
| 34.625 | -0.5577 | -0.34513 | -0.67047 | -0.54189 | 34.625 | -0.55718 | -0.34513 | -0.67047 | -0.54169 | 34.625 | 0.3108 | -0.061629 | 0.84019 | 0.40315
| 34.6667 | -0.5577 | -0.34513 | -0.67047 | -0.54189 | 34.6667 | -0.55718 | -0.34513 | -0.67047 | -0.54169 | 34.6667 | 0.31079 | -0.061632 | 0.84019 | 0.40314
| 34.7083 | -0.5577 | -0.34513 | -0.67047 | -0.54189 | 34.7083 | -0.55718 | -0.34513 | -0.67047 | -0.54169 | 34.7083 | 0.31077 | -0.061635 | 0.84019 | 0.40314
| 34.75 | -0.5577 | -0.34513 | -0.67047 | -0.54189 | 34.75 | -0.55718 | -0.34513 | -0.67047 | -0.54169 | 34.75 | 0.31076 | -0.061638 | 0.84019 | 0.40313
| 34.7917 | -0.5577 | -0.34513 | -0.67047 | -0.54189 | 34.7917 | -0.55718 | -0.34513 | -0.67047 | -0.54169 | 34.7917 | 0.31076 | -0.061641 | 0.84019 | 0.40313
| 34.8333 | -0.5577 | -0.34513 | -0.67047 | -0.54189 | 34.8333 | -0.55718 | -0.34513 | -0.67047 | -0.54169 | 34.8333 | 0.31076 | -0.061643 | 0.84019 | 0.40313
| 34.875 | -0.5577 | -0.34513 | -0.67047 | -0.54189 | 34.875 | -0.55718 | -0.34513 | -0.67047 | -0.54169 | 34.875 | 0.31076 | -0.061645 | 0.84019 | 0.40313
| 34.9167 | -0.5577 | -0.34513 | -0.67047 | -0.54189 | 34.9167 | -0.55718 | -0.34513 | -0.67047 | -0.54169 | 34.9167 | 0.31075 | -0.061648 | 0.84019 | 0.40313
| 34.9583 | -0.5577 | -0.34513 | -0.67047 | -0.54189 | 34.9583 | -0.55718 | -0.34513 | -0.67047 | -0.54169 | 34.9583 | 0.31075 | -0.06165 | 0.84019 | 0.40312
| 35 | -0.5577 | -0.34513 | -0.67047 | -0.54189 | 35 | -0.55723 | -0.34513 | -0.67047 | -0.54171 | 35 | 0.31075 | -0.061652 | 0.84019 | 0.40312
| 35.0417 | -0.5577 | -0.34513 | -0.67047 | -0.54189 | 35.0417 | -0.55723 | -0.34513 | -0.67047 | -0.54171 | 35.0417 | 0.31075 | -0.061654 | 0.84019 | 0.40312
| 35.0833 | -0.5577 | -0.34513 | -0.67047 | -0.54189 | 35.0833 | -0.55723 | -0.34513 | -0.67047 | -0.54171 | 35.0833 | 0.31075 | -0.061656 | 0.84019 | 0.40312
| 35.125 | -0.5577 | -0.34513 | -0.67047 | -0.54189 | 35.125 | -0.55724 | -0.34513 | -0.67047 | -0.54171 | 35.125 | 0.31075 | -0.061658 | 0.84018 | 0.40312
| 35.1667 | -0.5577 | -0.34513 | -0.67047 | -0.54189 | 35.1667 | -0.55729 | -0.34513 | -0.67047 | -0.54173 | 35.1667 | 0.31075 | -0.061661 | 0.84018 | 0.40312
| 35.2083 | -0.5577 | -0.34513 | -0.67047 | -0.54189 | 35.2083 | -0.55729 | -0.34513 | -0.67047 | -0.54173 | 35.2083 | 0.31074 | -0.061663 | 0.84018 | 0.40312
| 35.25 | -0.5577 | -0.34513 | -0.67047 | -0.54189 | 35.25 | -0.55729 | -0.34513 | -0.67047 | -0.54173 | 35.25 | 0.31074 | -0.061665 | 0.84018 | 0.40312
| 35.2917 | -0.5577 | -0.34513 | -0.67047 | -0.54189 | 35.2917 | -0.55729 | -0.34513 | -0.67047 | -0.54173 | 35.2917 | 0.31074 | -0.061667 | 0.84018 | 0.40311
| 35.3333 | -0.5577 | -0.34513 | -0.67047 | -0.54189 | 35.3333 | -0.55729 | -0.34513 | -0.67047 | -0.54173 | 35.3333 | 0.31073 | -0.061669 | 0.84018 | 0.40311
| 35.375 | -0.5577 | -0.34513 | -0.67047 | -0.54189 | 35.375 | -0.55729 | -0.34513 | -0.67047 | -0.54173 | 35.375 | 0.31072 | -0.061672 | 0.84018 | 0.4031
| 35.4167 | -0.5577 | -0.34513 | -0.67047 | -0.54189 | 35.4167 | -0.55729 | -0.34513 | -0.67047 | -0.54173 | 35.4167 | 0.31071 | -0.061674 | 0.84018 | 0.4031
| 35.4583 | -0.5577 | -0.34513 | -0.67047 | -0.54189 | 35.4583 | -0.55729 | -0.34513 | -0.67047 | -0.54173 | 35.4583 | 0.3107 | -0.061676 | 0.84018 | 0.40309
| 35.5 | -0.5577 | -0.34513 | -0.67047 | -0.54189 | 35.5 | -0.55729 | -0.34513 | -0.67047 | -0.54173 | 35.5 | 0.31068 | -0.061678 | 0.84018 | 0.40309
| 35.5417 | -0.5577 | -0.34513 | -0.67047 | -0.54189 | 35.5417 | -0.55729 | -0.34513 | -0.67047 | -0.54173 | 35.5417 | 0.31067 | -0.06168 | 0.84018 | 0.40308
| 35.5833 | -0.5577 | -0.34513 | -0.67047 | -0.54189 | 35.5833 | -0.55729 | -0.34513 | -0.67047 | -0.54173 | 35.5833 | 0.31066 | -0.061683 | 0.84018 | 0.40308
| 35.625 | -0.5577 | -0.34513 | -0.67047 | -0.54189 | 35.625 | -0.55729 | -0.34513 | -0.67047 | -0.54173 | 35.625 | 0.31065 | -0.061685 | 0.84018 | 0.40307
| 35.6667 | -0.5577 | -0.34513 | -0.67047 | -0.54189 | 35.6667 | -0.55729 | -0.34513 | -0.67047 | -0.54173 | 35.6667 | 0.31064 | -0.061687 | 0.84018 | 0.40307
| 35.7083 | -0.5577 | -0.34513 | -0.67047 | -0.54189 | 35.7083 | -0.55729 | -0.34513 | -0.67047 | -0.54173 | 35.7083 | 0.31063 | -0.061689 | 0.84018 | 0.40306
| 35.75 | -0.5577 | -0.34513 | -0.67047 | -0.54189 | 35.75 | -0.55729 | -0.34513 | -0.67047 | -0.54173 | 35.75 | 0.31062 | -0.061691 | 0.84017 | 0.40306
| 35.7917 | -0.5577 | -0.34513 | -0.67047 | -0.54189 | 35.7917 | -0.55729 | -0.34513 | -0.67047 | -0.54173 | 35.7917 | 0.31062 | -0.061693 | 0.84017 | 0.40306
| 35.8333 | -0.5577 | -0.34513 | -0.67047 | -0.54189 | 35.8333 | -0.55729 | -0.34513 | -0.67047 | -0.54173 | 35.8333 | 0.31062 | -0.061695 | 0.84017 | 0.40306
| 35.875 | -0.5577 | -0.34513 | -0.67047 | -0.54189 | 35.875 | -0.55729 | -0.34513 | -0.67047 | -0.54173 | 35.875 | 0.31062 | -0.061696 | 0.84017 | 0.40306
| 35.9167 | -0.5577 | -0.34513 | -0.67047 | -0.54189 | 35.9167 | -0.55729 | -0.34513 | -0.67047 | -0.54173 | 35.9167 | 0.31062 | -0.061698 | 0.84017 | 0.40306
| 35.9583 | -0.5577 | -0.34513 | -0.67047 | -0.54189 | 35.9583 | -0.55729 | -0.34513 | -0.67047 | -0.54173 | 35.9583 | 0.31062 | -0.0617 | 0.84017 | 0.40305
| 36 | -0.5577 | -0.34513 | -0.67047 | -0.54189 | 36 | -0.55724 | -0.34513 | -0.67047 | -0.54171 | 36 | 0.31061 | -0.061701 | 0.84017 | 0.40305
| 36.0417 | -0.5577 | -0.34513 | -0.67047 | -0.54189 | 36.0417 | -0.55724 | -0.34513 | -0.67047 | -0.54171 | 36.0417 | 0.31061 | -0.061703 | 0.84017 | 0.40305
| 36.0833 | -0.5577 | -0.34513 | -0.67047 | -0.54189 | 36.0833 | -0.55724 | -0.34513 | -0.67047 | -0.54171 | 36.0833 | 0.31061 | -0.061704 | 0.84017 | 0.40305
| 36.125 | -0.5577 | -0.34513 | -0.67047 | -0.54189 | 36.125 | -0.55724 | -0.34513 | -0.67047 | -0.54171 | 36.125 | 0.31061 | -0.061706 | 0.84017 | 0.40305
| 36.1667 | -0.5577 | -0.34513 | -0.67047 | -0.54189 | 36.1667 | -0.55719 | -0.34513 | -0.67047 | -0.54169 | 36.1667 | 0.31061 | -0.061707 | 0.84017 | 0.40305
| 36.2083 | -0.5577 | -0.34513 | -0.67047 | -0.54189 | 36.2083 | -0.55719 | -0.34513 | -0.67047 | -0.54169 | 36.2083 | 0.31061 | -0.061709 | 0.84017 | 0.40305
| 36.25 | -0.5577 | -0.34513 | -0.67047 | -0.54189 | 36.25 | -0.55719 | -0.34513 | -0.67047 | -0.54169 | 36.25 | 0.31061 | -0.06171 | 0.84017 | 0.40305
| 36.2917 | -0.5577 | -0.34513 | -0.67047 | -0.54189 | 36.2917 | -0.55719 | -0.34513 | -0.67047 | -0.54169 | 36.2917 | 0.31061 | -0.061712 | 0.84017 | 0.40305
| 36.3333 | -0.5577 | -0.34513 | -0.67047 | -0.54189 | 36.3333 | -0.55719 | -0.34513 | -0.67047 | -0.54169 | 36.3333 | 0.3106 | -0.061713 | 0.84017 | 0.40304
| 36.375 | -0.5577 | -0.34513 | -0.67047 | -0.54189 | 36.375 | -0.55719 | -0.34513 | -0.67047 | -0.54169 | 36.375 | 0.31059 | -0.061714 | 0.84017 | 0.40304
| 36.4167 | -0.5577 | -0.34513 | -0.67047 | -0.54189 | 36.4167 | -0.55719 | -0.34513 | -0.67047 | -0.54169 | 36.4167 | 0.31058 | -0.061716 | 0.84017 | 0.40304
| 36.4583 | -0.5577 | -0.34513 | -0.67047 | -0.54189 | 36.4583 | -0.55719 | -0.34513 | -0.67047 | -0.54169 | 36.4583 | 0.31057 | -0.061717 | 0.84017 | 0.40303
| 36.5 | -0.5577 | -0.34513 | -0.67047 | -0.54189 | 36.5 | -0.55719 | -0.34513 | -0.67047 | -0.54169 | 36.5 | 0.31057 | -0.061719 | 0.84017 | 0.40303
| 36.5417 | -0.5577 | -0.34513 | -0.67047 | -0.54189 | 36.5417 | -0.55719 | -0.34513 | -0.67047 | -0.54169 | 36.5417 | 0.31056 | -0.061721 | 0.84017 | 0.40303
| 36.5833 | -0.5577 | -0.34513 | -0.67047 | -0.54189 | 36.5833 | -0.55719 | -0.34513 | -0.67047 | -0.54169 | 36.5833 | 0.31055 | -0.061722 | 0.84017 | 0.40302
| 36.625 | -0.5577 | -0.34513 | -0.67047 | -0.54189 | 36.625 | -0.55719 | -0.34513 | -0.67047 | -0.54169 | 36.625 | 0.31054 | -0.061724 | 0.84017 | 0.40302
| 36.6667 | -0.5577 | -0.34513 | -0.67047 | -0.54189 | 36.6667 | -0.55719 | -0.34513 | -0.67047 | -0.54169 | 36.6667 | 0.31053 | -0.061725 | 0.84017 | 0.40302
| 36.7083 | -0.5577 | -0.34513 | -0.67047 | -0.54189 | 36.7083 | -0.55719 | -0.34513 | -0.67047 | -0.54169 | 36.7083 | 0.31053 | -0.061727 | 0.84017 | 0.40301
| 36.75 | -0.5577 | -0.34513 | -0.67047 | -0.54189 | 36.75 | -0.55719 | -0.34513 | -0.67047 | -0.54169 | 36.75 | 0.31052 | -0.061728 | 0.84017 | 0.40301
| 36.7917 | -0.5577 | -0.34513 | -0.67047 | -0.54189 | 36.7917 | -0.55719 | -0.34513 | -0.67047 | -0.54169 | 36.7917 | 0.31052 | -0.06173 | 0.84017 | 0.40301
| 36.8333 | -0.5577 | -0.34513 | -0.67047 | -0.54189 | 36.8333 | -0.55719 | -0.34513 | -0.67047 | -0.54169 | 36.8333 | 0.31052 | -0.061731 | 0.84017 | 0.40301
| 36.875 | -0.5577 | -0.34513 | -0.67047 | -0.54189 | 36.875 | -0.55719 | -0.34513 | -0.67047 | -0.54169 | 36.875 | 0.31052 | -0.061732 | 0.84017 | 0.40301
| 36.9167 | -0.5577 | -0.34513 | -0.67047 | -0.54189 | 36.9167 | -0.55719 | -0.34513 | -0.67047 | -0.54169 | 36.9167 | 0.31052 | -0.061733 | 0.84017 | 0.40301
| 36.9583 | -0.5577 | -0.34513 | -0.67047 | -0.54189 | 36.9583 | -0.55724 | -0.34513 | -0.67047 | -0.54171 | 36.9583 | 0.31052 | -0.061735 | 0.84017 | 0.40301
| 37 | -0.5577 | -0.34513 | -0.67047 | -0.54189 | 37 | -0.55724 | -0.34513 | -0.67047 | -0.54171 | 37 | 0.31051 | -0.061736 | 0.84017 | 0.40301
| 37.0417 | -0.5577 | -0.34513 | -0.67047 | -0.54189 | 37.0417 | -0.55724 | -0.34513 | -0.67047 | -0.54171 | 37.0417 | 0.31051 | -0.061737 | 0.84017 | 0.403
| 37.0833 | -0.5577 | -0.34513 | -0.67047 | -0.54189 | 37.0833 | -0.55724 | -0.34513 | -0.67047 | -0.54171 | 37.0833 | 0.31051 | -0.061738 | 0.84017 | 0.403
| 37.125 | -0.5577 | -0.34513 | -0.67047 | -0.54189 | 37.125 | -0.55724 | -0.34513 | -0.67047 | -0.54171 | 37.125 | 0.31051 | -0.061739 | 0.84017 | 0.403
| 37.1667 | -0.5577 | -0.34513 | -0.67047 | -0.54189 | 37.1667 | -0.55724 | -0.34513 | -0.67047 | -0.54171 | 37.1667 | 0.31051 | -0.06174 | 0.84017 | 0.403
| 37.2083 | -0.5577 | -0.34513 | -0.67047 | -0.54189 | 37.2083 | -0.55724 | -0.34513 | -0.67047 | -0.54171 | 37.2083 | 0.31051 | -0.061741 | 0.84017 | 0.403
| 37.25 | -0.5577 | -0.34513 | -0.67047 | -0.54189 | 37.25 | -0.55724 | -0.34513 | -0.67047 | -0.54171 | 37.25 | 0.31051 | -0.061742 | 0.84017 | 0.403
| 37.2917 | -0.5577 | -0.34513 | -0.67047 | -0.54189 | 37.2917 | -0.55724 | -0.34513 | -0.67047 | -0.54171 | 37.2917 | 0.31051 | -0.061744 | 0.84016 | 0.403
| 37.3333 | -0.5577 | -0.34513 | -0.67047 | -0.54189 | 37.3333 | -0.55724 | -0.34513 | -0.67047 | -0.54171 | 37.3333 | 0.3105 | -0.061745 | 0.84016 | 0.403
| 37.375 | -0.5577 | -0.34513 | -0.67047 | -0.54189 | 37.375 | -0.55724 | -0.34513 | -0.67047 | -0.54171 | 37.375 | 0.3105 | -0.061747 | 0.84016 | 0.40299
| 37.4167 | -0.5577 | -0.34513 | -0.67047 | -0.54189 | 37.4167 | -0.55724 | -0.34513 | -0.67047 | -0.54171 | 37.4167 | 0.31049 | -0.061748 | 0.84016 | 0.40299
| 37.4583 | -0.5577 | -0.34513 | -0.67047 | -0.54189 | 37.4583 | -0.55724 | -0.34513 | -0.67047 | -0.54171 | 37.4583 | 0.31049 | -0.061749 | 0.84016 | 0.40299
| 37.5 | -0.5577 | -0.34513 | -0.67047 | -0.54189 | 37.5 | -0.55724 | -0.34513 | -0.67047 | -0.54171 | 37.5 | 0.31048 | -0.06175 | 0.84016 | 0.40299
| 37.5417 | -0.5577 | -0.34513 | -0.67047 | -0.54189 | 37.5417 | -0.55724 | -0.34513 | -0.67047 | -0.54171 | 37.5417 | 0.31047 | -0.061752 | 0.84016 | 0.40298
| 37.5833 | -0.5577 | -0.34513 | -0.67047 | -0.54189 | 37.5833 | -0.55724 | -0.34513 | -0.67047 | -0.54171 | 37.5833 | 0.31047 | -0.061753 | 0.84016 | 0.40298
| 37.625 | -0.5577 | -0.34513 | -0.67047 | -0.54189 | 37.625 | -0.55724 | -0.34513 | -0.67047 | -0.54171 | 37.625 | 0.31046 | -0.061754 | 0.84016 | 0.40298
| 37.6667 | -0.5577 | -0.34513 | -0.67047 | -0.54189 | 37.6667 | -0.55724 | -0.34513 | -0.67047 | -0.54171 | 37.6667 | 0.31046 | -0.061755 | 0.84016 | 0.40297
| 37.7083 | -0.5577 | -0.34513 | -0.67047 | -0.54189 | 37.7083 | -0.55724 | -0.34513 | -0.67047 | -0.54171 | 37.7083 | 0.31045 | -0.061756 | 0.84015 | 0.40297
| 37.75 | -0.5577 | -0.34513 | -0.67047 | -0.54189 | 37.75 | -0.55724 | -0.34513 | -0.67047 | -0.54171 | 37.75 | 0.31045 | -0.061757 | 0.84015 | 0.40297
| 37.7917 | -0.5577 | -0.34513 | -0.67047 | -0.54189 | 37.7917 | -0.55724 | -0.34513 | -0.67047 | -0.54171 | 37.7917 | 0.31045 | -0.061758 | 0.84015 | 0.40297
| 37.8333 | -0.5577 | -0.34513 | -0.67047 | -0.54189 | 37.8333 | -0.55724 | -0.34513 | -0.67047 | -0.54171 | 37.8333 | 0.31045 | -0.061759 | 0.84015 | 0.40297
| 37.875 | -0.5577 | -0.34513 | -0.67047 | -0.54189 | 37.875 | -0.55724 | -0.34513 | -0.67047 | -0.54171 | 37.875 | 0.31045 | -0.06176 | 0.84015 | 0.40297
| 37.9167 | -0.5577 | -0.34513 | -0.67047 | -0.54189 | 37.9167 | -0.55724 | -0.34513 | -0.67047 | -0.54171 | 37.9167 | 0.31044 | -0.061761 | 0.84015 | 0.40297
| 37.9583 | -0.5577 | -0.34513 | -0.67047 | -0.54189 | 37.9583 | -0.55718 | -0.34513 | -0.67047 | -0.54169 | 37.9583 | 0.31044 | -0.061762 | 0.84015 | 0.40297
| 38 | -0.5577 | -0.34513 | -0.67047 | -0.54189 | 38 | -0.55718 | -0.34513 | -0.67047 | -0.54169 | 38 | 0.31044 | -0.061762 | 0.84015 | 0.40297
| 38.0417 | -0.5577 | -0.34513 | -0.67047 | -0.54189 | 38.0417 | -0.55718 | -0.34513 | -0.67047 | -0.54169 | 38.0417 | 0.31044 | -0.061763 | 0.84015 | 0.40297
| 38.0833 | -0.5577 | -0.34513 | -0.67047 | -0.54189 | 38.0833 | -0.55718 | -0.34513 | -0.67047 | -0.54169 | 38.0833 | 0.31044 | -0.061764 | 0.84015 | 0.40297
| 38.125 | -0.5577 | -0.34513 | -0.67047 | -0.54189 | 38.125 | -0.55718 | -0.34513 | -0.67047 | -0.54169 | 38.125 | 0.31044 | -0.061765 | 0.84015 | 0.40297
| 38.1667 | -0.5577 | -0.34513 | -0.67047 | -0.54189 | 38.1667 | -0.55718 | -0.34513 | -0.67047 | -0.54169 | 38.1667 | 0.31044 | -0.061765 | 0.84015 | 0.40297
| 38.2083 | -0.5577 | -0.34513 | -0.67047 | -0.54189 | 38.2083 | -0.55718 | -0.34513 | -0.67047 | -0.54169 | 38.2083 | 0.31044 | -0.061766 | 0.84015 | 0.40296
| 38.25 | -0.5577 | -0.34513 | -0.67047 | -0.54189 | 38.25 | -0.55718 | -0.34513 | -0.67047 | -0.54169 | 38.25 | 0.31044 | -0.061766 | 0.84016 | 0.40297
| 38.2917 | -0.5577 | -0.34513 | -0.67047 | -0.54189 | 38.2917 | -0.55718 | -0.34513 | -0.67047 | -0.54169 | 38.2917 | 0.31044 | -0.061766 | 0.84016 | 0.40297
| 38.3333 | -0.5577 | -0.34513 | -0.67047 | -0.54189 | 38.3333 | -0.55718 | -0.34513 | -0.67047 | -0.54169 | 38.3333 | 0.31044 | -0.061766 | 0.84017 | 0.40297
| 38.375 | -0.5577 | -0.34513 | -0.67047 | -0.54189 | 38.375 | -0.55718 | -0.34513 | -0.67047 | -0.54169 | 38.375 | 0.31043 | -0.061765 | 0.84017 | 0.40297
| 38.4167 | -0.5577 | -0.34513 | -0.67047 | -0.54189 | 38.4167 | -0.55718 | -0.34513 | -0.67047 | -0.54169 | 38.4167 | 0.31043 | -0.061765 | 0.84018 | 0.40297
| 38.4583 | -0.5577 | -0.34513 | -0.67047 | -0.54189 | 38.4583 | -0.55718 | -0.34513 | -0.67047 | -0.54169 | 38.4583 | 0.31042 | -0.061766 | 0.84018 | 0.40297
| 38.5 | -0.5577 | -0.34513 | -0.67047 | -0.54189 | 38.5 | -0.55718 | -0.34513 | -0.67047 | -0.54169 | 38.5 | 0.31042 | -0.061766 | 0.84018 | 0.40297
| 38.5417 | -0.5577 | -0.34513 | -0.67047 | -0.54189 | 38.5417 | -0.55718 | -0.34513 | -0.67047 | -0.54169 | 38.5417 | 0.31041 | -0.061767 | 0.84018 | 0.40297
| 38.5833 | -0.5577 | -0.34513 | -0.67047 | -0.54189 | 38.5833 | -0.55718 | -0.34513 | -0.67047 | -0.54169 | 38.5833 | 0.31041 | -0.061767 | 0.84018 | 0.40296
| 38.625 | -0.5577 | -0.34513 | -0.67047 | -0.54189 | 38.625 | -0.55718 | -0.34513 | -0.67047 | -0.54169 | 38.625 | 0.31041 | -0.061768 | 0.84018 | 0.40296
| 38.6667 | -0.5577 | -0.34513 | -0.67047 | -0.54189 | 38.6667 | -0.55718 | -0.34513 | -0.67047 | -0.54169 | 38.6667 | 0.3104 | -0.061769 | 0.84018 | 0.40296
| 38.7083 | -0.5577 | -0.34513 | -0.67047 | -0.54189 | 38.7083 | -0.55718 | -0.34513 | -0.67047 | -0.54169 | 38.7083 | 0.3104 | -0.06177 | 0.84018 | 0.40296
| 38.75 | -0.5577 | -0.34513 | -0.67047 | -0.54189 | 38.75 | -0.55718 | -0.34513 | -0.67047 | -0.54169 | 38.75 | 0.3104 | -0.06177 | 0.84018 | 0.40296
| 38.7917 | -0.5577 | -0.34513 | -0.67047 | -0.54189 | 38.7917 | -0.55718 | -0.34513 | -0.67047 | -0.54169 | 38.7917 | 0.31039 | -0.061771 | 0.84018 | 0.40296
| 38.8333 | -0.5577 | -0.34513 | -0.67047 | -0.54189 | 38.8333 | -0.55718 | -0.34513 | -0.67047 | -0.54169 | 38.8333 | 0.31039 | -0.061772 | 0.84018 | 0.40296
| 38.875 | -0.5577 | -0.34513 | -0.67047 | -0.54189 | 38.875 | -0.55718 | -0.34513 | -0.67047 | -0.54169 | 38.875 | 0.31039 | -0.061772 | 0.84018 | 0.40296
| 38.9167 | -0.5577 | -0.34513 | -0.67047 | -0.54189 | 38.9167 | -0.55718 | -0.34513 | -0.67047 | -0.54169 | 38.9167 | 0.31039 | -0.061773 | 0.84018 | 0.40296
| 38.9583 | -0.5577 | -0.34513 | -0.67047 | -0.54189 | 38.9583 | -0.55718 | -0.34513 | -0.67047 | -0.54169 | 38.9583 | 0.31039 | -0.061774 | 0.84018 | 0.40296
| 39 | -0.5577 | -0.34513 | -0.67047 | -0.54189 | 39 | -0.55718 | -0.34513 | -0.67047 | -0.54169 | 39 | 0.31039 | -0.061774 | 0.84018 | 0.40296
| 39.0417 | -0.5577 | -0.34513 | -0.67047 | -0.54189 | 39.0417 | -0.55718 | -0.34513 | -0.67047 | -0.54169 | 39.0417 | 0.31039 | -0.061775 | 0.84018 | 0.40296
| 39.0833 | -0.5577 | -0.34513 | -0.67047 | -0.54189 | 39.0833 | -0.55719 | -0.34513 | -0.67047 | -0.54169 | 39.0833 | 0.31039 | -0.061775 | 0.84018 | 0.40296
| 39.125 | -0.5577 | -0.34513 | -0.67047 | -0.54189 | 39.125 | -0.55719 | -0.34513 | -0.67047 | -0.54169 | 39.125 | 0.31039 | -0.061776 | 0.84018 | 0.40295
| 39.1667 | -0.5577 | -0.34513 | -0.67047 | -0.54189 | 39.1667 | -0.55719 | -0.34513 | -0.67047 | -0.54169 | 39.1667 | 0.31039 | -0.061776 | 0.84018 | 0.40295
| 39.2083 | -0.5577 | -0.34513 | -0.67047 | -0.54189 | 39.2083 | -0.55719 | -0.34513 | -0.67047 | -0.54169 | 39.2083 | 0.31039 | -0.061777 | 0.84018 | 0.40295
| 39.25 | -0.5577 | -0.34513 | -0.67047 | -0.54189 | 39.25 | -0.55719 | -0.34513 | -0.67047 | -0.54169 | 39.25 | 0.31039 | -0.061779 | 0.84018 | 0.40295
| 39.2917 | -0.5577 | -0.34513 | -0.67047 | -0.54189 | 39.2917 | -0.55719 | -0.34513 | -0.67047 | -0.54169 | 39.2917 | 0.31039 | -0.06178 | 0.84017 | 0.40295
| 39.3333 | -0.5577 | -0.34513 | -0.67047 | -0.54189 | 39.3333 | -0.55719 | -0.34513 | -0.67047 | -0.54169 | 39.3333 | 0.31039 | -0.061782 | 0.84017 | 0.40295
| 39.375 | -0.5577 | -0.34513 | -0.67047 | -0.54189 | 39.375 | -0.55719 | -0.34513 | -0.67047 | -0.54169 | 39.375 | 0.31038 | -0.061784 | 0.84016 | 0.40294
| 39.4167 | -0.5577 | -0.34513 | -0.67047 | -0.54189 | 39.4167 | -0.55719 | -0.34513 | -0.67047 | -0.54169 | 39.4167 | 0.31038 | -0.061785 | 0.84015 | 0.40294
| 39.4583 | -0.5577 | -0.34513 | -0.67047 | -0.54189 | 39.4583 | -0.55719 | -0.34513 | -0.67047 | -0.54169 | 39.4583 | 0.31038 | -0.061786 | 0.84015 | 0.40294
| 39.5 | -0.5577 | -0.34513 | -0.67047 | -0.54189 | 39.5 | -0.55719 | -0.34513 | -0.67047 | -0.54169 | 39.5 | 0.31037 | -0.061787 | 0.84015 | 0.40293
| 39.5417 | -0.5577 | -0.34513 | -0.67047 | -0.54189 | 39.5417 | -0.55719 | -0.34513 | -0.67047 | -0.54169 | 39.5417 | 0.31037 | -0.061788 | 0.84015 | 0.40293
| 39.5833 | -0.5577 | -0.34513 | -0.67047 | -0.54189 | 39.5833 | -0.55719 | -0.34513 | -0.67047 | -0.54169 | 39.5833 | 0.31037 | -0.061789 | 0.84015 | 0.40293
| 39.625 | -0.5577 | -0.34513 | -0.67047 | -0.54189 | 39.625 | -0.55719 | -0.34513 | -0.67047 | -0.54169 | 39.625 | 0.31037 | -0.061789 | 0.84015 | 0.40293
| 39.6667 | -0.5577 | -0.34513 | -0.67047 | -0.54189 | 39.6667 | -0.55719 | -0.34513 | -0.67047 | -0.54169 | 39.6667 | 0.31036 | -0.06179 | 0.84014 | 0.40293
| 39.7083 | -0.5577 | -0.34513 | -0.67047 | -0.54189 | 39.7083 | -0.55719 | -0.34513 | -0.67047 | -0.54169 | 39.7083 | 0.31036 | -0.061791 | 0.84014 | 0.40293
| 39.75 | -0.5577 | -0.34513 | -0.67047 | -0.54189 | 39.75 | -0.55719 | -0.34513 | -0.67047 | -0.54169 | 39.75 | 0.31036 | -0.061791 | 0.84014 | 0.40292
| 39.7917 | -0.5577 | -0.34513 | -0.67047 | -0.54189 | 39.7917 | -0.55719 | -0.34513 | -0.67047 | -0.54169 | 39.7917 | 0.31036 | -0.061792 | 0.84014 | 0.40292
| 39.8333 | -0.5577 | -0.34513 | -0.67047 | -0.54189 | 39.8333 | -0.55719 | -0.34513 | -0.67047 | -0.54169 | 39.8333 | 0.31036 | -0.061792 | 0.84014 | 0.40292
| 39.875 | -0.5577 | -0.34513 | -0.67047 | -0.54189 | 39.875 | -0.55719 | -0.34513 | -0.67047 | -0.54169 | 39.875 | 0.31036 | -0.061793 | 0.84014 | 0.40292
| 39.9167 | -0.5577 | -0.34513 | -0.67047 | -0.54189 | 39.9167 | -0.55719 | -0.34513 | -0.67047 | -0.54169 | 39.9167 | 0.31036 | -0.061793 | 0.84014 | 0.40292
| 39.9583 | -0.5577 | -0.34513 | -0.67047 | -0.54189 | 39.9583 | -0.55719 | -0.34513 | -0.67047 | -0.54169 | 39.9583 | 0.31036 | -0.061794 | 0.84014 | 0.40292
| 40 | -0.5577 | -0.34513 | -0.67047 | -0.54189 | 40 | -0.55719 | -0.34513 | -0.67047 | -0.54169 | 40 | 0.31036 | -0.061794 | 0.84014 | 0.40292
| 40.0417 | -0.5577 | -0.34513 | -0.67047 | -0.54189 | 40.0417 | -0.55718 | -0.34513 | -0.67047 | -0.54169 | 40.0417 | 0.31036 | -0.061794 | 0.84014 | 0.40292
| 40.0833 | -0.5577 | -0.34513 | -0.67047 | -0.54189 | 40.0833 | -0.55719 | -0.34513 | -0.67047 | -0.54169 | 40.0833 | 0.31035 | -0.061795 | 0.84014 | 0.40292
| 40.125 | -0.5577 | -0.34513 | -0.67047 | -0.54189 | 40.125 | -0.55719 | -0.34513 | -0.67047 | -0.54169 | 40.125 | 0.31035 | -0.061795 | 0.84014 | 0.40292
| 40.1667 | -0.5577 | -0.34513 | -0.67047 | -0.54189 | 40.1667 | -0.55719 | -0.34513 | -0.67047 | -0.54169 | 40.1667 | 0.31035 | -0.061796 | 0.84014 | 0.40292
| 40.2083 | -0.5577 | -0.34513 | -0.67047 | -0.54189 | 40.2083 | -0.55719 | -0.34513 | -0.67047 | -0.54169 | 40.2083 | 0.31035 | -0.061796 | 0.84014 | 0.40292
| 40.25 | -0.5577 | -0.34513 | -0.67047 | -0.54189 | 40.25 | -0.55719 | -0.34513 | -0.67047 | -0.54169 | 40.25 | 0.31035 | -0.061796 | 0.84014 | 0.40292
| 40.2917 | -0.5577 | -0.34513 | -0.67047 | -0.54189 | 40.2917 | -0.55719 | -0.34513 | -0.67047 | -0.54169 | 40.2917 | 0.31035 | -0.061797 | 0.84014 | 0.40292
| 40.3333 | -0.5577 | -0.34513 | -0.67047 | -0.54189 | 40.3333 | -0.55719 | -0.34513 | -0.67047 | -0.54169 | 40.3333 | 0.31035 | -0.061797 | 0.84014 | 0.40292
| 40.375 | -0.5577 | -0.34513 | -0.67047 | -0.54189 | 40.375 | -0.55719 | -0.34513 | -0.67047 | -0.54169 | 40.375 | 0.31035 | -0.061796 | 0.84015 | 0.40292
| 40.4167 | -0.5577 | -0.34513 | -0.67047 | -0.54189 | 40.4167 | -0.55719 | -0.34513 | -0.67047 | -0.54169 | 40.4167 | 0.31035 | -0.061794 | 0.84016 | 0.40293
| 40.4583 | -0.5577 | -0.34513 | -0.67047 | -0.54189 | 40.4583 | -0.55719 | -0.34513 | -0.67047 | -0.54169 | 40.4583 | 0.31035 | -0.061793 | 0.84017 | 0.40293
| 40.5 | -0.5577 | -0.34513 | -0.67047 | -0.54189 | 40.5 | -0.55719 | -0.34513 | -0.67047 | -0.54169 | 40.5 | 0.31034 | -0.061793 | 0.84017 | 0.40293
| 40.5417 | -0.5577 | -0.34513 | -0.67047 | -0.54189 | 40.5417 | -0.55719 | -0.34513 | -0.67047 | -0.54169 | 40.5417 | 0.31034 | -0.061793 | 0.84018 | 0.40293
| 40.5833 | -0.5577 | -0.34513 | -0.67047 | -0.54189 | 40.5833 | -0.55719 | -0.34513 | -0.67047 | -0.54169 | 40.5833 | 0.31034 | -0.061793 | 0.84018 | 0.40293
| 40.625 | -0.5577 | -0.34513 | -0.67047 | -0.54189 | 40.625 | -0.55719 | -0.34513 | -0.67047 | -0.54169 | 40.625 | 0.31034 | -0.061793 | 0.84018 | 0.40293
| 40.6667 | -0.5577 | -0.34513 | -0.67047 | -0.54189 | 40.6667 | -0.55719 | -0.34513 | -0.67047 | -0.54169 | 40.6667 | 0.31034 | -0.061793 | 0.84018 | 0.40293
| 40.7083 | -0.5577 | -0.34513 | -0.67047 | -0.54189 | 40.7083 | -0.55719 | -0.34513 | -0.67047 | -0.54169 | 40.7083 | 0.31034 | -0.061794 | 0.84018 | 0.40293
| 40.75 | -0.5577 | -0.34513 | -0.67047 | -0.54189 | 40.75 | -0.55719 | -0.34513 | -0.67047 | -0.54169 | 40.75 | 0.31034 | -0.061794 | 0.84018 | 0.40293
| 40.7917 | -0.5577 | -0.34513 | -0.67047 | -0.54189 | 40.7917 | -0.55719 | -0.34513 | -0.67047 | -0.54169 | 40.7917 | 0.31034 | -0.061794 | 0.84018 | 0.40293
| 40.8333 | -0.5577 | -0.34513 | -0.67047 | -0.54189 | 40.8333 | -0.55719 | -0.34513 | -0.67047 | -0.54169 | 40.8333 | 0.31033 | -0.061794 | 0.84018 | 0.40293
| 40.875 | -0.5577 | -0.34513 | -0.67047 | -0.54189 | 40.875 | -0.55719 | -0.34513 | -0.67047 | -0.54169 | 40.875 | 0.31033 | -0.061795 | 0.84018 | 0.40293
| 40.9167 | -0.5577 | -0.34513 | -0.67047 | -0.54189 | 40.9167 | -0.55719 | -0.34513 | -0.67047 | -0.54169 | 40.9167 | 0.31033 | -0.061795 | 0.84018 | 0.40293
| 40.9583 | -0.5577 | -0.34513 | -0.67047 | -0.54189 | 40.9583 | -0.55719 | -0.34513 | -0.67047 | -0.54169 | 40.9583 | 0.31033 | -0.061795 | 0.84018 | 0.40293
| 41 | -0.5577 | -0.34513 | -0.67047 | -0.54189 | 41 | -0.55719 | -0.34513 | -0.67047 | -0.54169 | 41 | 0.31033 | -0.061795 | 0.84018 | 0.40293
| 41.0417 | -0.5577 | -0.34513 | -0.67047 | -0.54189 | 41.0417 | -0.55719 | -0.34513 | -0.67047 | -0.54169 | 41.0417 | 0.31033 | -0.061796 | 0.84018 | 0.40293
| 41.0833 | -0.5577 | -0.34513 | -0.67047 | -0.54189 | 41.0833 | -0.55719 | -0.34513 | -0.67047 | -0.54169 | 41.0833 | 0.31033 | -0.061796 | 0.84018 | 0.40293
| 41.125 | -0.5577 | -0.34513 | -0.67047 | -0.54189 | 41.125 | -0.55718 | -0.34513 | -0.67047 | -0.54169 | 41.125 | 0.31033 | -0.061796 | 0.84018 | 0.40293
| 41.1667 | -0.5577 | -0.34513 | -0.67047 | -0.54189 | 41.1667 | -0.55718 | -0.34513 | -0.67047 | -0.54169 | 41.1667 | 0.31033 | -0.061796 | 0.84018 | 0.40293
| 41.2083 | -0.5577 | -0.34513 | -0.67047 | -0.54189 | 41.2083 | -0.55718 | -0.34513 | -0.67047 | -0.54169 | 41.2083 | 0.31033 | -0.061796 | 0.84018 | 0.40293
| 41.25 | -0.5577 | -0.34513 | -0.67047 | -0.54189 | 41.25 | -0.55718 | -0.34513 | -0.67047 | -0.54169 | 41.25 | 0.31033 | -0.061797 | 0.84018 | 0.40293
| 41.2917 | -0.5577 | -0.34513 | -0.67047 | -0.54189 | 41.2917 | -0.55718 | -0.34513 | -0.67047 | -0.54169 | 41.2917 | 0.31033 | -0.061797 | 0.84018 | 0.40293
| 41.3333 | -0.5577 | -0.34513 | -0.67047 | -0.54189 | 41.3333 | -0.55718 | -0.34513 | -0.67047 | -0.54169 | 41.3333 | 0.31033 | -0.061797 | 0.84018 | 0.40293
| 41.375 | -0.5577 | -0.34513 | -0.67047 | -0.54189 | 41.375 | -0.55718 | -0.34513 | -0.67047 | -0.54169 | 41.375 | 0.31033 | -0.0618 | 0.84017 | 0.40292
| 41.4167 | -0.5577 | -0.34513 | -0.67047 | -0.54189 | 41.4167 | -0.55718 | -0.34513 | -0.67047 | -0.54169 | 41.4167 | 0.31033 | -0.061802 | 0.84016 | 0.40292
| 41.4583 | -0.5577 | -0.34513 | -0.67047 | -0.54189 | 41.4583 | -0.55718 | -0.34513 | -0.67047 | -0.54169 | 41.4583 | 0.31033 | -0.061803 | 0.84015 | 0.40291
| 41.5 | -0.5577 | -0.34513 | -0.67047 | -0.54189 | 41.5 | -0.55718 | -0.34513 | -0.67047 | -0.54169 | 41.5 | 0.31032 | -0.061804 | 0.84015 | 0.40291
| 41.5417 | -0.5577 | -0.34513 | -0.67047 | -0.54189 | 41.5417 | -0.55718 | -0.34513 | -0.67047 | -0.54169 | 41.5417 | 0.31032 | -0.061805 | 0.84014 | 0.40291
| 41.5833 | -0.5577 | -0.34513 | -0.67047 | -0.54189 | 41.5833 | -0.55718 | -0.34513 | -0.67047 | -0.54169 | 41.5833 | 0.31032 | -0.061806 | 0.84014 | 0.40291
| 41.625 | -0.5577 | -0.34513 | -0.67047 | -0.54189 | 41.625 | -0.55718 | -0.34513 | -0.67047 | -0.54169 | 41.625 | 0.31032 | -0.061806 | 0.84014 | 0.4029
| 41.6667 | -0.5577 | -0.34513 | -0.67047 | -0.54189 | 41.6667 | -0.55718 | -0.34513 | -0.67047 | -0.54169 | 41.6667 | 0.31032 | -0.061807 | 0.84014 | 0.4029
| 41.7083 | -0.5577 | -0.34513 | -0.67047 | -0.54189 | 41.7083 | -0.55718 | -0.34513 | -0.67047 | -0.54169 | 41.7083 | 0.31032 | -0.061807 | 0.84014 | 0.4029
| 41.75 | -0.5577 | -0.34513 | -0.67047 | -0.54189 | 41.75 | -0.55718 | -0.34513 | -0.67047 | -0.54169 | 41.75 | 0.31031 | -0.061807 | 0.84014 | 0.4029
| 41.7917 | -0.5577 | -0.34513 | -0.67047 | -0.54189 | 41.7917 | -0.55718 | -0.34513 | -0.67047 | -0.54169 | 41.7917 | 0.31031 | -0.061808 | 0.84014 | 0.4029
| 41.8333 | -0.5577 | -0.34513 | -0.67047 | -0.54189 | 41.8333 | -0.55718 | -0.34513 | -0.67047 | -0.54169 | 41.8333 | 0.31031 | -0.061808 | 0.84014 | 0.4029
| 41.875 | -0.5577 | -0.34513 | -0.67047 | -0.54189 | 41.875 | -0.55718 | -0.34513 | -0.67047 | -0.54169 | 41.875 | 0.31031 | -0.061808 | 0.84014 | 0.4029
| 41.9167 | -0.5577 | -0.34513 | -0.67047 | -0.54189 | 41.9167 | -0.55718 | -0.34513 | -0.67047 | -0.54169 | 41.9167 | 0.31031 | -0.061808 | 0.84014 | 0.4029
| 41.9583 | -0.5577 | -0.34513 | -0.67047 | -0.54189 | 41.9583 | -0.55718 | -0.34513 | -0.67047 | -0.54169 | 41.9583 | 0.31031 | -0.061809 | 0.84014 | 0.4029
| 42 | -0.55765 | -0.34513 | -0.67047 | -0.54187 | 42 | -0.55718 | -0.34513 | -0.67047 | -0.54169 | 42 | 0.31042 | -0.061039 | 0.84012 | 0.40314
| 42.0417 | -0.51814 | -0.3136 | -0.61745 | -0.4996 | 42.0417 | -0.51772 | -0.3136 | -0.61745 | -0.49944 | 42.0417 | 0.31246 | -0.041362 | 0.83915 | 0.40879
| 42.0833 | -0.47862 | -0.28199 | -0.56334 | -0.4569 | 42.0833 | -0.47824 | -0.28199 | -0.56334 | -0.45676 | 42.0833 | 0.31453 | -0.021615 | 0.83801 | 0.4144
| 42.125 | -0.43907 | -0.25029 | -0.5081 | -0.41377 | 42.125 | -0.43873 | -0.25029 | -0.5081 | -0.41364 | 42.125 | 0.31661 | -0.0018036 | 0.83672 | 0.41999
| 42.1667 | -0.3995 | -0.2185 | -0.4517 | -0.37018 | 42.1667 | -0.3992 | -0.2185 | -0.4517 | -0.37007 | 42.1667 | 0.31871 | 0.018069 | 0.83533 | 0.42556
| 42.2083 | -0.36006 | -0.18667 | -0.39444 | -0.32632 | 42.2083 | -0.3598 | -0.18667 | -0.39444 | -0.32622 | 42.2083 | 0.32082 | 0.038021 | 0.83386 | 0.43112
| 42.25 | -0.32078 | -0.15481 | -0.33639 | -0.28223 | 42.25 | -0.32056 | -0.15481 | -0.33639 | -0.28214 | 42.25 | 0.32293 | 0.05805 | 0.83233 | 0.43669
| 42.2917 | -0.28228 | -0.12301 | -0.2785 | -0.23849 | 42.2917 | -0.28207 | -0.12301 | -0.27849 | -0.23841 | 42.2917 | 0.32503 | 0.078162 | 0.83074 | 0.44225
| 42.3333 | -0.24723 | -0.091295 | -0.2208 | -0.19614 | 42.3333 | -0.24702 | -0.091293 | -0.2208 | -0.19606 | 42.3333 | 0.32909 | 0.098376 | 0.82905 | 0.44853
| 42.375 | -0.21065 | -0.059529 | -0.16263 | -0.15303 | 42.375 | -0.21045 | -0.059527 | -0.16263 | -0.15295 | 42.375 | 0.33234 | 0.1186 | 0.82732 | 0.4545
| 42.4167 | -0.17261 | -0.027709 | -0.10394 | -0.10917 | 42.4167 | -0.17241 | -0.027706 | -0.10393 | -0.1091 | 42.4167 | 0.3348 | 0.13884 | 0.82555 | 0.46017
| 42.4583 | -0.13456 | 0.004133 | -0.044863 | -0.065168 | 42.4583 | -0.13436 | 0.0041359 | -0.044861 | -0.065092 | 42.4583 | 0.33732 | 0.15911 | 0.82373 | 0.46584
| 42.5 | -0.096488 | 0.035994 | 0.014483 | -0.021054 | 42.5 | -0.096291 | 0.035997 | 0.014485 | -0.020979 | 42.5 | 0.33988 | 0.17941 | 0.82187 | 0.47153
| 42.5417 | -0.058404 | 0.067871 | 0.074052 | 0.023151 | 42.5417 | -0.058209 | 0.067875 | 0.074054 | 0.023225 | 42.5417 | 0.34249 | 0.19973 | 0.81998 | 0.47723
| 42.5833 | -0.020304 | 0.099766 | 0.13382 | 0.067436 | 42.5833 | -0.020113 | 0.099769 | 0.13382 | 0.067509 | 42.5833 | 0.34515 | 0.22009 | 0.81807 | 0.48295
| 42.625 | 0.017202 | 0.13164 | 0.19367 | 0.11153 | 42.625 | 0.01739 | 0.13164 | 0.19368 | 0.1116 | 42.625 | 0.34871 | 0.2405 | 0.81614 | 0.48901
| 42.6667 | 0.053451 | 0.16349 | 0.25358 | 0.15517 | 42.6667 | 0.053637 | 0.16349 | 0.25359 | 0.15524 | 42.6667 | 0.35325 | 0.26097 | 0.81419 | 0.49545
| 42.7083 | 0.088361 | 0.19529 | 0.31351 | 0.1983 | 42.7083 | 0.088544 | 0.1953 | 0.31351 | 0.19837 | 42.7083 | 0.35881 | 0.2815 | 0.81223 | 0.50227
| 42.75 | 0.12668 | 0.22719 | 0.37362 | 0.2428 | 42.75 | 0.12685 | 0.22719 | 0.37363 | 0.24286 | 42.75 | 0.36173 | 0.30201 | 0.81026 | 0.50811
| 42.7917 | 0.16591 | 0.2592 | 0.43411 | 0.28779 | 42.7917 | 0.16605 | 0.25921 | 0.43411 | 0.28785 | 42.7917 | 0.36408 | 0.32248 | 0.80831 | 0.51373
| 42.8333 | 0.20539 | 0.29129 | 0.49487 | 0.333 | 42.8333 | 0.20549 | 0.29129 | 0.49487 | 0.33304 | 42.8333 | 0.36646 | 0.34294 | 0.8064 | 0.51937
| 42.875 | 0.24507 | 0.32346 | 0.55589 | 0.37841 | 42.875 | 0.24514 | 0.32347 | 0.55589 | 0.37843 | 42.875 | 0.36886 | 0.3634 | 0.80454 | 0.52504
| 42.9167 | 0.28494 | 0.35572 | 0.61716 | 0.42399 | 42.9167 | 0.28496 | 0.35572 | 0.61716 | 0.424 | 42.9167 | 0.37128 | 0.38385 | 0.80275 | 0.53074
| 42.9583 | 0.32482 | 0.38803 | 0.6786 | 0.46965 | 42.9583 | 0.3248 | 0.38803 | 0.6786 | 0.46965 | 42.9583 | 0.37372 | 0.40433 | 0.80101 | 0.53647
| 43 | 0.36467 | 0.42038 | 0.74017 | 0.51537 | 43 | 0.36467 | 0.42039 | 0.74018 | 0.51537 | 43 | 0.37607 | 0.42407 | 0.79935 | 0.542
| 43.0417 | 0.36509 | 0.42126 | 0.74885 | 0.5189 | 43.0417 | 0.36509 | 0.42127 | 0.74885 | 0.5189 | 43.0417 | 0.3765 | 0.42507 | 0.79872 | 0.5422
| 43.0833 | 0.36552 | 0.42221 | 0.75654 | 0.52209 | 43.0833 | 0.36553 | 0.42222 | 0.75654 | 0.5221 | 43.0833 | 0.37692 | 0.42603 | 0.79834 | 0.54247
| 43.125 | 0.36595 | 0.42311 | 0.76317 | 0.52489 | 43.125 | 0.36595 | 0.42311 | 0.76318 | 0.5249 | 43.125 | 0.37735 | 0.42694 | 0.79815 | 0.5428
| 43.1667 | 0.36638 | 0.42395 | 0.76871 | 0.52728 | 43.1667 | 0.36638 | 0.42395 | 0.76871 | 0.52728 | 43.1667 | 0.37777 | 0.42782 | 0.79811 | 0.54318
| 43.2083 | 0.36681 | 0.42471 | 0.77339 | 0.52933 | 43.2083 | 0.36681 | 0.42471 | 0.7734 | 0.52934 | 43.2083 | 0.37819 | 0.42863 | 0.79818 | 0.54358
| 43.25 | 0.36723 | 0.42538 | 0.77722 | 0.53106 | 43.25 | 0.36723 | 0.42539 | 0.77722 | 0.53106 | 43.25 | 0.37861 | 0.42938 | 0.79829 | 0.54397
| 43.2917 | 0.36765 | 0.42597 | 0.78095 | 0.53272 | 43.2917 | 0.36765 | 0.42597 | 0.78095 | 0.53272 | 43.2917 | 0.37902 | 0.43001 | 0.79842 | 0.54434
| 43.3333 | 0.37026 | 0.42654 | 0.78448 | 0.53512 | 43.3333 | 0.37026 | 0.42655 | 0.78448 | 0.53512 | 43.3333 | 0.3795 | 0.43064 | 0.79853 | 0.54473
| 43.375 | 0.37175 | 0.42711 | 0.78742 | 0.53689 | 43.375 | 0.37175 | 0.42711 | 0.78742 | 0.53689 | 43.375 | 0.37992 | 0.43126 | 0.79865 | 0.54509
| 43.4167 | 0.37218 | 0.42767 | 0.78975 | 0.53804 | 43.4167 | 0.37218 | 0.42767 | 0.78976 | 0.53804 | 43.4167 | 0.38033 | 0.43189 | 0.79877 | 0.54546
| 43.4583 | 0.37259 | 0.42822 | 0.79163 | 0.53902 | 43.4583 | 0.37259 | 0.42822 | 0.79163 | 0.53902 | 43.4583 | 0.38074 | 0.43251 | 0.79889 | 0.54582
| 43.5 | 0.37301 | 0.42876 | 0.79318 | 0.53988 | 43.5 | 0.37301 | 0.42876 | 0.79318 | 0.53988 | 43.5 | 0.38115 | 0.43312 | 0.79901 | 0.54618
| 43.5417 | 0.37343 | 0.4293 | 0.79446 | 0.54064 | 43.5417 | 0.37343 | 0.4293 | 0.79446 | 0.54064 | 43.5417 | 0.38156 | 0.43374 | 0.79912 | 0.54654
| 43.5833 | 0.37384 | 0.42984 | 0.79551 | 0.54132 | 43.5833 | 0.37384 | 0.42985 | 0.79551 | 0.54132 | 43.5833 | 0.38197 | 0.43435 | 0.79924 | 0.54689
| 43.625 | 0.37449 | 0.43038 | 0.79641 | 0.54203 | 43.625 | 0.37449 | 0.43039 | 0.79641 | 0.54203 | 43.625 | 0.38238 | 0.43496 | 0.79936 | 0.54725
| 43.6667 | 0.37601 | 0.43092 | 0.79713 | 0.543 | 43.6667 | 0.37601 | 0.43092 | 0.79713 | 0.543 | 43.6667 | 0.38279 | 0.43557 | 0.79947 | 0.54761
| 43.7083 | 0.37844 | 0.43145 | 0.7977 | 0.54425 | 43.7083 | 0.37844 | 0.43146 | 0.7977 | 0.54425 | 43.7083 | 0.38324 | 0.43617 | 0.79959 | 0.54797
| 43.75 | 0.37885 | 0.43199 | 0.79812 | 0.5447 | 43.75 | 0.37885 | 0.43199 | 0.79812 | 0.5447 | 43.75 | 0.38364 | 0.43678 | 0.7997 | 0.54833
| 43.7917 | 0.37926 | 0.43253 | 0.79845 | 0.54511 | 43.7917 | 0.37926 | 0.43253 | 0.79845 | 0.54511 | 43.7917 | 0.38404 | 0.43739 | 0.79981 | 0.54868
| 43.8333 | 0.37966 | 0.43308 | 0.79872 | 0.54551 | 43.8333 | 0.37966 | 0.43308 | 0.79873 | 0.54551 | 43.8333 | 0.38443 | 0.438 | 0.79992 | 0.54903
| 43.875 | 0.38007 | 0.43362 | 0.79896 | 0.54589 | 43.875 | 0.38007 | 0.43362 | 0.79896 | 0.54589 | 43.875 | 0.38483 | 0.43861 | 0.80002 | 0.54937
| 43.9167 | 0.38047 | 0.43434 | 0.7992 | 0.54632 | 43.9167 | 0.38047 | 0.43435 | 0.7992 | 0.54632 | 43.9167 | 0.38523 | 0.4394 | 0.80017 | 0.54978
| 43.9583 | 0.38088 | 0.43505 | 0.79942 | 0.54674 | 43.9583 | 0.38088 | 0.43505 | 0.79943 | 0.54674 | 43.9583 | 0.38563 | 0.44017 | 0.80031 | 0.55019
| 44 | 0.38128 | 0.43574 | 0.79963 | 0.54715 | 44 | 0.38128 | 0.43574 | 0.79963 | 0.54715 | 44 | 0.38602 | 0.44092 | 0.80046 | 0.55059
| 44.0417 | 0.38169 | 0.43642 | 0.79982 | 0.54755 | 44.0417 | 0.38169 | 0.43642 | 0.79983 | 0.54755 | 44.0417 | 0.38641 | 0.44153 | 0.80059 | 0.55094
| 44.0833 | 0.38208 | 0.43697 | 0.79997 | 0.5479 | 44.0833 | 0.38208 | 0.43697 | 0.79997 | 0.5479 | 44.0833 | 0.38933 | 0.44279 | 0.80073 | 0.55242
| 44.125 | 0.38248 | 0.43752 | 0.8001 | 0.54824 | 44.125 | 0.38248 | 0.43752 | 0.8001 | 0.54824 | 44.125 | 0.39228 | 0.44411 | 0.80089 | 0.55392
| 44.1667 | 0.38288 | 0.43807 | 0.80021 | 0.54857 | 44.1667 | 0.38288 | 0.43807 | 0.80021 | 0.54857 | 44.1667 | 0.39524 | 0.44549 | 0.80106 | 0.55545
| 44.2083 | 0.38327 | 0.43862 | 0.8003 | 0.5489 | 44.2083 | 0.38327 | 0.43863 | 0.8003 | 0.5489 | 44.2083 | 0.39805 | 0.44684 | 0.80124 | 0.55692
| 44.25 | 0.38367 | 0.43918 | 0.80039 | 0.54922 | 44.25 | 0.38367 | 0.43918 | 0.80039 | 0.54923 | 44.25 | 0.40065 | 0.44816 | 0.80142 | 0.55831
| 44.2917 | 0.38407 | 0.43972 | 0.80046 | 0.54954 | 44.2917 | 0.38407 | 0.43972 | 0.80046 | 0.54955 | 44.2917 | 0.40252 | 0.44937 | 0.8016 | 0.55939
| 44.3333 | 0.38446 | 0.44022 | 0.80053 | 0.54985 | 44.3333 | 0.38447 | 0.44023 | 0.80053 | 0.54985 | 44.3333 | 0.40365 | 0.4504 | 0.80174 | 0.56013
| 44.375 | 0.38486 | 0.44074 | 0.8006 | 0.55016 | 44.375 | 0.38486 | 0.44074 | 0.8006 | 0.55016 | 44.375 | 0.40488 | 0.45155 | 0.80189 | 0.56095
| 44.4167 | 0.38526 | 0.44126 | 0.80066 | 0.55047 | 44.4167 | 0.38526 | 0.44126 | 0.80066 | 0.55047 | 44.4167 | 0.40648 | 0.4528 | 0.80205 | 0.56194
| 44.4583 | 0.38565 | 0.4418 | 0.80073 | 0.55078 | 44.4583 | 0.38565 | 0.4418 | 0.80073 | 0.55078 | 44.4583 | 0.40807 | 0.45408 | 0.80221 | 0.56293
| 44.5 | 0.38604 | 0.44234 | 0.80079 | 0.5511 | 44.5 | 0.38605 | 0.44234 | 0.80079 | 0.5511 | 44.5 | 0.40967 | 0.45539 | 0.80238 | 0.56393
| 44.5417 | 0.38644 | 0.44291 | 0.80086 | 0.55142 | 44.5417 | 0.38644 | 0.44291 | 0.80086 | 0.55142 | 44.5417 | 0.41127 | 0.45673 | 0.80256 | 0.56495
| 44.5833 | 0.38683 | 0.44348 | 0.80094 | 0.55175 | 44.5833 | 0.38683 | 0.44348 | 0.80094 | 0.55175 | 44.5833 | 0.41287 | 0.45809 | 0.80274 | 0.56597
| 44.625 | 0.38722 | 0.44403 | 0.80101 | 0.55206 | 44.625 | 0.38722 | 0.44403 | 0.80101 | 0.55206 | 44.625 | 0.41412 | 0.45941 | 0.80292 | 0.56685
| 44.6667 | 0.38831 | 0.44479 | 0.8011 | 0.5527 | 44.6667 | 0.38831 | 0.44479 | 0.8011 | 0.5527 | 44.6667 | 0.41528 | 0.46067 | 0.8031 | 0.56769
| 44.7083 | 0.38931 | 0.44552 | 0.80118 | 0.5533 | 44.7083 | 0.38932 | 0.44553 | 0.80118 | 0.5533 | 44.7083 | 0.41635 | 0.46188 | 0.80326 | 0.56847
| 44.75 | 0.39076 | 0.44641 | 0.80128 | 0.55411 | 44.75 | 0.39076 | 0.44641 | 0.80128 | 0.55411 | 44.75 | 0.41789 | 0.46333 | 0.80344 | 0.56949
| 44.7917 | 0.39305 | 0.44744 | 0.80138 | 0.55527 | 44.7917 | 0.39305 | 0.44745 | 0.80138 | 0.55528 | 44.7917 | 0.42027 | 0.46501 | 0.80366 | 0.5709
| 44.8333 | 0.39562 | 0.44879 | 0.80154 | 0.55665 | 44.8333 | 0.39562 | 0.44879 | 0.80154 | 0.55665 | 44.8333 | 0.42291 | 0.46681 | 0.80391 | 0.57245
| 44.875 | 0.39841 | 0.45027 | 0.80174 | 0.55815 | 44.875 | 0.39841 | 0.45027 | 0.80174 | 0.55815 | 44.875 | 0.42577 | 0.46874 | 0.80419 | 0.57413
| 44.9167 | 0.40139 | 0.45173 | 0.80193 | 0.55972 | 44.9167 | 0.40139 | 0.45173 | 0.80193 | 0.55972 | 44.9167 | 0.42881 | 0.47062 | 0.80444 | 0.57585
| 44.9583 | 0.40439 | 0.45323 | 0.80213 | 0.5613 | 44.9583 | 0.40439 | 0.45323 | 0.80213 | 0.5613 | 44.9583 | 0.43186 | 0.47255 | 0.8047 | 0.57759
| 45 | 0.4074 | 0.45478 | 0.80233 | 0.56291 | 45 | 0.4074 | 0.45478 | 0.80233 | 0.56291 | 45 | 0.43493 | 0.47452 | 0.80496 | 0.57936
| 45.0417 | 0.41043 | 0.45638 | 0.80254 | 0.56454 | 45.0417 | 0.41043 | 0.45638 | 0.80254 | 0.56454 | 45.0417 | 0.43801 | 0.47653 | 0.80523 | 0.58114
| 45.0833 | 0.41348 | 0.45803 | 0.80275 | 0.56619 | 45.0833 | 0.41348 | 0.45803 | 0.80275 | 0.56619 | 45.0833 | 0.43858 | 0.47794 | 0.80547 | 0.58181
| 45.125 | 0.41654 | 0.45973 | 0.80298 | 0.56786 | 45.125 | 0.41654 | 0.45973 | 0.80298 | 0.56786 | 45.125 | 0.43914 | 0.47932 | 0.80569 | 0.58246
| 45.1667 | 0.41962 | 0.46147 | 0.8032 | 0.56955 | 45.1667 | 0.41962 | 0.46147 | 0.8032 | 0.56955 | 45.1667 | 0.43969 | 0.48068 | 0.80589 | 0.5831
| 45.2083 | 0.42255 | 0.46319 | 0.80344 | 0.57118 | 45.2083 | 0.42255 | 0.46319 | 0.80344 | 0.57118 | 45.2083 | 0.44096 | 0.48357 | 0.80619 | 0.58446
| 45.25 | 0.42528 | 0.46489 | 0.80367 | 0.57273 | 45.25 | 0.42528 | 0.4649 | 0.80367 | 0.57274 | 45.25 | 0.4424 | 0.48649 | 0.80659 | 0.58591
| 45.2917 | 0.42728 | 0.4665 | 0.80389 | 0.57399 | 45.2917 | 0.42728 | 0.4665 | 0.80389 | 0.57399 | 45.2917 | 0.44435 | 0.48946 | 0.80706 | 0.5876
| 45.3333 | 0.42848 | 0.468 | 0.80411 | 0.57491 | 45.3333 | 0.42848 | 0.468 | 0.80411 | 0.57491 | 45.3333 | 0.44651 | 0.49231 | 0.80756 | 0.58934
| 45.375 | 0.42985 | 0.46958 | 0.80433 | 0.57592 | 45.375 | 0.42985 | 0.46959 | 0.80433 | 0.57592 | 45.375 | 0.44728 | 0.49405 | 0.80794 | 0.59023
| 45.4167 | 0.43156 | 0.47125 | 0.80456 | 0.57708 | 45.4167 | 0.43156 | 0.47125 | 0.80456 | 0.57709 | 45.4167 | 0.4483 | 0.49615 | 0.80834 | 0.59131
| 45.4583 | 0.43328 | 0.47293 | 0.80479 | 0.57826 | 45.4583 | 0.43328 | 0.47293 | 0.80479 | 0.57826 | 45.4583 | 0.44931 | 0.49824 | 0.80874 | 0.59239
| 45.5 | 0.43499 | 0.47464 | 0.80503 | 0.57943 | 45.5 | 0.43499 | 0.47464 | 0.80503 | 0.57943 | 45.5 | 0.4503 | 0.50032 | 0.80913 | 0.59345
| 45.5417 | 0.4367 | 0.47634 | 0.80527 | 0.58061 | 45.5417 | 0.4367 | 0.47634 | 0.80527 | 0.58061 | 45.5417 | 0.45129 | 0.50237 | 0.80951 | 0.5945
| 45.5833 | 0.43841 | 0.47806 | 0.80551 | 0.58179 | 45.5833 | 0.43841 | 0.47806 | 0.80551 | 0.58179 | 45.5833 | 0.45226 | 0.50442 | 0.80989 | 0.59554
| 45.625 | 0.43977 | 0.47977 | 0.80576 | 0.58284 | 45.625 | 0.43977 | 0.47977 | 0.80576 | 0.58284 | 45.625 | 0.45296 | 0.50606 | 0.81024 | 0.59637
| 45.6667 | 0.44029 | 0.48122 | 0.80598 | 0.5835 | 45.6667 | 0.44029 | 0.48122 | 0.80598 | 0.5835 | 45.6667 | 0.45347 | 0.50749 | 0.81054 | 0.59705
| 45.7083 | 0.44082 | 0.48264 | 0.8062 | 0.58416 | 45.7083 | 0.44082 | 0.48264 | 0.8062 | 0.58416 | 45.7083 | 0.45394 | 0.50875 | 0.81081 | 0.59766
| 45.75 | 0.44139 | 0.48412 | 0.80643 | 0.58485 | 45.75 | 0.44139 | 0.48412 | 0.80643 | 0.58485 | 45.75 | 0.45479 | 0.51061 | 0.81111 | 0.59858
| 45.7917 | 0.44195 | 0.48566 | 0.80668 | 0.58555 | 45.7917 | 0.44195 | 0.48566 | 0.80668 | 0.58556 | 45.7917 | 0.45615 | 0.51327 | 0.81152 | 0.59994
| 45.8333 | 0.44247 | 0.48701 | 0.8069 | 0.58619 | 45.8333 | 0.44247 | 0.48701 | 0.8069 | 0.58619 | 45.8333 | 0.4573 | 0.51588 | 0.81195 | 0.60122
| 45.875 | 0.44299 | 0.48833 | 0.80711 | 0.58681 | 45.875 | 0.44299 | 0.48834 | 0.80711 | 0.58681 | 45.875 | 0.45834 | 0.51848 | 0.81239 | 0.60246
| 45.9167 | 0.44412 | 0.49115 | 0.8075 | 0.58812 | 45.9167 | 0.44412 | 0.49115 | 0.8075 | 0.58812 | 45.9167 | 0.45931 | 0.52107 | 0.81284 | 0.60367
| 45.9583 | 0.44529 | 0.49398 | 0.80791 | 0.58946 | 45.9583 | 0.44529 | 0.49398 | 0.80791 | 0.58946 | 45.9583 | 0.46032 | 0.52369 | 0.81329 | 0.60491
| 46 | 0.4465 | 0.49684 | 0.80835 | 0.59083 | 46 | 0.4465 | 0.49684 | 0.80835 | 0.59083 | 46 | 0.46137 | 0.52632 | 0.81375 | 0.60616
| 46.0417 | 0.44773 | 0.4997 | 0.80881 | 0.59221 | 46.0417 | 0.44774 | 0.4997 | 0.80881 | 0.59221 | 46.0417 | 0.46245 | 0.52897 | 0.81421 | 0.60743
| 46.0833 | 0.449 | 0.50257 | 0.80929 | 0.59363 | 46.0833 | 0.449 | 0.50258 | 0.80929 | 0.59363 | 46.0833 | 0.46425 | 0.53226 | 0.81474 | 0.60917
| 46.125 | 0.45096 | 0.50606 | 0.80984 | 0.59548 | 46.125 | 0.45096 | 0.50606 | 0.80984 | 0.59548 | 46.125 | 0.46603 | 0.53552 | 0.81529 | 0.61091
| 46.1667 | 0.45289 | 0.50952 | 0.81042 | 0.59733 | 46.1667 | 0.45289 | 0.50952 | 0.81042 | 0.59733 | 46.1667 | 0.46779 | 0.53875 | 0.81586 | 0.61263
| 46.2083 | 0.45462 | 0.5127 | 0.811 | 0.59903 | 46.2083 | 0.45462 | 0.5127 | 0.811 | 0.59903 | 46.2083 | 0.46862 | 0.54018 | 0.81631 | 0.61347
| 46.25 | 0.45614 | 0.51557 | 0.81155 | 0.60056 | 46.25 | 0.45614 | 0.51557 | 0.81155 | 0.60056 | 46.25 | 0.46909 | 0.54129 | 0.8166 | 0.61405
| 46.2917 | 0.45802 | 0.51835 | 0.81208 | 0.60219 | 46.2917 | 0.45802 | 0.51836 | 0.81208 | 0.60219 | 46.2917 | 0.46936 | 0.54224 | 0.81678 | 0.61447
| 46.3333 | 0.46013 | 0.52096 | 0.81259 | 0.60386 | 46.3333 | 0.46013 | 0.52096 | 0.81259 | 0.60386 | 46.3333 | 0.4696 | 0.54317 | 0.81692 | 0.61486
| 46.375 | 0.46216 | 0.52353 | 0.8131 | 0.60548 | 46.375 | 0.46216 | 0.52353 | 0.8131 | 0.60548 | 46.375 | 0.47122 | 0.54516 | 0.81719 | 0.61608
| 46.4167 | 0.4639 | 0.52607 | 0.8136 | 0.60698 | 46.4167 | 0.4639 | 0.52607 | 0.8136 | 0.60698 | 46.4167 | 0.47228 | 0.54672 | 0.81742 | 0.61698
| 46.4583 | 0.46557 | 0.52855 | 0.8141 | 0.60844 | 46.4583 | 0.46557 | 0.52855 | 0.8141 | 0.60844 | 46.4583 | 0.47328 | 0.54823 | 0.81767 | 0.61784
| 46.5 | 0.46633 | 0.53032 | 0.81451 | 0.60935 | 46.5 | 0.46633 | 0.53032 | 0.81451 | 0.60935 | 46.5 | 0.47343 | 0.54909 | 0.81784 | 0.61819
| 46.5417 | 0.46708 | 0.53207 | 0.81489 | 0.61023 | 46.5417 | 0.46708 | 0.53207 | 0.81489 | 0.61023 | 46.5417 | 0.47358 | 0.54994 | 0.81799 | 0.61853
| 46.5833 | 0.46783 | 0.53381 | 0.81525 | 0.6111 | 46.5833 | 0.46783 | 0.53382 | 0.81525 | 0.6111 | 46.5833 | 0.47373 | 0.55079 | 0.81812 | 0.61886
| 46.625 | 0.4683 | 0.53516 | 0.81555 | 0.61174 | 46.625 | 0.4683 | 0.53516 | 0.81555 | 0.61175 | 46.625 | 0.47398 | 0.5517 | 0.81823 | 0.61923
| 46.6667 | 0.46875 | 0.53633 | 0.8158 | 0.61232 | 46.6667 | 0.46875 | 0.53633 | 0.8158 | 0.61232 | 46.6667 | 0.47438 | 0.55268 | 0.81834 | 0.61968
| 46.7083 | 0.46916 | 0.53735 | 0.81602 | 0.61282 | 46.7083 | 0.46916 | 0.53735 | 0.81602 | 0.61282 | 46.7083 | 0.47477 | 0.55366 | 0.81845 | 0.62013
| 46.75 | 0.4698 | 0.53893 | 0.81626 | 0.61356 | 46.75 | 0.4698 | 0.53893 | 0.81626 | 0.61356 | 46.75 | 0.47492 | 0.55451 | 0.81854 | 0.62044
| 46.7917 | 0.47088 | 0.54127 | 0.8166 | 0.61471 | 46.7917 | 0.47088 | 0.54127 | 0.8166 | 0.61471 | 46.7917 | 0.47493 | 0.55522 | 0.81861 | 0.62066
| 46.8333 | 0.47179 | 0.54358 | 0.81695 | 0.61579 | 46.8333 | 0.47179 | 0.54358 | 0.81695 | 0.61579 | 46.8333 | 0.47496 | 0.55594 | 0.81867 | 0.62089
| 46.875 | 0.47259 | 0.54589 | 0.81732 | 0.61684 | 46.875 | 0.47259 | 0.54589 | 0.81732 | 0.61684 | 46.875 | 0.475 | 0.55667 | 0.81873 | 0.62111
| 46.9167 | 0.4727 | 0.54669 | 0.81751 | 0.61716 | 46.9167 | 0.4727 | 0.5467 | 0.81751 | 0.61716 | 46.9167 | 0.47505 | 0.55739 | 0.81878 | 0.62134
| 46.9583 | 0.47282 | 0.5475 | 0.81767 | 0.61748 | 46.9583 | 0.47282 | 0.5475 | 0.81767 | 0.61748 | 46.9583 | 0.4751 | 0.55812 | 0.81883 | 0.62157
| 47 | 0.47293 | 0.5483 | 0.81781 | 0.61779 | 47 | 0.47293 | 0.5483 | 0.81781 | 0.61779 | 47 | 0.47515 | 0.55884 | 0.81888 | 0.6218
| 47.0417 | 0.47305 | 0.5491 | 0.81793 | 0.61808 | 47.0417 | 0.47305 | 0.5491 | 0.81793 | 0.61808 | 47.0417 | 0.476 | 0.56026 | 0.81899 | 0.62254
| 47.0833 | 0.47388 | 0.55055 | 0.81811 | 0.61884 | 47.0833 | 0.47388 | 0.55055 | 0.81811 | 0.61884 | 47.0833 | 0.4761 | 0.561 | 0.81905 | 0.6228
| 47.125 | 0.47399 | 0.55134 | 0.81823 | 0.61914 | 47.125 | 0.47399 | 0.55134 | 0.81823 | 0.61914 | 47.125 | 0.4762 | 0.56174 | 0.81911 | 0.62305
| 47.1667 | 0.4741 | 0.55211 | 0.81832 | 0.61942 | 47.1667 | 0.4741 | 0.55211 | 0.81832 | 0.61942 | 47.1667 | 0.47629 | 0.56248 | 0.81916 | 0.6233
| 47.2083 | 0.47421 | 0.55289 | 0.81839 | 0.61969 | 47.2083 | 0.47421 | 0.5529 | 0.81839 | 0.6197 | 47.2083 | 0.4764 | 0.56323 | 0.8192 | 0.62355
| 47.25 | 0.47433 | 0.55369 | 0.81845 | 0.61997 | 47.25 | 0.47433 | 0.55369 | 0.81845 | 0.61997 | 47.25 | 0.47652 | 0.56399 | 0.81925 | 0.62382
| 47.2917 | 0.47435 | 0.55441 | 0.8185 | 0.62019 | 47.2917 | 0.47435 | 0.55441 | 0.8185 | 0.62019 | 47.2917 | 0.47654 | 0.56468 | 0.81928 | 0.62402
| 47.3333 | 0.47439 | 0.55515 | 0.81854 | 0.62042 | 47.3333 | 0.4744 | 0.55515 | 0.81854 | 0.62042 | 47.3333 | 0.47658 | 0.56539 | 0.81932 | 0.62424
| 47.375 | 0.47444 | 0.55588 | 0.81858 | 0.62064 | 47.375 | 0.47444 | 0.55588 | 0.81858 | 0.62064 | 47.375 | 0.47662 | 0.5661 | 0.81936 | 0.62446
| 47.4167 | 0.47448 | 0.55662 | 0.81862 | 0.62087 | 47.4167 | 0.47448 | 0.55662 | 0.81862 | 0.62087 | 47.4167 | 0.47666 | 0.56681 | 0.81939 | 0.62467
| 47.4583 | 0.47453 | 0.55735 | 0.81867 | 0.6211 | 47.4583 | 0.47453 | 0.55736 | 0.81867 | 0.6211 | 47.4583 | 0.47725 | 0.57087 | 0.81953 | 0.62603
| 47.5 | 0.47467 | 0.55818 | 0.81874 | 0.6214 | 47.5 | 0.47467 | 0.55818 | 0.81874 | 0.6214 | 47.5 | 0.47876 | 0.5757 | 0.81977 | 0.62796
| 47.5417 | 0.47482 | 0.559 | 0.81881 | 0.6217 | 47.5417 | 0.47482 | 0.559 | 0.81881 | 0.6217 | 47.5417 | 0.48032 | 0.58061 | 0.82007 | 0.62996
| 47.5833 | 0.47496 | 0.55982 | 0.81888 | 0.62199 | 47.5833 | 0.47496 | 0.55982 | 0.81888 | 0.62199 | 47.5833 | 0.48193 | 0.58562 | 0.82042 | 0.63201
| 47.625 | 0.47532 | 0.56075 | 0.81895 | 0.6224 | 47.625 | 0.47532 | 0.56075 | 0.81895 | 0.6224 | 47.625 | 0.48425 | 0.5914 | 0.82091 | 0.63459
| 47.6667 | 0.4757 | 0.56169 | 0.81904 | 0.62282 | 47.6667 | 0.4757 | 0.56169 | 0.81904 | 0.62282 | 47.6667 | 0.48631 | 0.5965 | 0.82142 | 0.6369
| 47.7083 | 0.47608 | 0.56264 | 0.81912 | 0.62325 | 47.7083 | 0.47608 | 0.56264 | 0.81912 | 0.62325 | 47.7083 | 0.48837 | 0.6015 | 0.82195 | 0.63919
| 47.75 | 0.47623 | 0.56345 | 0.8192 | 0.62355 | 47.75 | 0.47623 | 0.56345 | 0.8192 | 0.62355 | 47.75 | 0.49005 | 0.60634 | 0.82247 | 0.64129
| 47.7917 | 0.47624 | 0.56414 | 0.81926 | 0.62376 | 47.7917 | 0.47624 | 0.56414 | 0.81926 | 0.62376 | 47.7917 | 0.49085 | 0.61107 | 0.82292 | 0.64301
| 47.8333 | 0.47627 | 0.56484 | 0.81932 | 0.62397 | 47.8333 | 0.47627 | 0.56484 | 0.81932 | 0.62397 | 47.8333 | 0.49282 | 0.61837 | 0.82359 | 0.64593
| 47.875 | 0.4763 | 0.56554 | 0.81937 | 0.62419 | 47.875 | 0.4763 | 0.56554 | 0.81937 | 0.62419 | 47.875 | 0.49482 | 0.62587 | 0.82428 | 0.64892
| 47.9167 | 0.47635 | 0.56624 | 0.81941 | 0.62441 | 47.9167 | 0.47635 | 0.56624 | 0.81941 | 0.62441 | 47.9167 | 0.49725 | 0.63465 | 0.825 | 0.65243
| 47.9583 | 0.4764 | 0.56694 | 0.81945 | 0.62463 | 47.9583 | 0.4764 | 0.56694 | 0.81946 | 0.62463 | 47.9583 | 0.49959 | 0.64334 | 0.8257 | 0.65586
| 48 | 0.47699 | 0.57224 | 0.81963 | 0.62633 | 48 | 0.47699 | 0.57224 | 0.81963 | 0.62633 | 48 | 0.50185 | 0.65193 | 0.82637 | 0.65924
| 48.0417 | 0.47921 | 0.58111 | 0.82007 | 0.62968 | 48.0417 | 0.47921 | 0.58111 | 0.82007 | 0.62968 | 48.0417 | 0.50326 | 0.65974 | 0.82695 | 0.66205
| 48.0833 | 0.48065 | 0.58924 | 0.82046 | 0.63252 | 48.0833 | 0.48065 | 0.58924 | 0.82046 | 0.63252 | 48.0833 | 0.50465 | 0.66749 | 0.82748 | 0.66482
| 48.125 | 0.48209 | 0.59732 | 0.82087 | 0.63535 | 48.125 | 0.48209 | 0.59733 | 0.82087 | 0.63535 | 48.125 | 0.50603 | 0.6752 | 0.82797 | 0.66757
| 48.1667 | 0.48352 | 0.60537 | 0.82129 | 0.63818 | 48.1667 | 0.48352 | 0.60538 | 0.82129 | 0.63818 | 48.1667 | 0.50741 | 0.68288 | 0.82844 | 0.6703
| 48.2083 | 0.48472 | 0.6123 | 0.82173 | 0.64063 | 48.2083 | 0.48472 | 0.6123 | 0.82173 | 0.64063 | 48.2083 | 0.50856 | 0.68942 | 0.8289 | 0.67263
| 48.25 | 0.48615 | 0.61921 | 0.8222 | 0.64317 | 48.25 | 0.48615 | 0.61921 | 0.8222 | 0.64317 | 48.25 | 0.50993 | 0.69595 | 0.82936 | 0.67505
| 48.2917 | 0.48733 | 0.62492 | 0.82263 | 0.64529 | 48.2917 | 0.48734 | 0.62492 | 0.82263 | 0.64529 | 48.2917 | 0.51111 | 0.70131 | 0.82978 | 0.67706
| 48.3333 | 0.48801 | 0.62866 | 0.82295 | 0.64666 | 48.3333 | 0.48801 | 0.62866 | 0.82295 | 0.64666 | 48.3333 | 0.51176 | 0.70469 | 0.83008 | 0.67832
| 48.375 | 0.48869 | 0.63257 | 0.82328 | 0.64807 | 48.375 | 0.48869 | 0.63257 | 0.82328 | 0.64807 | 48.375 | 0.51242 | 0.70824 | 0.8304 | 0.67962
| 48.4167 | 0.49002 | 0.638 | 0.8237 | 0.65016 | 48.4167 | 0.49002 | 0.638 | 0.8237 | 0.65016 | 48.4167 | 0.51373 | 0.71331 | 0.8308 | 0.6816
| 48.4583 | 0.4914 | 0.64345 | 0.82414 | 0.65228 | 48.4583 | 0.4914 | 0.64345 | 0.82414 | 0.65228 | 48.4583 | 0.51454 | 0.71504 | 0.83112 | 0.68248
| 48.5 | 0.49358 | 0.64947 | 0.82464 | 0.65488 | 48.5 | 0.49358 | 0.64947 | 0.82464 | 0.65488 | 48.5 | 0.51529 | 0.71664 | 0.83141 | 0.68329
| 48.5417 | 0.49576 | 0.65547 | 0.82518 | 0.65748 | 48.5417 | 0.49576 | 0.65547 | 0.82518 | 0.65748 | 48.5417 | 0.51598 | 0.7181 | 0.83169 | 0.68404
| 48.5833 | 0.49793 | 0.66143 | 0.82576 | 0.66009 | 48.5833 | 0.49793 | 0.66143 | 0.82576 | 0.66009 | 48.5833 | 0.51661 | 0.71945 | 0.83194 | 0.68472
| 48.625 | 0.50008 | 0.66678 | 0.82634 | 0.66253 | 48.625 | 0.50008 | 0.66678 | 0.82634 | 0.66253 | 48.625 | 0.51661 | 0.71946 | 0.83208 | 0.68478
| 48.6667 | 0.50196 | 0.67144 | 0.82691 | 0.66467 | 48.6667 | 0.50196 | 0.67144 | 0.82691 | 0.66467 | 48.6667 | 0.51661 | 0.71947 | 0.83217 | 0.68481
| 48.7083 | 0.50384 | 0.67599 | 0.82747 | 0.66678 | 48.7083 | 0.50384 | 0.67599 | 0.82747 | 0.66678 | 48.7083 | 0.51662 | 0.71947 | 0.83224 | 0.68484
| 48.75 | 0.50545 | 0.68045 | 0.828 | 0.66876 | 48.75 | 0.50545 | 0.68045 | 0.828 | 0.66876 | 48.75 | 0.51662 | 0.71947 | 0.83229 | 0.68486
| 48.7917 | 0.50625 | 0.68485 | 0.82845 | 0.67039 | 48.7917 | 0.50625 | 0.68485 | 0.82845 | 0.67039 | 48.7917 | 0.51662 | 0.71947 | 0.83232 | 0.68487
| 48.8333 | 0.50821 | 0.69184 | 0.82912 | 0.67322 | 48.8333 | 0.50821 | 0.69184 | 0.82912 | 0.67322 | 48.8333 | 0.51662 | 0.71947 | 0.83234 | 0.68488
| 48.875 | 0.51019 | 0.699 | 0.82981 | 0.67612 | 48.875 | 0.51019 | 0.699 | 0.82981 | 0.67612 | 48.875 | 0.51662 | 0.71948 | 0.83237 | 0.68489
| 48.9167 | 0.5126 | 0.70745 | 0.83053 | 0.67952 | 48.9167 | 0.5126 | 0.70745 | 0.83053 | 0.67952 | 48.9167 | 0.51662 | 0.71948 | 0.83239 | 0.68489
| 48.9583 | 0.51491 | 0.71581 | 0.83122 | 0.68286 | 48.9583 | 0.51491 | 0.71581 | 0.83122 | 0.68286 | 48.9583 | 0.51662 | 0.71948 | 0.8324 | 0.6849
| 49 | 0.51662 | 0.71947 | 0.83175 | 0.68466 | 49 | 0.51662 | 0.71947 | 0.83175 | 0.68466 | 49 | 0.51662 | 0.71948 | 0.83241 | 0.6849
| 49.0417 | 0.51662 | 0.71947 | 0.83198 | 0.68474 | 49.0417 | 0.51662 | 0.71947 | 0.83198 | 0.68474 | 49.0417 | 0.51662 | 0.71948 | 0.83242 | 0.68491
| 49.0833 | 0.51662 | 0.71947 | 0.83215 | 0.6848 | 49.0833 | 0.51662 | 0.71947 | 0.83215 | 0.68481 | 49.0833 | 0.51662 | 0.71948 | 0.83242 | 0.68491
| 49.125 | 0.51662 | 0.71947 | 0.83227 | 0.68485 | 49.125 | 0.51662 | 0.71947 | 0.83227 | 0.68485 | 49.125 | 0.51662 | 0.71948 | 0.83243 | 0.68491
| 49.1667 | 0.51662 | 0.71947 | 0.83234 | 0.68487 | 49.1667 | 0.51662 | 0.71947 | 0.83234 | 0.68487 | 49.1667 | 0.51662 | 0.71948 | 0.83243 | 0.68491
| 49.2083 | 0.51662 | 0.71947 | 0.83238 | 0.68489 | 49.2083 | 0.51662 | 0.71947 | 0.83238 | 0.68489 | 49.2083 | 0.51662 | 0.71948 | 0.83243 | 0.68491
| 49.25 | 0.51662 | 0.71947 | 0.83239 | 0.68489 | 49.25 | 0.51662 | 0.71947 | 0.83239 | 0.68489 | 49.25 | 0.51662 | 0.71948 | 0.83243 | 0.68491
| 49.2917 | 0.51662 | 0.71947 | 0.8324 | 0.6849 | 49.2917 | 0.51662 | 0.71947 | 0.8324 | 0.6849 | 49.2917 | 0.51662 | 0.71948 | 0.83243 | 0.68491
| 49.3333 | 0.51662 | 0.71947 | 0.8324 | 0.6849 | 49.3333 | 0.51662 | 0.71947 | 0.8324 | 0.6849 | 49.3333 | 0.51662 | 0.71948 | 0.83243 | 0.68491
| 49.375 | 0.51662 | 0.71947 | 0.83241 | 0.6849 | 49.375 | 0.51662 | 0.71947 | 0.83241 | 0.6849 | 49.375 | 0.51662 | 0.71948 | 0.83243 | 0.68491
| 49.4167 | 0.51662 | 0.71947 | 0.83241 | 0.6849 | 49.4167 | 0.51662 | 0.71947 | 0.83241 | 0.6849 | 49.4167 | 0.51662 | 0.71948 | 0.83243 | 0.68491
| 49.4583 | 0.51662 | 0.71947 | 0.83241 | 0.6849 | 49.4583 | 0.51662 | 0.71948 | 0.83241 | 0.6849 | 49.4583 | 0.51662 | 0.71948 | 0.83243 | 0.68491
| 49.5 | 0.51662 | 0.71948 | 0.83242 | 0.6849 | 49.5 | 0.51662 | 0.71948 | 0.83242 | 0.6849 | 49.5 | 0.51662 | 0.71948 | 0.83243 | 0.68491
| 49.5417 | 0.51662 | 0.71948 | 0.83242 | 0.6849 | 49.5417 | 0.51662 | 0.71948 | 0.83242 | 0.6849 | 49.5417 | 0.51662 | 0.71948 | 0.83243 | 0.68491
| 49.5833 | 0.51662 | 0.71948 | 0.83242 | 0.6849 | 49.5833 | 0.51662 | 0.71948 | 0.83242 | 0.6849 | 49.5833 | 0.51662 | 0.71948 | 0.83243 | 0.68491
| 49.625 | 0.51662 | 0.71948 | 0.83242 | 0.6849 | 49.625 | 0.51662 | 0.71948 | 0.83242 | 0.6849 | 49.625 | 0.51662 | 0.71948 | 0.83243 | 0.68491
| 49.6667 | 0.51662 | 0.71948 | 0.83242 | 0.6849 | 49.6667 | 0.51662 | 0.71948 | 0.83242 | 0.68491 | 49.6667 | 0.51662 | 0.71948 | 0.83243 | 0.68491
| 49.7083 | 0.51662 | 0.71948 | 0.83242 | 0.68491 | 49.7083 | 0.51662 | 0.71948 | 0.83242 | 0.68491 | 49.7083 | 0.51662 | 0.71947 | 0.83243 | 0.68491
| 49.75 | 0.51662 | 0.71948 | 0.83242 | 0.68491 | 49.75 | 0.51662 | 0.71948 | 0.83242 | 0.68491 | 49.75 | 0.51662 | 0.71947 | 0.83243 | 0.68491
| 49.7917 | 0.51662 | 0.71948 | 0.83242 | 0.68491 | 49.7917 | 0.51662 | 0.71948 | 0.83242 | 0.68491 | 49.7917 | 0.51662 | 0.71947 | 0.83243 | 0.68491
| 49.8333 | 0.51662 | 0.71948 | 0.83242 | 0.68491 | 49.8333 | 0.51662 | 0.71948 | 0.83242 | 0.68491 | 49.8333 | 0.51662 | 0.71947 | 0.83243 | 0.68491
| 49.875 | 0.51662 | 0.71948 | 0.83242 | 0.68491 | 49.875 | 0.51662 | 0.71948 | 0.83242 | 0.68491 | 49.875 | 0.51662 | 0.71947 | 0.83243 | 0.68491
| 49.9167 | 0.51662 | 0.71948 | 0.83243 | 0.68491 | 49.9167 | 0.51662 | 0.71948 | 0.83243 | 0.68491 | 49.9167 | 0.51662 | 0.71947 | 0.83243 | 0.68491
| 49.9583 | 0.51662 | 0.71948 | 0.83243 | 0.68491 | 49.9583 | 0.51662 | 0.71948 | 0.83243 | 0.68491 | 49.9583 | 0.51662 | 0.71947 | 0.83243 | 0.68491
| 50 | 0.51662 | 0.71948 | 0.83243 | 0.68491 | 50 | 0.51662 | 0.71948 | 0.83243 | 0.68491 | 50 | 0.51662 | 0.71947 | 0.83243 | 0.68491
| 50.0417 | 0.51662 | 0.71948 | 0.83243 | 0.68491 | 50.0417 | 0.51662 | 0.71948 | 0.83243 | 0.68491 | 50.0417 | 0.51662 | 0.71947 | 0.83242 | 0.68491
| 50.0833 | 0.51662 | 0.71948 | 0.83243 | 0.68491 | 50.0833 | 0.51662 | 0.71948 | 0.83243 | 0.68491 | 50.0833 | 0.51662 | 0.71947 | 0.83242 | 0.68491
| 50.125 | 0.51662 | 0.71948 | 0.83243 | 0.68491 | 50.125 | 0.51662 | 0.71948 | 0.83243 | 0.68491 | 50.125 | 0.51662 | 0.71947 | 0.83242 | 0.68491
| 50.1667 | 0.51662 | 0.71948 | 0.83243 | 0.68491 | 50.1667 | 0.51662 | 0.71948 | 0.83243 | 0.68491 | 50.1667 | 0.51662 | 0.71947 | 0.83242 | 0.68491
| 50.2083 | 0.51662 | 0.71948 | 0.83243 | 0.68491 | 50.2083 | 0.51662 | 0.71948 | 0.83243 | 0.68491 | 50.2083 | 0.51662 | 0.71947 | 0.83242 | 0.68491
| 50.25 | 0.51662 | 0.71948 | 0.83243 | 0.68491 | 50.25 | 0.51662 | 0.71948 | 0.83243 | 0.68491 | 50.25 | 0.51662 | 0.71947 | 0.83242 | 0.68491
| 50.2917 | 0.51662 | 0.71948 | 0.83243 | 0.68491 | 50.2917 | 0.51662 | 0.71948 | 0.83243 | 0.68491 | 50.2917 | 0.51662 | 0.71947 | 0.83242 | 0.68491
| 50.3333 | 0.51662 | 0.71948 | 0.83243 | 0.68491 | 50.3333 | 0.51662 | 0.71948 | 0.83243 | 0.68491 | 50.3333 | 0.51662 | 0.71947 | 0.83242 | 0.68491
| 50.375 | 0.51662 | 0.71948 | 0.83243 | 0.68491 | 50.375 | 0.51662 | 0.71948 | 0.83243 | 0.68491 | 50.375 | 0.51662 | 0.71947 | 0.83242 | 0.68491
| 50.4167 | 0.51662 | 0.71948 | 0.83243 | 0.68491 | 50.4167 | 0.51662 | 0.71948 | 0.83243 | 0.68491 | 50.4167 | 0.51662 | 0.71947 | 0.83242 | 0.68491
| 50.4583 | 0.51662 | 0.71948 | 0.83243 | 0.68491 | 50.4583 | 0.51662 | 0.71948 | 0.83243 | 0.68491 | 50.4583 | 0.51662 | 0.71947 | 0.83242 | 0.68491
| 50.5 | 0.51662 | 0.71948 | 0.83243 | 0.68491 | 50.5 | 0.51662 | 0.71948 | 0.83243 | 0.68491 | 50.5 | 0.51662 | 0.71947 | 0.83242 | 0.68491
| 50.5417 | 0.51662 | 0.71948 | 0.83243 | 0.68491 | 50.5417 | 0.51662 | 0.71948 | 0.83243 | 0.68491 | 50.5417 | 0.51662 | 0.71947 | 0.83242 | 0.68491
| 50.5833 | 0.51662 | 0.71948 | 0.83243 | 0.68491 | 50.5833 | 0.51662 | 0.71948 | 0.83243 | 0.68491 | 50.5833 | 0.51662 | 0.71947 | 0.83242 | 0.68491
| 50.625 | 0.51662 | 0.71948 | 0.83243 | 0.68491 | 50.625 | 0.51662 | 0.71948 | 0.83243 | 0.68491 | 50.625 | 0.51662 | 0.71947 | 0.83242 | 0.68491
| 50.6667 | 0.51662 | 0.71948 | 0.83243 | 0.68491 | 50.6667 | 0.51662 | 0.71948 | 0.83243 | 0.68491 | 50.6667 | 0.51662 | 0.71947 | 0.83242 | 0.6849
| 50.7083 | 0.51662 | 0.71948 | 0.83243 | 0.68491 | 50.7083 | 0.51662 | 0.71948 | 0.83243 | 0.68491 | 50.7083 | 0.51662 | 0.71947 | 0.83242 | 0.6849
| 50.75 | 0.51662 | 0.71948 | 0.83244 | 0.68491 | 50.75 | 0.51662 | 0.71948 | 0.83244 | 0.68491 | 50.75 | 0.51662 | 0.71947 | 0.83242 | 0.6849
| 50.7917 | 0.51767 | 0.72168 | 0.83262 | 0.68595 | 50.7917 | 0.51767 | 0.72168 | 0.83262 | 0.68595 | 50.7917 | 0.51662 | 0.71948 | 0.83242 | 0.68491
| 50.8333 | 0.51767 | 0.72168 | 0.83262 | 0.68595 | 50.8333 | 0.51767 | 0.72168 | 0.83262 | 0.68595 | 50.8333 | 0.51662 | 0.71948 | 0.83243 | 0.68491
| 50.875 | 0.51767 | 0.72168 | 0.83262 | 0.68596 | 50.875 | 0.51767 | 0.72168 | 0.83262 | 0.68596 | 50.875 | 0.51662 | 0.71948 | 0.83243 | 0.68491
| 50.9167 | 0.51767 | 0.72168 | 0.83262 | 0.68596 | 50.9167 | 0.51767 | 0.72168 | 0.83262 | 0.68596 | 50.9167 | 0.51662 | 0.71948 | 0.83243 | 0.68491
| 50.9583 | 0.51767 | 0.72168 | 0.83263 | 0.68596 | 50.9583 | 0.51767 | 0.72168 | 0.83263 | 0.68596 | 50.9583 | 0.51662 | 0.71948 | 0.83243 | 0.68491
| 51 | 0.51767 | 0.72168 | 0.83263 | 0.68596 | 51 | 0.51767 | 0.72168 | 0.83263 | 0.68596 | 51 | 0.51662 | 0.71948 | 0.83243 | 0.68491
| 51.0417 | 0.51767 | 0.72168 | 0.83263 | 0.68596 | 51.0417 | 0.51767 | 0.72168 | 0.83263 | 0.68596 | 51.0417 | 0.51662 | 0.71948 | 0.83243 | 0.68491
| 51.0833 | 0.51767 | 0.72168 | 0.83263 | 0.68596 | 51.0833 | 0.51767 | 0.72168 | 0.83263 | 0.68596 | 51.0833 | 0.51662 | 0.71948 | 0.83243 | 0.68491
| 51.125 | 0.51767 | 0.72168 | 0.83263 | 0.68596 | 51.125 | 0.51767 | 0.72168 | 0.83263 | 0.68596 | 51.125 | 0.51662 | 0.71948 | 0.83243 | 0.68491
| 51.1667 | 0.51767 | 0.72168 | 0.83263 | 0.68596 | 51.1667 | 0.51767 | 0.72168 | 0.83263 | 0.68596 | 51.1667 | 0.51662 | 0.71948 | 0.83243 | 0.68491
| 51.2083 | 0.51767 | 0.72168 | 0.83263 | 0.68596 | 51.2083 | 0.51767 | 0.72168 | 0.83263 | 0.68596 | 51.2083 | 0.51662 | 0.71948 | 0.83243 | 0.68491
| 51.25 | 0.51767 | 0.72168 | 0.83263 | 0.68596 | 51.25 | 0.51767 | 0.72168 | 0.83263 | 0.68596 | 51.25 | 0.51662 | 0.71948 | 0.83243 | 0.68491
| 51.2917 | 0.51767 | 0.72168 | 0.83263 | 0.68596 | 51.2917 | 0.51767 | 0.72168 | 0.83263 | 0.68596 | 51.2917 | 0.51662 | 0.71948 | 0.83243 | 0.68491
| 51.3333 | 0.51767 | 0.72168 | 0.83263 | 0.68596 | 51.3333 | 0.51767 | 0.72168 | 0.83263 | 0.68596 | 51.3333 | 0.51662 | 0.71948 | 0.83243 | 0.68491
| 51.375 | 0.51767 | 0.72168 | 0.83263 | 0.68596 | 51.375 | 0.51767 | 0.72168 | 0.83263 | 0.68596 | 51.375 | 0.51662 | 0.71948 | 0.83243 | 0.68491
| 51.4167 | 0.51767 | 0.72168 | 0.83263 | 0.68596 | 51.4167 | 0.51767 | 0.72168 | 0.83263 | 0.68596 | 51.4167 | 0.51662 | 0.71948 | 0.83243 | 0.68491
| 51.4583 | 0.51767 | 0.72168 | 0.83263 | 0.68596 | 51.4583 | 0.51767 | 0.72168 | 0.83263 | 0.68596 | 51.4583 | 0.51662 | 0.71948 | 0.83243 | 0.68491
| 51.5 | 0.51767 | 0.72168 | 0.83263 | 0.68596 | 51.5 | 0.51767 | 0.72168 | 0.83263 | 0.68596 | 51.5 | 0.51662 | 0.71948 | 0.83243 | 0.68491
| 51.5417 | 0.51767 | 0.72168 | 0.83263 | 0.68596 | 51.5417 | 0.51767 | 0.72168 | 0.83263 | 0.68596 | 51.5417 | 0.51662 | 0.71948 | 0.83243 | 0.68491
| 51.5833 | 0.51767 | 0.72168 | 0.83263 | 0.68596 | 51.5833 | 0.51767 | 0.72168 | 0.83263 | 0.68596 | 51.5833 | 0.51662 | 0.71948 | 0.83243 | 0.68491
| 51.625 | 0.51767 | 0.72168 | 0.83263 | 0.68596 | 51.625 | 0.51767 | 0.72168 | 0.83263 | 0.68596 | 51.625 | 0.51662 | 0.71948 | 0.83243 | 0.68491
| 51.6667 | 0.51767 | 0.72168 | 0.83263 | 0.68596 | 51.6667 | 0.51767 | 0.72168 | 0.83263 | 0.68596 | 51.6667 | 0.51662 | 0.71948 | 0.83243 | 0.68491
| 51.7083 | 0.51767 | 0.72168 | 0.83263 | 0.68596 | 51.7083 | 0.51767 | 0.72168 | 0.83263 | 0.68596 | 51.7083 | 0.51662 | 0.71947 | 0.83243 | 0.68491
| 51.75 | 0.51767 | 0.72168 | 0.83262 | 0.68595 | 51.75 | 0.51767 | 0.72168 | 0.83262 | 0.68595 | 51.75 | 0.51662 | 0.71948 | 0.83244 | 0.68491
| 51.7917 | 0.51662 | 0.71948 | 0.83244 | 0.68491 | 51.7917 | 0.51662 | 0.71948 | 0.83244 | 0.68491 | 51.7917 | 0.51662 | 0.71948 | 0.83244 | 0.68491
| 51.8333 | 0.51662 | 0.71948 | 0.83244 | 0.68491 | 51.8333 | 0.51662 | 0.71948 | 0.83244 | 0.68491 | 51.8333 | 0.51662 | 0.71948 | 0.83245 | 0.68492
| 51.875 | 0.51662 | 0.71948 | 0.83244 | 0.68491 | 51.875 | 0.51662 | 0.71948 | 0.83244 | 0.68491 | 51.875 | 0.51662 | 0.71948 | 0.83245 | 0.68492
| 51.9167 | 0.51662 | 0.71948 | 0.83244 | 0.68491 | 51.9167 | 0.51662 | 0.71948 | 0.83243 | 0.68491 | 51.9167 | 0.51662 | 0.71948 | 0.83245 | 0.68492
| 51.9583 | 0.51662 | 0.71948 | 0.83243 | 0.68491 | 51.9583 | 0.51662 | 0.71948 | 0.83243 | 0.68491 | 51.9583 | 0.51662 | 0.71948 | 0.83245 | 0.68492
| 52 | 0.51662 | 0.71948 | 0.83243 | 0.68491 | 52 | 0.51662 | 0.71948 | 0.83243 | 0.68491 | 52 | 0.51662 | 0.71948 | 0.83245 | 0.68492
| 52.0417 | 0.51662 | 0.71948 | 0.83243 | 0.68491 | 52.0417 | 0.51662 | 0.71948 | 0.83243 | 0.68491 | 52.0417 | 0.51662 | 0.71948 | 0.83245 | 0.68492
| 52.0833 | 0.51662 | 0.71948 | 0.83243 | 0.68491 | 52.0833 | 0.51662 | 0.71948 | 0.83243 | 0.68491 | 52.0833 | 0.51662 | 0.71948 | 0.83245 | 0.68492
| 52.125 | 0.51662 | 0.71948 | 0.83243 | 0.68491 | 52.125 | 0.51662 | 0.71948 | 0.83243 | 0.68491 | 52.125 | 0.51662 | 0.71948 | 0.83245 | 0.68492
| 52.1667 | 0.51662 | 0.71948 | 0.83243 | 0.68491 | 52.1667 | 0.51662 | 0.71948 | 0.83243 | 0.68491 | 52.1667 | 0.51662 | 0.71948 | 0.83245 | 0.68492
| 52.2083 | 0.51662 | 0.71948 | 0.83243 | 0.68491 | 52.2083 | 0.51662 | 0.71948 | 0.83243 | 0.68491 | 52.2083 | 0.51662 | 0.71948 | 0.83245 | 0.68492
| 52.25 | 0.51662 | 0.71948 | 0.83243 | 0.68491 | 52.25 | 0.51662 | 0.71948 | 0.83243 | 0.68491 | 52.25 | 0.51662 | 0.71948 | 0.83245 | 0.68492
| 52.2917 | 0.51662 | 0.71948 | 0.83243 | 0.68491 | 52.2917 | 0.51662 | 0.71948 | 0.83243 | 0.68491 | 52.2917 | 0.51662 | 0.71948 | 0.83245 | 0.68492
| 52.3333 | 0.51662 | 0.71948 | 0.83243 | 0.68491 | 52.3333 | 0.51662 | 0.71948 | 0.83243 | 0.68491 | 52.3333 | 0.51662 | 0.71948 | 0.83245 | 0.68492
| 52.375 | 0.51662 | 0.71948 | 0.83243 | 0.68491 | 52.375 | 0.51662 | 0.71948 | 0.83243 | 0.68491 | 52.375 | 0.51662 | 0.71948 | 0.83245 | 0.68492
| 52.4167 | 0.51662 | 0.71948 | 0.83243 | 0.68491 | 52.4167 | 0.51662 | 0.71948 | 0.83243 | 0.68491 | 52.4167 | 0.51662 | 0.71948 | 0.83245 | 0.68492
| 52.4583 | 0.51662 | 0.71948 | 0.83243 | 0.68491 | 52.4583 | 0.51662 | 0.71948 | 0.83243 | 0.68491 | 52.4583 | 0.51662 | 0.71948 | 0.83245 | 0.68492
| 52.5 | 0.51662 | 0.71948 | 0.83243 | 0.68491 | 52.5 | 0.51662 | 0.71948 | 0.83243 | 0.68491 | 52.5 | 0.51662 | 0.71948 | 0.83245 | 0.68492
| 52.5417 | 0.51662 | 0.71948 | 0.83243 | 0.68491 | 52.5417 | 0.51662 | 0.71948 | 0.83243 | 0.68491 | 52.5417 | 0.51662 | 0.71948 | 0.83245 | 0.68492
| 52.5833 | 0.51662 | 0.71948 | 0.83243 | 0.68491 | 52.5833 | 0.51662 | 0.71948 | 0.83243 | 0.68491 | 52.5833 | 0.51662 | 0.71948 | 0.83245 | 0.68492
| 52.625 | 0.51662 | 0.71948 | 0.83243 | 0.68491 | 52.625 | 0.51662 | 0.71948 | 0.83243 | 0.68491 | 52.625 | 0.51662 | 0.71948 | 0.83245 | 0.68492
| 52.6667 | 0.51662 | 0.71948 | 0.83244 | 0.68491 | 52.6667 | 0.51662 | 0.71948 | 0.83244 | 0.68491 | 52.6667 | 0.51662 | 0.71948 | 0.83245 | 0.68492
| 52.7083 | 0.51662 | 0.71947 | 0.83244 | 0.68491 | 52.7083 | 0.51662 | 0.71947 | 0.83244 | 0.68491 | 52.7083 | 0.51662 | 0.71948 | 0.83245 | 0.68492
| 52.75 | 0.51662 | 0.71947 | 0.83244 | 0.68491 | 52.75 | 0.51662 | 0.71947 | 0.83244 | 0.68491 | 52.75 | 0.51662 | 0.71948 | 0.83245 | 0.68492
| 52.7917 | 0.51662 | 0.71947 | 0.83244 | 0.68491 | 52.7917 | 0.51662 | 0.71947 | 0.83244 | 0.68491 | 52.7917 | 0.51662 | 0.71948 | 0.83244 | 0.68491
| 52.8333 | 0.51662 | 0.71947 | 0.83244 | 0.68491 | 52.8333 | 0.51662 | 0.71947 | 0.83244 | 0.68491 | 52.8333 | 0.51662 | 0.71948 | 0.83244 | 0.68491
| 52.875 | 0.51662 | 0.71947 | 0.83244 | 0.68491 | 52.875 | 0.51662 | 0.71947 | 0.83244 | 0.68491 | 52.875 | 0.51662 | 0.71948 | 0.83244 | 0.68491
| 52.9167 | 0.51662 | 0.71947 | 0.83244 | 0.68491 | 52.9167 | 0.51662 | 0.71947 | 0.83244 | 0.68491 | 52.9167 | 0.51662 | 0.71948 | 0.83244 | 0.68491
| 52.9583 | 0.51662 | 0.71947 | 0.83245 | 0.68491 | 52.9583 | 0.51662 | 0.71947 | 0.83245 | 0.68491 | 52.9583 | 0.51662 | 0.71948 | 0.83243 | 0.68491
| 53 | 0.51662 | 0.71947 | 0.83245 | 0.68491 | 53 | 0.51662 | 0.71947 | 0.83245 | 0.68491 | 53 | 0.51662 | 0.71948 | 0.83243 | 0.68491
| 53.0417 | 0.51662 | 0.71947 | 0.83245 | 0.68491 | 53.0417 | 0.51662 | 0.71947 | 0.83245 | 0.68491 | 53.0417 | 0.51662 | 0.71948 | 0.83243 | 0.68491
| 53.0833 | 0.51662 | 0.71947 | 0.83245 | 0.68491 | 53.0833 | 0.51662 | 0.71947 | 0.83245 | 0.68491 | 53.0833 | 0.51662 | 0.71948 | 0.83243 | 0.68491
| 53.125 | 0.51662 | 0.71947 | 0.83245 | 0.68491 | 53.125 | 0.51662 | 0.71947 | 0.83245 | 0.68491 | 53.125 | 0.51662 | 0.71948 | 0.83243 | 0.68491
| 53.1667 | 0.51662 | 0.71947 | 0.83245 | 0.68491 | 53.1667 | 0.51662 | 0.71947 | 0.83245 | 0.68491 | 53.1667 | 0.51662 | 0.71948 | 0.83243 | 0.68491
| 53.2083 | 0.51662 | 0.71947 | 0.83245 | 0.68491 | 53.2083 | 0.51662 | 0.71947 | 0.83245 | 0.68491 | 53.2083 | 0.51662 | 0.71948 | 0.83243 | 0.68491
| 53.25 | 0.51662 | 0.71947 | 0.83245 | 0.68491 | 53.25 | 0.51662 | 0.71947 | 0.83245 | 0.68491 | 53.25 | 0.51662 | 0.71948 | 0.83243 | 0.68491
| 53.2917 | 0.51662 | 0.71947 | 0.83245 | 0.68491 | 53.2917 | 0.51662 | 0.71947 | 0.83245 | 0.68491 | 53.2917 | 0.51662 | 0.71948 | 0.83243 | 0.68491
| 53.3333 | 0.51662 | 0.71947 | 0.83245 | 0.68491 | 53.3333 | 0.51662 | 0.71947 | 0.83245 | 0.68491 | 53.3333 | 0.51662 | 0.71948 | 0.83243 | 0.68491
| 53.375 | 0.51662 | 0.71947 | 0.83245 | 0.68491 | 53.375 | 0.51662 | 0.71947 | 0.83245 | 0.68491 | 53.375 | 0.51662 | 0.71948 | 0.83243 | 0.68491
| 53.4167 | 0.51662 | 0.71947 | 0.83245 | 0.68491 | 53.4167 | 0.51662 | 0.71947 | 0.83245 | 0.68491 | 53.4167 | 0.51662 | 0.71948 | 0.83243 | 0.68491
| 53.4583 | 0.51662 | 0.71947 | 0.83245 | 0.68491 | 53.4583 | 0.51662 | 0.71947 | 0.83245 | 0.68491 | 53.4583 | 0.51662 | 0.71948 | 0.83243 | 0.68491
| 53.5 | 0.51662 | 0.71947 | 0.83245 | 0.68491 | 53.5 | 0.51662 | 0.71947 | 0.83245 | 0.68491 | 53.5 | 0.51662 | 0.71948 | 0.83243 | 0.68491
| 53.5417 | 0.51662 | 0.71947 | 0.83245 | 0.68491 | 53.5417 | 0.51662 | 0.71947 | 0.83245 | 0.68491 | 53.5417 | 0.51662 | 0.71948 | 0.83243 | 0.68491
| 53.5833 | 0.51662 | 0.71947 | 0.83245 | 0.68491 | 53.5833 | 0.51662 | 0.71947 | 0.83245 | 0.68491 | 53.5833 | 0.51662 | 0.71948 | 0.83243 | 0.68491
| 53.625 | 0.51662 | 0.71947 | 0.83245 | 0.68491 | 53.625 | 0.51662 | 0.71947 | 0.83245 | 0.68491 | 53.625 | 0.51662 | 0.71948 | 0.83243 | 0.68491
| 53.6667 | 0.51662 | 0.71947 | 0.83244 | 0.68491 | 53.6667 | 0.51662 | 0.71947 | 0.83244 | 0.68491 | 53.6667 | 0.51662 | 0.71948 | 0.83243 | 0.68491
| 53.7083 | 0.51662 | 0.71948 | 0.83244 | 0.68491 | 53.7083 | 0.51662 | 0.71948 | 0.83244 | 0.68491 | 53.7083 | 0.51662 | 0.71948 | 0.83244 | 0.68491
| 53.75 | 0.51662 | 0.71948 | 0.83244 | 0.68491 | 53.75 | 0.51662 | 0.71948 | 0.83244 | 0.68491 | 53.75 | 0.51662 | 0.71948 | 0.83244 | 0.68491
| 53.7917 | 0.51662 | 0.71948 | 0.83243 | 0.68491 | 53.7917 | 0.51662 | 0.71948 | 0.83243 | 0.68491 | 53.7917 | 0.51662 | 0.71948 | 0.83244 | 0.68491
| 53.8333 | 0.51662 | 0.71948 | 0.83243 | 0.68491 | 53.8333 | 0.51662 | 0.71948 | 0.83243 | 0.68491 | 53.8333 | 0.51662 | 0.71948 | 0.83245 | 0.68492
| 53.875 | 0.51662 | 0.71948 | 0.83243 | 0.68491 | 53.875 | 0.51662 | 0.71948 | 0.83243 | 0.68491 | 53.875 | 0.51662 | 0.71948 | 0.83245 | 0.68492
| 53.9167 | 0.51662 | 0.71948 | 0.83243 | 0.68491 | 53.9167 | 0.51662 | 0.71948 | 0.83243 | 0.68491 | 53.9167 | 0.51662 | 0.71948 | 0.83245 | 0.68492
| 53.9583 | 0.51662 | 0.71948 | 0.83243 | 0.68491 | 53.9583 | 0.51662 | 0.71948 | 0.83243 | 0.68491 | 53.9583 | 0.51662 | 0.71948 | 0.83245 | 0.68492
| 54 | 0.51662 | 0.71948 | 0.83243 | 0.68491 | 54 | 0.51662 | 0.71948 | 0.83243 | 0.68491 | 54 | 0.51662 | 0.71948 | 0.83245 | 0.68492
| 54.0417 | 0.51662 | 0.71948 | 0.83243 | 0.68491 | 54.0417 | 0.51662 | 0.71948 | 0.83243 | 0.68491 | 54.0417 | 0.51662 | 0.71948 | 0.83245 | 0.68492
| 54.0833 | 0.51662 | 0.71948 | 0.83243 | 0.68491 | 54.0833 | 0.51662 | 0.71948 | 0.83243 | 0.68491 | 54.0833 | 0.51662 | 0.71948 | 0.83245 | 0.68492
| 54.125 | 0.51662 | 0.71948 | 0.83243 | 0.68491 | 54.125 | 0.51662 | 0.71948 | 0.83243 | 0.68491 | 54.125 | 0.51662 | 0.71948 | 0.83245 | 0.68492
| 54.1667 | 0.51662 | 0.71948 | 0.83243 | 0.68491 | 54.1667 | 0.51662 | 0.71948 | 0.83243 | 0.68491 | 54.1667 | 0.51662 | 0.71948 | 0.83245 | 0.68492
| 54.2083 | 0.51662 | 0.71948 | 0.83243 | 0.68491 | 54.2083 | 0.51662 | 0.71948 | 0.83243 | 0.68491 | 54.2083 | 0.51662 | 0.71948 | 0.83245 | 0.68492
| 54.25 | 0.51662 | 0.71948 | 0.83243 | 0.68491 | 54.25 | 0.51662 | 0.71948 | 0.83243 | 0.68491 | 54.25 | 0.51662 | 0.71948 | 0.83245 | 0.68492
| 54.2917 | 0.51662 | 0.71948 | 0.83243 | 0.68491 | 54.2917 | 0.51662 | 0.71948 | 0.83243 | 0.68491 | 54.2917 | 0.51662 | 0.71948 | 0.83245 | 0.68492
| 54.3333 | 0.51662 | 0.71948 | 0.83243 | 0.68491 | 54.3333 | 0.51662 | 0.71948 | 0.83243 | 0.68491 | 54.3333 | 0.51662 | 0.71948 | 0.83245 | 0.68492
| 54.375 | 0.51662 | 0.71948 | 0.83243 | 0.68491 | 54.375 | 0.51662 | 0.71948 | 0.83243 | 0.68491 | 54.375 | 0.51662 | 0.71948 | 0.83245 | 0.68492
| 54.4167 | 0.51662 | 0.71948 | 0.83243 | 0.68491 | 54.4167 | 0.51662 | 0.71948 | 0.83243 | 0.68491 | 54.4167 | 0.51662 | 0.71948 | 0.83245 | 0.68492
| 54.4583 | 0.51662 | 0.71948 | 0.83243 | 0.68491 | 54.4583 | 0.51662 | 0.71948 | 0.83243 | 0.68491 | 54.4583 | 0.51662 | 0.71948 | 0.83245 | 0.68492
| 54.5 | 0.51662 | 0.71948 | 0.83243 | 0.68491 | 54.5 | 0.51662 | 0.71948 | 0.83243 | 0.68491 | 54.5 | 0.51662 | 0.71948 | 0.83245 | 0.68492
| 54.5417 | 0.51662 | 0.71948 | 0.83243 | 0.68491 | 54.5417 | 0.51662 | 0.71948 | 0.83243 | 0.68491 | 54.5417 | 0.51662 | 0.71948 | 0.83245 | 0.68492
| 54.5833 | 0.51662 | 0.71948 | 0.83243 | 0.68491 | 54.5833 | 0.51662 | 0.71948 | 0.83243 | 0.68491 | 54.5833 | 0.51662 | 0.71948 | 0.83245 | 0.68492
| 54.625 | 0.51662 | 0.71948 | 0.83243 | 0.68491 | 54.625 | 0.51662 | 0.71948 | 0.83243 | 0.68491 | 54.625 | 0.51662 | 0.71948 | 0.83245 | 0.68492
| 54.6667 | 0.51662 | 0.71948 | 0.83243 | 0.68491 | 54.6667 | 0.51662 | 0.71948 | 0.83243 | 0.68491 | 54.6667 | 0.51662 | 0.71948 | 0.83245 | 0.68492
| 54.7083 | 0.51662 | 0.71947 | 0.83243 | 0.68491 | 54.7083 | 0.51662 | 0.71947 | 0.83243 | 0.68491 | 54.7083 | 0.51662 | 0.71948 | 0.83245 | 0.68492
| 54.75 | 0.51662 | 0.71947 | 0.83243 | 0.68491 | 54.75 | 0.51662 | 0.71947 | 0.83243 | 0.68491 | 54.75 | 0.51662 | 0.71948 | 0.83244 | 0.68491
| 54.7917 | 0.51662 | 0.71947 | 0.83244 | 0.68491 | 54.7917 | 0.51662 | 0.71948 | 0.83244 | 0.68491 | 54.7917 | 0.51662 | 0.71948 | 0.83244 | 0.68491
| 54.8333 | 0.51662 | 0.71948 | 0.83244 | 0.68491 | 54.8333 | 0.51662 | 0.71948 | 0.83244 | 0.68491 | 54.8333 | 0.51662 | 0.71948 | 0.83244 | 0.68491
| 54.875 | 0.51662 | 0.71948 | 0.83244 | 0.68491 | 54.875 | 0.51662 | 0.71948 | 0.83244 | 0.68491 | 54.875 | 0.51662 | 0.71948 | 0.83243 | 0.68491
| 54.9167 | 0.51662 | 0.71948 | 0.83244 | 0.68491 | 54.9167 | 0.51662 | 0.71948 | 0.83244 | 0.68491 | 54.9167 | 0.51662 | 0.71948 | 0.83243 | 0.68491
| 54.9583 | 0.51662 | 0.71948 | 0.83244 | 0.68491 | 54.9583 | 0.51662 | 0.71948 | 0.83244 | 0.68491 | 54.9583 | 0.51662 | 0.71948 | 0.83243 | 0.68491
| 55 | 0.51662 | 0.71948 | 0.83244 | 0.68491 | 55 | 0.51662 | 0.71948 | 0.83244 | 0.68491 | 55 | 0.51662 | 0.71948 | 0.83243 | 0.68491
| 55.0417 | 0.51662 | 0.71948 | 0.83244 | 0.68491 | 55.0417 | 0.51662 | 0.71948 | 0.83244 | 0.68491 | 55.0417 | 0.51662 | 0.71948 | 0.83243 | 0.68491
| 55.0833 | 0.51662 | 0.71948 | 0.83244 | 0.68491 | 55.0833 | 0.51662 | 0.71948 | 0.83244 | 0.68491 | 55.0833 | 0.51662 | 0.71948 | 0.83243 | 0.68491
| 55.125 | 0.51662 | 0.71948 | 0.83244 | 0.68491 | 55.125 | 0.51662 | 0.71948 | 0.83244 | 0.68491 | 55.125 | 0.51662 | 0.71948 | 0.83243 | 0.68491
| 55.1667 | 0.51662 | 0.71948 | 0.83244 | 0.68491 | 55.1667 | 0.51662 | 0.71948 | 0.83244 | 0.68491 | 55.1667 | 0.51662 | 0.71948 | 0.83243 | 0.68491
| 55.2083 | 0.51662 | 0.71948 | 0.83244 | 0.68491 | 55.2083 | 0.51662 | 0.71948 | 0.83244 | 0.68491 | 55.2083 | 0.51662 | 0.71948 | 0.83243 | 0.68491
| 55.25 | 0.51662 | 0.71948 | 0.83244 | 0.68491 | 55.25 | 0.51662 | 0.71948 | 0.83244 | 0.68491 | 55.25 | 0.51662 | 0.71948 | 0.83243 | 0.68491
| 55.2917 | 0.51662 | 0.71948 | 0.83244 | 0.68491 | 55.2917 | 0.51662 | 0.71948 | 0.83244 | 0.68491 | 55.2917 | 0.51662 | 0.71948 | 0.83243 | 0.68491
| 55.3333 | 0.51662 | 0.71948 | 0.83244 | 0.68491 | 55.3333 | 0.51662 | 0.71948 | 0.83244 | 0.68491 | 55.3333 | 0.51662 | 0.71948 | 0.83243 | 0.68491
| 55.375 | 0.51662 | 0.71948 | 0.83244 | 0.68491 | 55.375 | 0.51662 | 0.71948 | 0.83244 | 0.68491 | 55.375 | 0.51662 | 0.71948 | 0.83243 | 0.68491
| 55.4167 | 0.51662 | 0.71948 | 0.83244 | 0.68491 | 55.4167 | 0.51662 | 0.71948 | 0.83244 | 0.68491 | 55.4167 | 0.51662 | 0.71948 | 0.83243 | 0.68491
| 55.4583 | 0.51662 | 0.71948 | 0.83244 | 0.68491 | 55.4583 | 0.51662 | 0.71948 | 0.83244 | 0.68491 | 55.4583 | 0.51662 | 0.71948 | 0.83243 | 0.68491
| 55.5 | 0.51662 | 0.71948 | 0.83244 | 0.68491 | 55.5 | 0.51662 | 0.71948 | 0.83244 | 0.68491 | 55.5 | 0.51662 | 0.71947 | 0.83243 | 0.68491
| 55.5417 | 0.51662 | 0.71948 | 0.83244 | 0.68491 | 55.5417 | 0.51662 | 0.71948 | 0.83244 | 0.68491 | 55.5417 | 0.51662 | 0.71947 | 0.83244 | 0.68491
| 55.5833 | 0.51662 | 0.71948 | 0.83244 | 0.68491 | 55.5833 | 0.51662 | 0.71948 | 0.83244 | 0.68491 | 55.5833 | 0.51662 | 0.71947 | 0.83244 | 0.68491
| 55.625 | 0.51662 | 0.71948 | 0.83244 | 0.68491 | 55.625 | 0.51662 | 0.71948 | 0.83244 | 0.68491 | 55.625 | 0.51662 | 0.71947 | 0.83244 | 0.68491
| 55.6667 | 0.51662 | 0.71948 | 0.83244 | 0.68491 | 55.6667 | 0.51662 | 0.71948 | 0.83244 | 0.68491 | 55.6667 | 0.51662 | 0.71947 | 0.83244 | 0.68491
| 55.7083 | 0.51662 | 0.71948 | 0.83244 | 0.68491 | 55.7083 | 0.51662 | 0.71948 | 0.83244 | 0.68491 | 55.7083 | 0.51662 | 0.71947 | 0.83244 | 0.68491
| 55.75 | 0.51662 | 0.71948 | 0.83244 | 0.68491 | 55.75 | 0.51662 | 0.71948 | 0.83244 | 0.68491 | 55.75 | 0.51662 | 0.71947 | 0.83244 | 0.68491
| 55.7917 | 0.51662 | 0.71948 | 0.83244 | 0.68491 | 55.7917 | 0.51662 | 0.71948 | 0.83244 | 0.68491 | 55.7917 | 0.51662 | 0.71947 | 0.83244 | 0.68491
| 55.8333 | 0.51662 | 0.71948 | 0.83243 | 0.68491 | 55.8333 | 0.51662 | 0.71948 | 0.83243 | 0.68491 | 55.8333 | 0.51662 | 0.71947 | 0.83244 | 0.68491
| 55.875 | 0.51662 | 0.71948 | 0.83243 | 0.68491 | 55.875 | 0.51662 | 0.71948 | 0.83243 | 0.68491 | 55.875 | 0.51662 | 0.71947 | 0.83244 | 0.68491
| 55.9167 | 0.51662 | 0.71948 | 0.83243 | 0.68491 | 55.9167 | 0.51662 | 0.71948 | 0.83243 | 0.68491 | 55.9167 | 0.51662 | 0.71947 | 0.83244 | 0.68491
| 55.9583 | 0.51662 | 0.71948 | 0.83243 | 0.68491 | 55.9583 | 0.51662 | 0.71948 | 0.83243 | 0.68491 | 55.9583 | 0.51662 | 0.71947 | 0.83244 | 0.68491
| 56 | 0.51662 | 0.71948 | 0.83243 | 0.68491 | 56 | 0.51662 | 0.71948 | 0.83243 | 0.68491 | 56 | 0.51662 | 0.71947 | 0.83244 | 0.68491
| 56.0417 | 0.51662 | 0.71948 | 0.83243 | 0.68491 | 56.0417 | 0.51662 | 0.71948 | 0.83243 | 0.68491 | 56.0417 | 0.51662 | 0.71947 | 0.83244 | 0.68491
| 56.0833 | 0.51662 | 0.71948 | 0.83243 | 0.68491 | 56.0833 | 0.51662 | 0.71948 | 0.83243 | 0.68491 | 56.0833 | 0.51662 | 0.71947 | 0.83244 | 0.68491
| 56.125 | 0.51662 | 0.71948 | 0.83243 | 0.68491 | 56.125 | 0.51662 | 0.71948 | 0.83243 | 0.68491 | 56.125 | 0.51662 | 0.71947 | 0.83244 | 0.68491
| 56.1667 | 0.51662 | 0.71948 | 0.83243 | 0.68491 | 56.1667 | 0.51662 | 0.71948 | 0.83243 | 0.68491 | 56.1667 | 0.51662 | 0.71947 | 0.83244 | 0.68491
| 56.2083 | 0.51662 | 0.71948 | 0.83243 | 0.68491 | 56.2083 | 0.51662 | 0.71948 | 0.83243 | 0.68491 | 56.2083 | 0.51662 | 0.71947 | 0.83244 | 0.68491
| 56.25 | 0.51662 | 0.71948 | 0.83243 | 0.68491 | 56.25 | 0.51662 | 0.71948 | 0.83243 | 0.68491 | 56.25 | 0.51662 | 0.71947 | 0.83244 | 0.68491
| 56.2917 | 0.51662 | 0.71948 | 0.83243 | 0.68491 | 56.2917 | 0.51662 | 0.71948 | 0.83243 | 0.68491 | 56.2917 | 0.51662 | 0.71947 | 0.83244 | 0.68491
| 56.3333 | 0.51662 | 0.71948 | 0.83243 | 0.68491 | 56.3333 | 0.51662 | 0.71948 | 0.83243 | 0.68491 | 56.3333 | 0.51662 | 0.71947 | 0.83244 | 0.68491
| 56.375 | 0.51662 | 0.71948 | 0.83243 | 0.68491 | 56.375 | 0.51662 | 0.71948 | 0.83243 | 0.68491 | 56.375 | 0.51662 | 0.71947 | 0.83244 | 0.68491
| 56.4167 | 0.51662 | 0.71948 | 0.83243 | 0.68491 | 56.4167 | 0.51662 | 0.71948 | 0.83243 | 0.68491 | 56.4167 | 0.51662 | 0.71947 | 0.83244 | 0.68491
| 56.4583 | 0.51662 | 0.71948 | 0.83243 | 0.68491 | 56.4583 | 0.51662 | 0.71948 | 0.83243 | 0.68491 | 56.4583 | 0.51662 | 0.71947 | 0.83244 | 0.68491
| 56.5 | 0.51662 | 0.71948 | 0.83243 | 0.68491 | 56.5 | 0.51662 | 0.71948 | 0.83243 | 0.68491 | 56.5 | 0.51662 | 0.71947 | 0.83244 | 0.68491
| 56.5417 | 0.51662 | 0.71948 | 0.83243 | 0.68491 | 56.5417 | 0.51662 | 0.71948 | 0.83243 | 0.68491 | 56.5417 | 0.51662 | 0.71948 | 0.83244 | 0.68491
| 56.5833 | 0.51662 | 0.71947 | 0.83243 | 0.68491 | 56.5833 | 0.51662 | 0.71947 | 0.83243 | 0.68491 | 56.5833 | 0.51662 | 0.71948 | 0.83244 | 0.68491
| 56.625 | 0.51662 | 0.71947 | 0.83243 | 0.68491 | 56.625 | 0.51662 | 0.71947 | 0.83243 | 0.68491 | 56.625 | 0.51662 | 0.71948 | 0.83243 | 0.68491
| 56.6667 | 0.51662 | 0.71947 | 0.83243 | 0.68491 | 56.6667 | 0.51662 | 0.71947 | 0.83243 | 0.68491 | 56.6667 | 0.51662 | 0.71948 | 0.83243 | 0.68491
| 56.7083 | 0.51662 | 0.71947 | 0.83243 | 0.68491 | 56.7083 | 0.51662 | 0.71947 | 0.83243 | 0.68491 | 56.7083 | 0.51662 | 0.71948 | 0.83243 | 0.68491
| 56.75 | 0.51662 | 0.71947 | 0.83243 | 0.68491 | 56.75 | 0.51662 | 0.71947 | 0.83243 | 0.68491 | 56.75 | 0.51662 | 0.71948 | 0.83243 | 0.68491
| 56.7917 | 0.51662 | 0.71947 | 0.83243 | 0.68491 | 56.7917 | 0.51662 | 0.71947 | 0.83243 | 0.68491 | 56.7917 | 0.51662 | 0.71948 | 0.83243 | 0.68491
| 56.8333 | 0.51662 | 0.71947 | 0.83243 | 0.68491 | 56.8333 | 0.51662 | 0.71947 | 0.83243 | 0.68491 | 56.8333 | 0.51662 | 0.71948 | 0.83243 | 0.68491
| 56.875 | 0.51662 | 0.71947 | 0.83243 | 0.68491 | 56.875 | 0.51662 | 0.71947 | 0.83243 | 0.68491 | 56.875 | 0.51662 | 0.71948 | 0.83243 | 0.68491
| 56.9167 | 0.51662 | 0.71947 | 0.83243 | 0.68491 | 56.9167 | 0.51662 | 0.71947 | 0.83243 | 0.68491 | 56.9167 | 0.51662 | 0.71948 | 0.83243 | 0.68491
| 56.9583 | 0.51662 | 0.71947 | 0.83243 | 0.68491 | 56.9583 | 0.51662 | 0.71947 | 0.83243 | 0.68491 | 56.9583 | 0.51662 | 0.71948 | 0.83243 | 0.68491
| 57 | 0.51662 | 0.71947 | 0.83243 | 0.68491 | 57 | 0.51662 | 0.71947 | 0.83243 | 0.68491 | 57 | 0.51662 | 0.71948 | 0.83243 | 0.68491
| 57.0417 | 0.51662 | 0.71947 | 0.83243 | 0.68491 | 57.0417 | 0.51662 | 0.71947 | 0.83243 | 0.68491 | 57.0417 | 0.51662 | 0.71948 | 0.83243 | 0.68491
| 57.0833 | 0.51662 | 0.71947 | 0.83243 | 0.68491 | 57.0833 | 0.51662 | 0.71947 | 0.83243 | 0.68491 | 57.0833 | 0.51662 | 0.71948 | 0.83243 | 0.68491
| 57.125 | 0.51662 | 0.71947 | 0.83243 | 0.68491 | 57.125 | 0.51662 | 0.71947 | 0.83243 | 0.68491 | 57.125 | 0.51662 | 0.71948 | 0.83243 | 0.68491
| 57.1667 | 0.51662 | 0.71947 | 0.83243 | 0.68491 | 57.1667 | 0.51662 | 0.71947 | 0.83243 | 0.68491 | 57.1667 | 0.51662 | 0.71948 | 0.83243 | 0.68491
| 57.2083 | 0.51662 | 0.71947 | 0.83243 | 0.68491 | 57.2083 | 0.51662 | 0.71947 | 0.83243 | 0.68491 | 57.2083 | 0.51662 | 0.71948 | 0.83243 | 0.68491
| 57.25 | 0.51662 | 0.71947 | 0.83243 | 0.68491 | 57.25 | 0.51662 | 0.71947 | 0.83243 | 0.68491 | 57.25 | 0.51662 | 0.71948 | 0.83243 | 0.68491
| 57.2917 | 0.51662 | 0.71947 | 0.83243 | 0.68491 | 57.2917 | 0.51662 | 0.71947 | 0.83243 | 0.68491 | 57.2917 | 0.51662 | 0.71948 | 0.83243 | 0.68491
| 57.3333 | 0.51662 | 0.71947 | 0.83243 | 0.68491 | 57.3333 | 0.51662 | 0.71947 | 0.83243 | 0.68491 | 57.3333 | 0.51662 | 0.71948 | 0.83243 | 0.68491
| 57.375 | 0.51662 | 0.71947 | 0.83243 | 0.68491 | 57.375 | 0.51662 | 0.71947 | 0.83243 | 0.68491 | 57.375 | 0.51662 | 0.71948 | 0.83243 | 0.68491
| 57.4167 | 0.51662 | 0.71947 | 0.83243 | 0.68491 | 57.4167 | 0.51662 | 0.71947 | 0.83243 | 0.68491 | 57.4167 | 0.51662 | 0.71948 | 0.83243 | 0.68491
| 57.4583 | 0.51662 | 0.71947 | 0.83243 | 0.68491 | 57.4583 | 0.51662 | 0.71947 | 0.83243 | 0.68491 | 57.4583 | 0.51662 | 0.71948 | 0.83243 | 0.68491
| 57.5 | 0.51662 | 0.71947 | 0.83243 | 0.68491 | 57.5 | 0.51662 | 0.71947 | 0.83243 | 0.68491 | 57.5 | 0.51662 | 0.71948 | 0.83243 | 0.68491
| 57.5417 | 0.51662 | 0.71947 | 0.83243 | 0.68491 | 57.5417 | 0.51662 | 0.71947 | 0.83243 | 0.68491 | 57.5417 | 0.51662 | 0.71948 | 0.83243 | 0.68491
| 57.5833 | 0.51662 | 0.71948 | 0.83243 | 0.68491 | 57.5833 | 0.51662 | 0.71948 | 0.83243 | 0.68491 | 57.5833 | 0.51662 | 0.71948 | 0.83244 | 0.68491
| 57.625 | 0.51662 | 0.71948 | 0.83243 | 0.68491 | 57.625 | 0.51662 | 0.71948 | 0.83243 | 0.68491 | 57.625 | 0.51662 | 0.71948 | 0.83244 | 0.68491
| 57.6667 | 0.51662 | 0.71948 | 0.83243 | 0.68491 | 57.6667 | 0.51662 | 0.71948 | 0.83243 | 0.68491 | 57.6667 | 0.51662 | 0.71948 | 0.83244 | 0.68491
| 57.7083 | 0.51662 | 0.71948 | 0.83243 | 0.68491 | 57.7083 | 0.51662 | 0.71948 | 0.83243 | 0.68491 | 57.7083 | 0.51662 | 0.71948 | 0.83244 | 0.68491
| 57.75 | 0.51662 | 0.71948 | 0.83243 | 0.68491 | 57.75 | 0.51662 | 0.71948 | 0.83243 | 0.68491 | 57.75 | 0.51662 | 0.71948 | 0.83244 | 0.68491
| 57.7917 | 0.51662 | 0.71948 | 0.83243 | 0.68491 | 57.7917 | 0.51662 | 0.71948 | 0.83243 | 0.68491 | 57.7917 | 0.51662 | 0.71948 | 0.83244 | 0.68491
| 57.8333 | 0.51662 | 0.71948 | 0.83243 | 0.68491 | 57.8333 | 0.51662 | 0.71948 | 0.83243 | 0.68491 | 57.8333 | 0.51662 | 0.71948 | 0.83244 | 0.68491
| 57.875 | 0.51662 | 0.71948 | 0.83243 | 0.68491 | 57.875 | 0.51662 | 0.71948 | 0.83243 | 0.68491 | 57.875 | 0.51662 | 0.71948 | 0.83244 | 0.68491
| 57.9167 | 0.51662 | 0.71948 | 0.83243 | 0.68491 | 57.9167 | 0.51662 | 0.71948 | 0.83243 | 0.68491 | 57.9167 | 0.51662 | 0.71948 | 0.83244 | 0.68491
| 57.9583 | 0.51662 | 0.71948 | 0.83243 | 0.68491 | 57.9583 | 0.51662 | 0.71948 | 0.83243 | 0.68491 | 57.9583 | 0.51662 | 0.71948 | 0.83244 | 0.68491
| 58 | 0.51662 | 0.71948 | 0.83243 | 0.68491 | 58 | 0.51662 | 0.71948 | 0.83243 | 0.68491 | 58 | 0.51662 | 0.71948 | 0.83244 | 0.68491
| 58.0417 | 0.51662 | 0.71948 | 0.83243 | 0.68491 | 58.0417 | 0.51662 | 0.71948 | 0.83243 | 0.68491 | 58.0417 | 0.51662 | 0.71948 | 0.83244 | 0.68491
| 58.0833 | 0.51662 | 0.71948 | 0.83243 | 0.68491 | 58.0833 | 0.51662 | 0.71948 | 0.83243 | 0.68491 | 58.0833 | 0.51662 | 0.71948 | 0.83244 | 0.68491
| 58.125 | 0.51662 | 0.71948 | 0.83243 | 0.68491 | 58.125 | 0.51662 | 0.71948 | 0.83243 | 0.68491 | 58.125 | 0.51662 | 0.71948 | 0.83244 | 0.68491
| 58.1667 | 0.51662 | 0.71948 | 0.83243 | 0.68491 | 58.1667 | 0.51662 | 0.71948 | 0.83243 | 0.68491 | 58.1667 | 0.51662 | 0.71948 | 0.83244 | 0.68491
| 58.2083 | 0.51662 | 0.71948 | 0.83243 | 0.68491 | 58.2083 | 0.51662 | 0.71948 | 0.83243 | 0.68491 | 58.2083 | 0.51662 | 0.71948 | 0.83244 | 0.68491
| 58.25 | 0.51662 | 0.71948 | 0.83243 | 0.68491 | 58.25 | 0.51662 | 0.71948 | 0.83243 | 0.68491 | 58.25 | 0.51662 | 0.71948 | 0.83244 | 0.68491
| 58.2917 | 0.51662 | 0.71948 | 0.83243 | 0.68491 | 58.2917 | 0.51662 | 0.71948 | 0.83243 | 0.68491 | 58.2917 | 0.51662 | 0.71948 | 0.83244 | 0.68491
| 58.3333 | 0.51662 | 0.71948 | 0.83243 | 0.68491 | 58.3333 | 0.51662 | 0.71948 | 0.83243 | 0.68491 | 58.3333 | 0.51662 | 0.71948 | 0.83244 | 0.68491
| 58.375 | 0.51662 | 0.71948 | 0.83243 | 0.68491 | 58.375 | 0.51662 | 0.71948 | 0.83243 | 0.68491 | 58.375 | 0.51662 | 0.71948 | 0.83244 | 0.68491
| 58.4167 | 0.51662 | 0.71948 | 0.83243 | 0.68491 | 58.4167 | 0.51662 | 0.71948 | 0.83243 | 0.68491 | 58.4167 | 0.51662 | 0.71948 | 0.83244 | 0.68491
| 58.4583 | 0.51662 | 0.71948 | 0.83243 | 0.68491 | 58.4583 | 0.51662 | 0.71948 | 0.83243 | 0.68491 | 58.4583 | 0.51662 | 0.71948 | 0.83244 | 0.68491
| 58.5 | 0.51662 | 0.71947 | 0.83243 | 0.68491 | 58.5 | 0.51662 | 0.71947 | 0.83243 | 0.68491 | 58.5 | 0.51662 | 0.71948 | 0.83244 | 0.68491
| 58.5417 | 0.51662 | 0.71947 | 0.83243 | 0.68491 | 58.5417 | 0.51662 | 0.71947 | 0.83243 | 0.68491 | 58.5417 | 0.51662 | 0.71948 | 0.83243 | 0.68491
| 58.5833 | 0.51662 | 0.71947 | 0.83244 | 0.68491 | 58.5833 | 0.51662 | 0.71947 | 0.83244 | 0.68491 | 58.5833 | 0.51662 | 0.71948 | 0.83243 | 0.68491
| 58.625 | 0.51662 | 0.71947 | 0.83244 | 0.68491 | 58.625 | 0.51662 | 0.71947 | 0.83244 | 0.68491 | 58.625 | 0.51662 | 0.71948 | 0.83243 | 0.68491
| 58.6667 | 0.51662 | 0.71947 | 0.83244 | 0.68491 | 58.6667 | 0.51662 | 0.71947 | 0.83244 | 0.68491 | 58.6667 | 0.51662 | 0.71948 | 0.83243 | 0.68491
| 58.7083 | 0.51662 | 0.71947 | 0.83244 | 0.68491 | 58.7083 | 0.51662 | 0.71947 | 0.83244 | 0.68491 | 58.7083 | 0.51662 | 0.71948 | 0.83243 | 0.68491
| 58.75 | 0.51662 | 0.71947 | 0.83244 | 0.68491 | 58.75 | 0.51662 | 0.71947 | 0.83244 | 0.68491 | 58.75 | 0.51662 | 0.71948 | 0.83243 | 0.68491
| 58.7917 | 0.51662 | 0.71947 | 0.83244 | 0.68491 | 58.7917 | 0.51662 | 0.71947 | 0.83244 | 0.68491 | 58.7917 | 0.51662 | 0.71948 | 0.83243 | 0.68491
| 58.8333 | 0.51662 | 0.71947 | 0.83244 | 0.68491 | 58.8333 | 0.51662 | 0.71947 | 0.83244 | 0.68491 | 58.8333 | 0.51662 | 0.71948 | 0.83243 | 0.68491
| 58.875 | 0.51662 | 0.71947 | 0.83244 | 0.68491 | 58.875 | 0.51662 | 0.71947 | 0.83244 | 0.68491 | 58.875 | 0.51662 | 0.71948 | 0.83243 | 0.68491
| 58.9167 | 0.51662 | 0.71947 | 0.83244 | 0.68491 | 58.9167 | 0.51662 | 0.71947 | 0.83244 | 0.68491 | 58.9167 | 0.51662 | 0.71948 | 0.83243 | 0.68491
| 58.9583 | 0.51662 | 0.71947 | 0.83244 | 0.68491 | 58.9583 | 0.51662 | 0.71947 | 0.83244 | 0.68491 | 58.9583 | 0.51662 | 0.71948 | 0.83243 | 0.68491
| 59 | 0.51662 | 0.71947 | 0.83244 | 0.68491 | 59 | 0.51662 | 0.71947 | 0.83244 | 0.68491 | 59 | 0.51662 | 0.71948 | 0.83243 | 0.68491
| 59.0417 | 0.51662 | 0.71947 | 0.83244 | 0.68491 | 59.0417 | 0.51662 | 0.71947 | 0.83244 | 0.68491 | 59.0417 | 0.51662 | 0.71948 | 0.83243 | 0.68491
| 59.0833 | 0.51662 | 0.71947 | 0.83244 | 0.68491 | 59.0833 | 0.51662 | 0.71947 | 0.83244 | 0.68491 | 59.0833 | 0.51662 | 0.71948 | 0.83243 | 0.68491
| 59.125 | 0.51662 | 0.71947 | 0.83244 | 0.68491 | 59.125 | 0.51662 | 0.71947 | 0.83244 | 0.68491 | 59.125 | 0.51662 | 0.71948 | 0.83243 | 0.68491
| 59.1667 | 0.51662 | 0.71947 | 0.83244 | 0.68491 | 59.1667 | 0.51662 | 0.71947 | 0.83244 | 0.68491 | 59.1667 | 0.51662 | 0.71948 | 0.83243 | 0.68491
| 59.2083 | 0.51662 | 0.71947 | 0.83244 | 0.68491 | 59.2083 | 0.51662 | 0.71947 | 0.83244 | 0.68491 | 59.2083 | 0.51662 | 0.71948 | 0.83243 | 0.68491
| 59.25 | 0.51662 | 0.71947 | 0.83244 | 0.68491 | 59.25 | 0.51662 | 0.71947 | 0.83244 | 0.68491 | 59.25 | 0.51662 | 0.71948 | 0.83244 | 0.68491
| 59.2917 | 0.51662 | 0.71947 | 0.83244 | 0.68491 | 59.2917 | 0.51662 | 0.71947 | 0.83244 | 0.68491 | 59.2917 | 0.51662 | 0.71948 | 0.83244 | 0.68491
| 59.3333 | 0.51662 | 0.71947 | 0.83244 | 0.68491 | 59.3333 | 0.51662 | 0.71947 | 0.83244 | 0.68491 | 59.3333 | 0.51662 | 0.71948 | 0.83245 | 0.68492
| 59.375 | 0.51662 | 0.71947 | 0.83244 | 0.68491 | 59.375 | 0.51662 | 0.71947 | 0.83244 | 0.68491 | 59.375 | 0.51662 | 0.71948 | 0.83246 | 0.68492
| 59.4167 | 0.51662 | 0.71947 | 0.83244 | 0.68491 | 59.4167 | 0.51662 | 0.71947 | 0.83244 | 0.68491 | 59.4167 | 0.51662 | 0.71948 | 0.83247 | 0.68493
| 59.4583 | 0.51662 | 0.71947 | 0.83244 | 0.68491 | 59.4583 | 0.51662 | 0.71947 | 0.83244 | 0.68491 | 59.4583 | 0.51662 | 0.71948 | 0.83248 | 0.68493
| 59.5 | 0.51662 | 0.71947 | 0.83244 | 0.68491 | 59.5 | 0.51662 | 0.71948 | 0.83244 | 0.68491 | 59.5 | 0.51662 | 0.71948 | 0.83248 | 0.68493
| 59.5417 | 0.51662 | 0.71948 | 0.83244 | 0.68491 | 59.5417 | 0.51662 | 0.71948 | 0.83244 | 0.68491 | 59.5417 | 0.51662 | 0.71948 | 0.83249 | 0.68493
| 59.5833 | 0.51662 | 0.71948 | 0.83244 | 0.68491 | 59.5833 | 0.51662 | 0.71948 | 0.83244 | 0.68491 | 59.5833 | 0.51662 | 0.71948 | 0.83249 | 0.68493
| 59.625 | 0.51662 | 0.71948 | 0.83243 | 0.68491 | 59.625 | 0.51662 | 0.71948 | 0.83243 | 0.68491 | 59.625 | 0.51662 | 0.71948 | 0.83249 | 0.68493
| 59.6667 | 0.51662 | 0.71948 | 0.83243 | 0.68491 | 59.6667 | 0.51662 | 0.71948 | 0.83243 | 0.68491 | 59.6667 | 0.51662 | 0.71948 | 0.83249 | 0.68493
| 59.7083 | 0.51662 | 0.71948 | 0.83243 | 0.68491 | 59.7083 | 0.51662 | 0.71948 | 0.83243 | 0.68491 | 59.7083 | 0.51662 | 0.71948 | 0.83249 | 0.68493
| 59.75 | 0.51662 | 0.71948 | 0.83243 | 0.68491 | 59.75 | 0.51662 | 0.71948 | 0.83243 | 0.68491 | 59.75 | 0.51662 | 0.71948 | 0.83249 | 0.68493
| 59.7917 | 0.51662 | 0.71948 | 0.83243 | 0.68491 | 59.7917 | 0.51662 | 0.71948 | 0.83243 | 0.68491 | 59.7917 | 0.51662 | 0.71948 | 0.83249 | 0.68493
| 59.8333 | 0.51662 | 0.71948 | 0.83243 | 0.68491 | 59.8333 | 0.51662 | 0.71948 | 0.83243 | 0.68491 | 59.8333 | 0.51662 | 0.71948 | 0.83249 | 0.68493
| 59.875 | 0.51662 | 0.71948 | 0.83243 | 0.68491 | 59.875 | 0.51662 | 0.71948 | 0.83243 | 0.68491 | 59.875 | 0.51662 | 0.71948 | 0.83249 | 0.68493
| 59.9167 | 0.51662 | 0.71948 | 0.83243 | 0.68491 | 59.9167 | 0.51662 | 0.71948 | 0.83243 | 0.68491 | 59.9167 | 0.51662 | 0.71948 | 0.83249 | 0.68493
| 59.9583 | 0.51662 | 0.71948 | 0.83243 | 0.68491 | 59.9583 | 0.51662 | 0.71948 | 0.83243 | 0.68491 | 59.9583 | 0.51662 | 0.71948 | 0.83249 | 0.68493
| 60 | 0.51662 | 0.71948 | 0.83243 | 0.68491 | 60 | 0.51662 | 0.71948 | 0.83243 | 0.68491 | 60 | 0.51662 | 0.71948 | 0.83249 | 0.68493
| 60.0417 | 0.51662 | 0.71948 | 0.83243 | 0.68491 | 60.0417 | 0.51662 | 0.71948 | 0.83243 | 0.68491 | 60.0417 | 0.51662 | 0.71948 | 0.83249 | 0.68493
| 60.0833 | 0.51662 | 0.71948 | 0.83243 | 0.68491 | 60.0833 | 0.51662 | 0.71948 | 0.83243 | 0.68491 | 60.0833 | 0.51662 | 0.71948 | 0.83249 | 0.68493
| 60.125 | 0.51662 | 0.71948 | 0.83243 | 0.68491 | 60.125 | 0.51662 | 0.71948 | 0.83243 | 0.68491 | 60.125 | 0.51662 | 0.71948 | 0.83249 | 0.68493
| 60.1667 | 0.51662 | 0.71948 | 0.83243 | 0.68491 | 60.1667 | 0.51662 | 0.71948 | 0.83243 | 0.68491 | 60.1667 | 0.51662 | 0.71948 | 0.83249 | 0.68493
| 60.2083 | 0.51662 | 0.71948 | 0.83243 | 0.68491 | 60.2083 | 0.51662 | 0.71948 | 0.83243 | 0.68491 | 60.2083 | 0.51662 | 0.71948 | 0.83249 | 0.68493
| 60.25 | 0.51662 | 0.71948 | 0.83243 | 0.68491 | 60.25 | 0.51662 | 0.71948 | 0.83243 | 0.68491 | 60.25 | 0.51662 | 0.71948 | 0.83249 | 0.68493
| 60.2917 | 0.51662 | 0.71948 | 0.83243 | 0.68491 | 60.2917 | 0.51662 | 0.71948 | 0.83243 | 0.68491 | 60.2917 | 0.51662 | 0.71948 | 0.83248 | 0.68493
| 60.3333 | 0.51662 | 0.71948 | 0.83243 | 0.68491 | 60.3333 | 0.51662 | 0.71948 | 0.83243 | 0.68491 | 60.3333 | 0.51662 | 0.71948 | 0.83247 | 0.68493
| 60.375 | 0.51662 | 0.71948 | 0.83244 | 0.68491 | 60.375 | 0.51662 | 0.71948 | 0.83244 | 0.68491 | 60.375 | 0.51662 | 0.71948 | 0.83246 | 0.68492
| 60.4167 | 0.51662 | 0.71948 | 0.83245 | 0.68492 | 60.4167 | 0.51662 | 0.71948 | 0.83245 | 0.68492 | 60.4167 | 0.51662 | 0.71948 | 0.83245 | 0.68492
| 60.4583 | 0.51662 | 0.71948 | 0.83245 | 0.68492 | 60.4583 | 0.51662 | 0.71948 | 0.83246 | 0.68492 | 60.4583 | 0.51662 | 0.71948 | 0.83245 | 0.68492
| 60.5 | 0.51662 | 0.71948 | 0.83246 | 0.68492 | 60.5 | 0.51662 | 0.71948 | 0.83246 | 0.68492 | 60.5 | 0.51662 | 0.71948 | 0.83244 | 0.68491
| 60.5417 | 0.51662 | 0.71948 | 0.83246 | 0.68492 | 60.5417 | 0.51662 | 0.71948 | 0.83247 | 0.68492 | 60.5417 | 0.51662 | 0.71948 | 0.83244 | 0.68491
| 60.5833 | 0.51662 | 0.71948 | 0.83246 | 0.68492 | 60.5833 | 0.51662 | 0.71948 | 0.83247 | 0.68492 | 60.5833 | 0.51662 | 0.71948 | 0.83244 | 0.68491
| 60.625 | 0.51662 | 0.71948 | 0.83246 | 0.68492 | 60.625 | 0.51662 | 0.71948 | 0.83247 | 0.68492 | 60.625 | 0.51662 | 0.71948 | 0.83243 | 0.68491
| 60.6667 | 0.51662 | 0.71948 | 0.83246 | 0.68492 | 60.6667 | 0.51662 | 0.71948 | 0.83247 | 0.68493 | 60.6667 | 0.51662 | 0.71948 | 0.83243 | 0.68491
| 60.7083 | 0.51662 | 0.71948 | 0.83247 | 0.68492 | 60.7083 | 0.51662 | 0.71948 | 0.83247 | 0.68493 | 60.7083 | 0.51662 | 0.71948 | 0.83243 | 0.68491
| 60.75 | 0.51662 | 0.71948 | 0.83247 | 0.68492 | 60.75 | 0.51662 | 0.71948 | 0.83247 | 0.68493 | 60.75 | 0.51662 | 0.71948 | 0.83243 | 0.68491
| 60.7917 | 0.51662 | 0.71948 | 0.83247 | 0.68492 | 60.7917 | 0.51662 | 0.71948 | 0.83247 | 0.68493 | 60.7917 | 0.51662 | 0.71948 | 0.83243 | 0.68491
| 60.8333 | 0.51662 | 0.71948 | 0.83247 | 0.68492 | 60.8333 | 0.51662 | 0.71948 | 0.83247 | 0.68493 | 60.8333 | 0.51662 | 0.71948 | 0.83243 | 0.68491
| 60.875 | 0.51662 | 0.71948 | 0.83247 | 0.68492 | 60.875 | 0.51662 | 0.71948 | 0.83247 | 0.68493 | 60.875 | 0.51662 | 0.71948 | 0.83243 | 0.68491
| 60.9167 | 0.51662 | 0.71948 | 0.83247 | 0.68492 | 60.9167 | 0.51662 | 0.71948 | 0.83247 | 0.68493 | 60.9167 | 0.51662 | 0.71948 | 0.83243 | 0.68491
| 60.9583 | 0.51662 | 0.71948 | 0.83247 | 0.68492 | 60.9583 | 0.51662 | 0.71948 | 0.83247 | 0.68493 | 60.9583 | 0.51662 | 0.71948 | 0.83243 | 0.68491
| 61 | 0.51662 | 0.71948 | 0.83247 | 0.68492 | 61 | 0.51662 | 0.71948 | 0.83247 | 0.68493 | 61 | 0.51662 | 0.71948 | 0.83243 | 0.68491
| 61.0417 | 0.51662 | 0.71948 | 0.83247 | 0.68492 | 61.0417 | 0.51662 | 0.71948 | 0.83247 | 0.68493 | 61.0417 | 0.51662 | 0.71948 | 0.83243 | 0.68491
| 61.0833 | 0.51662 | 0.71948 | 0.83247 | 0.68492 | 61.0833 | 0.51662 | 0.71948 | 0.83247 | 0.68493 | 61.0833 | 0.51662 | 0.71948 | 0.83243 | 0.68491
| 61.125 | 0.51662 | 0.71948 | 0.83247 | 0.68492 | 61.125 | 0.51662 | 0.71948 | 0.83247 | 0.68493 | 61.125 | 0.51662 | 0.71948 | 0.83243 | 0.68491
| 61.1667 | 0.51662 | 0.71948 | 0.83247 | 0.68492 | 61.1667 | 0.51662 | 0.71948 | 0.83247 | 0.68493 | 61.1667 | 0.51662 | 0.71948 | 0.83243 | 0.68491
| 61.2083 | 0.51662 | 0.71948 | 0.83247 | 0.68492 | 61.2083 | 0.51662 | 0.71948 | 0.83247 | 0.68493 | 61.2083 | 0.51662 | 0.71948 | 0.83243 | 0.68491
| 61.25 | 0.51662 | 0.71948 | 0.83247 | 0.68492 | 61.25 | 0.51662 | 0.71948 | 0.83247 | 0.68493 | 61.25 | 0.51662 | 0.71948 | 0.83243 | 0.68491
| 61.2917 | 0.51662 | 0.71948 | 0.83247 | 0.68492 | 61.2917 | 0.51662 | 0.71948 | 0.83247 | 0.68493 | 61.2917 | 0.51662 | 0.71948 | 0.83243 | 0.68491
| 61.3333 | 0.51662 | 0.71948 | 0.83247 | 0.68492 | 61.3333 | 0.51662 | 0.71948 | 0.83247 | 0.68493 | 61.3333 | 0.51662 | 0.71948 | 0.83243 | 0.68491
| 61.375 | 0.51662 | 0.71948 | 0.83246 | 0.68492 | 61.375 | 0.51662 | 0.71948 | 0.83246 | 0.68492 | 61.375 | 0.51662 | 0.71948 | 0.83243 | 0.68491
| 61.4167 | 0.51662 | 0.71948 | 0.83245 | 0.68492 | 61.4167 | 0.51662 | 0.71948 | 0.83245 | 0.68492 | 61.4167 | 0.51662 | 0.71948 | 0.83243 | 0.68491
| 61.4583 | 0.51662 | 0.71948 | 0.83245 | 0.68492 | 61.4583 | 0.51662 | 0.71948 | 0.83245 | 0.68492 | 61.4583 | 0.51662 | 0.71948 | 0.83243 | 0.68491
| 61.5 | 0.51662 | 0.71948 | 0.83244 | 0.68491 | 61.5 | 0.51662 | 0.71948 | 0.83244 | 0.68491 | 61.5 | 0.51662 | 0.71948 | 0.83243 | 0.68491
| 61.5417 | 0.51662 | 0.71948 | 0.83244 | 0.68491 | 61.5417 | 0.51662 | 0.71948 | 0.83244 | 0.68491 | 61.5417 | 0.51662 | 0.71948 | 0.83243 | 0.68491
| 61.5833 | 0.51662 | 0.71948 | 0.83244 | 0.68491 | 61.5833 | 0.51662 | 0.71948 | 0.83244 | 0.68491 | 61.5833 | 0.51662 | 0.71948 | 0.83243 | 0.68491
| 61.625 | 0.51662 | 0.71948 | 0.83243 | 0.68491 | 61.625 | 0.51662 | 0.71948 | 0.83243 | 0.68491 | 61.625 | 0.51662 | 0.71948 | 0.83243 | 0.68491
| 61.6667 | 0.51662 | 0.71948 | 0.83243 | 0.68491 | 61.6667 | 0.51662 | 0.71948 | 0.83243 | 0.68491 | 61.6667 | 0.51662 | 0.71948 | 0.83243 | 0.68491
| 61.7083 | 0.51662 | 0.71948 | 0.83243 | 0.68491 | 61.7083 | 0.51662 | 0.71948 | 0.83243 | 0.68491 | 61.7083 | 0.51662 | 0.71948 | 0.83243 | 0.68491
| 61.75 | 0.51662 | 0.71948 | 0.83243 | 0.68491 | 61.75 | 0.51662 | 0.71948 | 0.83243 | 0.68491 | 61.75 | 0.51662 | 0.71948 | 0.83243 | 0.68491
| 61.7917 | 0.51662 | 0.71948 | 0.83243 | 0.68491 | 61.7917 | 0.51662 | 0.71948 | 0.83243 | 0.68491 | 61.7917 | 0.51662 | 0.71948 | 0.83243 | 0.68491
| 61.8333 | 0.51662 | 0.71948 | 0.83243 | 0.68491 | 61.8333 | 0.51662 | 0.71948 | 0.83243 | 0.68491 | 61.8333 | 0.51662 | 0.71948 | 0.83243 | 0.68491
| 61.875 | 0.51662 | 0.71948 | 0.83243 | 0.68491 | 61.875 | 0.51662 | 0.71948 | 0.83243 | 0.68491 | 61.875 | 0.51662 | 0.71948 | 0.83243 | 0.68491
| 61.9167 | 0.51662 | 0.71948 | 0.83243 | 0.68491 | 61.9167 | 0.51662 | 0.71948 | 0.83243 | 0.68491 | 61.9167 | 0.51662 | 0.71948 | 0.83243 | 0.68491
| 61.9583 | 0.51662 | 0.71948 | 0.83243 | 0.68491 | 61.9583 | 0.51662 | 0.71948 | 0.83243 | 0.68491 | 61.9583 | 0.51662 | 0.71948 | 0.83243 | 0.68491
| 62 | 0.51662 | 0.71948 | 0.83243 | 0.68491 | 62 | 0.51662 | 0.71948 | 0.83243 | 0.68491 | 62 | 0.51662 | 0.71948 | 0.83243 | 0.68491
| 62.0417 | 0.51662 | 0.71948 | 0.83243 | 0.68491 | 62.0417 | 0.51662 | 0.71948 | 0.83243 | 0.68491 | 62.0417 | 0.51662 | 0.71948 | 0.83243 | 0.68491
| 62.0833 | 0.51662 | 0.71948 | 0.83243 | 0.68491 | 62.0833 | 0.51662 | 0.71948 | 0.83243 | 0.68491 | 62.0833 | 0.51662 | 0.71948 | 0.83243 | 0.68491
| 62.125 | 0.51662 | 0.71948 | 0.83243 | 0.68491 | 62.125 | 0.51662 | 0.71948 | 0.83243 | 0.68491 | 62.125 | 0.51662 | 0.71948 | 0.83243 | 0.68491
| 62.1667 | 0.51662 | 0.71948 | 0.83243 | 0.68491 | 62.1667 | 0.51662 | 0.71948 | 0.83243 | 0.68491 | 62.1667 | 0.51662 | 0.71948 | 0.83243 | 0.68491
| 62.2083 | 0.51662 | 0.71948 | 0.83243 | 0.68491 | 62.2083 | 0.51662 | 0.71948 | 0.83243 | 0.68491 | 62.2083 | 0.51662 | 0.71948 | 0.83243 | 0.68491
| 62.25 | 0.51662 | 0.71948 | 0.83243 | 0.68491 | 62.25 | 0.51662 | 0.71948 | 0.83243 | 0.68491 | 62.25 | 0.51662 | 0.71948 | 0.83243 | 0.68491
| 62.2917 | 0.51662 | 0.71948 | 0.83244 | 0.68491 | 62.2917 | 0.51662 | 0.71948 | 0.83244 | 0.68491 | 62.2917 | 0.51662 | 0.71948 | 0.83243 | 0.68491
| 62.3333 | 0.51662 | 0.71948 | 0.83244 | 0.68491 | 62.3333 | 0.51662 | 0.71948 | 0.83244 | 0.68491 | 62.3333 | 0.51662 | 0.71948 | 0.83243 | 0.68491
| 62.375 | 0.51662 | 0.71948 | 0.83244 | 0.68491 | 62.375 | 0.51662 | 0.71948 | 0.83244 | 0.68491 | 62.375 | 0.51662 | 0.71948 | 0.83243 | 0.68491
| 62.4167 | 0.51662 | 0.71948 | 0.83244 | 0.68491 | 62.4167 | 0.51662 | 0.71948 | 0.83245 | 0.68492 | 62.4167 | 0.51662 | 0.71948 | 0.83243 | 0.68491
| 62.4583 | 0.51662 | 0.71948 | 0.83245 | 0.68492 | 62.4583 | 0.51662 | 0.71948 | 0.83245 | 0.68492 | 62.4583 | 0.51662 | 0.71948 | 0.83243 | 0.68491
| 62.5 | 0.51662 | 0.71948 | 0.83245 | 0.68492 | 62.5 | 0.51662 | 0.71948 | 0.83245 | 0.68492 | 62.5 | 0.51662 | 0.71948 | 0.83243 | 0.68491
| 62.5417 | 0.51662 | 0.71948 | 0.83245 | 0.68492 | 62.5417 | 0.51662 | 0.71948 | 0.83245 | 0.68492 | 62.5417 | 0.51662 | 0.71948 | 0.83243 | 0.68491
| 62.5833 | 0.51662 | 0.71948 | 0.83245 | 0.68492 | 62.5833 | 0.51662 | 0.71948 | 0.83245 | 0.68492 | 62.5833 | 0.51662 | 0.71948 | 0.83243 | 0.68491
| 62.625 | 0.51662 | 0.71948 | 0.83245 | 0.68492 | 62.625 | 0.51662 | 0.71948 | 0.83245 | 0.68492 | 62.625 | 0.51662 | 0.71948 | 0.83243 | 0.68491
| 62.6667 | 0.51662 | 0.71948 | 0.83245 | 0.68492 | 62.6667 | 0.51662 | 0.71948 | 0.83245 | 0.68492 | 62.6667 | 0.51662 | 0.71948 | 0.83243 | 0.68491
| 62.7083 | 0.51662 | 0.71948 | 0.83245 | 0.68492 | 62.7083 | 0.51662 | 0.71948 | 0.83246 | 0.68492 | 62.7083 | 0.51662 | 0.71948 | 0.83243 | 0.68491
| 62.75 | 0.51662 | 0.71948 | 0.83245 | 0.68492 | 62.75 | 0.51662 | 0.71948 | 0.83246 | 0.68492 | 62.75 | 0.51662 | 0.71948 | 0.83244 | 0.68491
| 62.7917 | 0.51662 | 0.71948 | 0.83245 | 0.68492 | 62.7917 | 0.51662 | 0.71948 | 0.83246 | 0.68492 | 62.7917 | 0.51767 | 0.72168 | 0.83262 | 0.68595
| 62.8333 | 0.51662 | 0.71948 | 0.83245 | 0.68492 | 62.8333 | 0.51662 | 0.71948 | 0.83246 | 0.68492 | 62.8333 | 0.51767 | 0.72168 | 0.83262 | 0.68595
| 62.875 | 0.51662 | 0.71948 | 0.83245 | 0.68492 | 62.875 | 0.51662 | 0.71948 | 0.83246 | 0.68492 | 62.875 | 0.51767 | 0.72168 | 0.83262 | 0.68596
| 62.9167 | 0.51662 | 0.71948 | 0.83245 | 0.68492 | 62.9167 | 0.51662 | 0.71948 | 0.83246 | 0.68492 | 62.9167 | 0.51767 | 0.72168 | 0.83262 | 0.68596
| 62.9583 | 0.51662 | 0.71948 | 0.83245 | 0.68492 | 62.9583 | 0.51662 | 0.71948 | 0.83246 | 0.68492 | 62.9583 | 0.51767 | 0.72168 | 0.83263 | 0.68596
| 63 | 0.51662 | 0.71948 | 0.83245 | 0.68492 | 63 | 0.51662 | 0.71948 | 0.83246 | 0.68492 | 63 | 0.51767 | 0.72168 | 0.83263 | 0.68596
| 63.0417 | 0.51662 | 0.71948 | 0.83245 | 0.68492 | 63.0417 | 0.51662 | 0.71948 | 0.83246 | 0.68492 | 63.0417 | 0.51767 | 0.72168 | 0.83263 | 0.68596
| 63.0833 | 0.51662 | 0.71948 | 0.83245 | 0.68492 | 63.0833 | 0.51662 | 0.71948 | 0.83246 | 0.68492 | 63.0833 | 0.51767 | 0.72168 | 0.83263 | 0.68596
| 63.125 | 0.51662 | 0.71948 | 0.83245 | 0.68492 | 63.125 | 0.51662 | 0.71948 | 0.83246 | 0.68492 | 63.125 | 0.51767 | 0.72168 | 0.83263 | 0.68596
| 63.1667 | 0.51662 | 0.71948 | 0.83245 | 0.68492 | 63.1667 | 0.51662 | 0.71948 | 0.83246 | 0.68492 | 63.1667 | 0.51767 | 0.72168 | 0.83263 | 0.68596
| 63.2083 | 0.51662 | 0.71948 | 0.83245 | 0.68492 | 63.2083 | 0.51662 | 0.71948 | 0.83246 | 0.68492 | 63.2083 | 0.51767 | 0.72168 | 0.83263 | 0.68596
| 63.25 | 0.51662 | 0.71948 | 0.83245 | 0.68492 | 63.25 | 0.51662 | 0.71948 | 0.83246 | 0.68492 | 63.25 | 0.51767 | 0.72168 | 0.83263 | 0.68596
| 63.2917 | 0.51662 | 0.71948 | 0.83245 | 0.68491 | 63.2917 | 0.51662 | 0.71948 | 0.83245 | 0.68492 | 63.2917 | 0.51767 | 0.72168 | 0.83263 | 0.68596
| 63.3333 | 0.51662 | 0.71948 | 0.83244 | 0.68491 | 63.3333 | 0.51662 | 0.71948 | 0.83245 | 0.68492 | 63.3333 | 0.51767 | 0.72168 | 0.83263 | 0.68596
| 63.375 | 0.51662 | 0.71948 | 0.83244 | 0.68491 | 63.375 | 0.51662 | 0.71948 | 0.83244 | 0.68491 | 63.375 | 0.51767 | 0.72168 | 0.83263 | 0.68596
| 63.4167 | 0.51662 | 0.71948 | 0.83244 | 0.68491 | 63.4167 | 0.51662 | 0.71948 | 0.83244 | 0.68491 | 63.4167 | 0.51767 | 0.72168 | 0.83263 | 0.68596
| 63.4583 | 0.51662 | 0.71948 | 0.83244 | 0.68491 | 63.4583 | 0.51662 | 0.71948 | 0.83244 | 0.68491 | 63.4583 | 0.51767 | 0.72168 | 0.83263 | 0.68596
| 63.5 | 0.51662 | 0.71948 | 0.83243 | 0.68491 | 63.5 | 0.51662 | 0.71948 | 0.83243 | 0.68491 | 63.5 | 0.51767 | 0.72168 | 0.83263 | 0.68596
| 63.5417 | 0.51662 | 0.71948 | 0.83243 | 0.68491 | 63.5417 | 0.51662 | 0.71948 | 0.83243 | 0.68491 | 63.5417 | 0.51767 | 0.72168 | 0.83263 | 0.68596
| 63.5833 | 0.51662 | 0.71948 | 0.83243 | 0.68491 | 63.5833 | 0.51662 | 0.71948 | 0.83243 | 0.68491 | 63.5833 | 0.51767 | 0.72168 | 0.83263 | 0.68596
| 63.625 | 0.51662 | 0.71948 | 0.83243 | 0.68491 | 63.625 | 0.51662 | 0.71948 | 0.83243 | 0.68491 | 63.625 | 0.51767 | 0.72168 | 0.83263 | 0.68596
| 63.6667 | 0.51662 | 0.71948 | 0.83243 | 0.68491 | 63.6667 | 0.51662 | 0.71948 | 0.83243 | 0.68491 | 63.6667 | 0.51767 | 0.72168 | 0.83263 | 0.68596
| 63.7083 | 0.51662 | 0.71948 | 0.83243 | 0.68491 | 63.7083 | 0.51662 | 0.71948 | 0.83243 | 0.68491 | 63.7083 | 0.51767 | 0.72168 | 0.83263 | 0.68596
| 63.75 | 0.51662 | 0.71948 | 0.83243 | 0.68491 | 63.75 | 0.51662 | 0.71948 | 0.83243 | 0.68491 | 63.75 | 0.51767 | 0.72168 | 0.83262 | 0.68595
| 63.7917 | 0.51662 | 0.71948 | 0.83243 | 0.68491 | 63.7917 | 0.51662 | 0.71948 | 0.83243 | 0.68491 | 63.7917 | 0.51662 | 0.71948 | 0.83244 | 0.68491
| 63.8333 | 0.51662 | 0.71948 | 0.83243 | 0.68491 | 63.8333 | 0.51662 | 0.71948 | 0.83243 | 0.68491 | 63.8333 | 0.51662 | 0.71948 | 0.83244 | 0.68491
| 63.875 | 0.51662 | 0.71948 | 0.83243 | 0.68491 | 63.875 | 0.51662 | 0.71948 | 0.83242 | 0.68491 | 63.875 | 0.51662 | 0.71948 | 0.83244 | 0.68491
| 63.9167 | 0.51662 | 0.71948 | 0.83242 | 0.68491 | 63.9167 | 0.51662 | 0.71948 | 0.83242 | 0.6849 | 63.9167 | 0.51662 | 0.71948 | 0.83243 | 0.68491
| 63.9583 | 0.51662 | 0.71948 | 0.83242 | 0.68491 | 63.9583 | 0.51662 | 0.71948 | 0.83242 | 0.6849 | 63.9583 | 0.51662 | 0.71948 | 0.83243 | 0.68491
| 64 | 0.51662 | 0.71948 | 0.83242 | 0.68491 | 64 | 0.51662 | 0.71948 | 0.83241 | 0.6849 | 64 | 0.51662 | 0.71948 | 0.83243 | 0.68491
| 64.0417 | 0.51662 | 0.71948 | 0.83242 | 0.68491 | 64.0417 | 0.51662 | 0.71948 | 0.83241 | 0.6849 | 64.0417 | 0.51662 | 0.71948 | 0.83243 | 0.68491
| 64.0833 | 0.51662 | 0.71948 | 0.83242 | 0.68491 | 64.0833 | 0.51662 | 0.71948 | 0.83241 | 0.6849 | 64.0833 | 0.51662 | 0.71948 | 0.83243 | 0.68491
| 64.125 | 0.51662 | 0.71948 | 0.83242 | 0.6849 | 64.125 | 0.51662 | 0.71948 | 0.83241 | 0.6849 | 64.125 | 0.51662 | 0.71948 | 0.83243 | 0.68491
| 64.1667 | 0.51662 | 0.71948 | 0.83242 | 0.6849 | 64.1667 | 0.51662 | 0.71948 | 0.83241 | 0.6849 | 64.1667 | 0.51662 | 0.71948 | 0.83243 | 0.68491
| 64.2083 | 0.51662 | 0.71948 | 0.83242 | 0.6849 | 64.2083 | 0.51662 | 0.71948 | 0.83241 | 0.6849 | 64.2083 | 0.51662 | 0.71948 | 0.83243 | 0.68491
| 64.25 | 0.51662 | 0.71948 | 0.83242 | 0.6849 | 64.25 | 0.51662 | 0.71948 | 0.83241 | 0.6849 | 64.25 | 0.51662 | 0.71948 | 0.83243 | 0.68491
| 64.2917 | 0.51662 | 0.71948 | 0.83242 | 0.6849 | 64.2917 | 0.51662 | 0.71948 | 0.83241 | 0.6849 | 64.2917 | 0.51662 | 0.71948 | 0.83243 | 0.68491
| 64.3333 | 0.51662 | 0.71948 | 0.83242 | 0.6849 | 64.3333 | 0.51662 | 0.71948 | 0.83241 | 0.6849 | 64.3333 | 0.51662 | 0.71948 | 0.83243 | 0.68491
| 64.375 | 0.51662 | 0.71948 | 0.83242 | 0.6849 | 64.375 | 0.51662 | 0.71948 | 0.83241 | 0.6849 | 64.375 | 0.51662 | 0.71948 | 0.83243 | 0.68491
| 64.4167 | 0.51662 | 0.71948 | 0.83242 | 0.6849 | 64.4167 | 0.51662 | 0.71948 | 0.83241 | 0.6849 | 64.4167 | 0.51662 | 0.71948 | 0.83243 | 0.68491
| 64.4583 | 0.51662 | 0.71948 | 0.83242 | 0.6849 | 64.4583 | 0.51662 | 0.71948 | 0.83241 | 0.6849 | 64.4583 | 0.51662 | 0.71948 | 0.83243 | 0.68491
| 64.5 | 0.51662 | 0.71948 | 0.83242 | 0.6849 | 64.5 | 0.51662 | 0.71948 | 0.83241 | 0.6849 | 64.5 | 0.51662 | 0.71948 | 0.83243 | 0.68491
| 64.5417 | 0.51662 | 0.71948 | 0.83242 | 0.6849 | 64.5417 | 0.51662 | 0.71948 | 0.83241 | 0.6849 | 64.5417 | 0.51662 | 0.71948 | 0.83243 | 0.68491
| 64.5833 | 0.51662 | 0.71948 | 0.83242 | 0.6849 | 64.5833 | 0.51662 | 0.71948 | 0.83241 | 0.6849 | 64.5833 | 0.51662 | 0.71948 | 0.83243 | 0.68491
| 64.625 | 0.51662 | 0.71948 | 0.83242 | 0.6849 | 64.625 | 0.51662 | 0.71948 | 0.83241 | 0.6849 | 64.625 | 0.51662 | 0.71948 | 0.83243 | 0.68491
| 64.6667 | 0.51662 | 0.71948 | 0.83242 | 0.6849 | 64.6667 | 0.51662 | 0.71948 | 0.83241 | 0.6849 | 64.6667 | 0.51662 | 0.71948 | 0.83244 | 0.68491
| 64.7083 | 0.51662 | 0.71948 | 0.83242 | 0.6849 | 64.7083 | 0.51662 | 0.71948 | 0.83241 | 0.6849 | 64.7083 | 0.51662 | 0.71947 | 0.83244 | 0.68491
| 64.75 | 0.51662 | 0.71948 | 0.83242 | 0.6849 | 64.75 | 0.51662 | 0.71948 | 0.83241 | 0.6849 | 64.75 | 0.51662 | 0.71947 | 0.83244 | 0.68491
| 64.7917 | 0.51662 | 0.71948 | 0.83242 | 0.6849 | 64.7917 | 0.51662 | 0.71948 | 0.83241 | 0.6849 | 64.7917 | 0.51662 | 0.71947 | 0.83244 | 0.68491
| 64.8333 | 0.51662 | 0.71948 | 0.83242 | 0.68491 | 64.8333 | 0.51662 | 0.71948 | 0.83242 | 0.6849 | 64.8333 | 0.51662 | 0.71947 | 0.83244 | 0.68491
| 64.875 | 0.51662 | 0.71948 | 0.83242 | 0.68491 | 64.875 | 0.51662 | 0.71948 | 0.83242 | 0.68491 | 64.875 | 0.51662 | 0.71947 | 0.83244 | 0.68491
| 64.9167 | 0.51662 | 0.71948 | 0.83243 | 0.68491 | 64.9167 | 0.51662 | 0.71948 | 0.83242 | 0.68491 | 64.9167 | 0.51662 | 0.71947 | 0.83244 | 0.68491
| 64.9583 | 0.51662 | 0.71948 | 0.83243 | 0.68491 | 64.9583 | 0.51662 | 0.71948 | 0.83243 | 0.68491 | 64.9583 | 0.51662 | 0.71947 | 0.83245 | 0.68491
| 65 | 0.51662 | 0.71948 | 0.83243 | 0.68491 | 65 | 0.51662 | 0.71948 | 0.83243 | 0.68491 | 65 | 0.51662 | 0.71947 | 0.83245 | 0.68491
| 65.0417 | 0.51662 | 0.71948 | 0.83243 | 0.68491 | 65.0417 | 0.51662 | 0.71948 | 0.83243 | 0.68491 | 65.0417 | 0.51662 | 0.71947 | 0.83245 | 0.68491
| 65.0833 | 0.51662 | 0.71948 | 0.83243 | 0.68491 | 65.0833 | 0.51662 | 0.71948 | 0.83243 | 0.68491 | 65.0833 | 0.51662 | 0.71947 | 0.83245 | 0.68491
| 65.125 | 0.51662 | 0.71948 | 0.83243 | 0.68491 | 65.125 | 0.51662 | 0.71948 | 0.83243 | 0.68491 | 65.125 | 0.51662 | 0.71947 | 0.83245 | 0.68491
| 65.1667 | 0.51662 | 0.71948 | 0.83243 | 0.68491 | 65.1667 | 0.51662 | 0.71948 | 0.83243 | 0.68491 | 65.1667 | 0.51662 | 0.71947 | 0.83245 | 0.68491
| 65.2083 | 0.51662 | 0.71948 | 0.83243 | 0.68491 | 65.2083 | 0.51662 | 0.71948 | 0.83243 | 0.68491 | 65.2083 | 0.51662 | 0.71947 | 0.83245 | 0.68491
| 65.25 | 0.51662 | 0.71948 | 0.83243 | 0.68491 | 65.25 | 0.51662 | 0.71948 | 0.83243 | 0.68491 | 65.25 | 0.51662 | 0.71947 | 0.83245 | 0.68491
| 65.2917 | 0.51662 | 0.71948 | 0.83243 | 0.68491 | 65.2917 | 0.51662 | 0.71948 | 0.83243 | 0.68491 | 65.2917 | 0.51662 | 0.71947 | 0.83245 | 0.68491
| 65.3333 | 0.51662 | 0.71948 | 0.83243 | 0.68491 | 65.3333 | 0.51662 | 0.71948 | 0.83243 | 0.68491 | 65.3333 | 0.51662 | 0.71947 | 0.83245 | 0.68491
| 65.375 | 0.51662 | 0.71948 | 0.83243 | 0.68491 | 65.375 | 0.51662 | 0.71948 | 0.83243 | 0.68491 | 65.375 | 0.51662 | 0.71947 | 0.83245 | 0.68491
| 65.4167 | 0.51662 | 0.71948 | 0.83243 | 0.68491 | 65.4167 | 0.51662 | 0.71948 | 0.83243 | 0.68491 | 65.4167 | 0.51662 | 0.71947 | 0.83245 | 0.68491
| 65.4583 | 0.51662 | 0.71948 | 0.83243 | 0.68491 | 65.4583 | 0.51662 | 0.71948 | 0.83243 | 0.68491 | 65.4583 | 0.51662 | 0.71947 | 0.83245 | 0.68491
| 65.5 | 0.51662 | 0.71948 | 0.83243 | 0.68491 | 65.5 | 0.51662 | 0.71948 | 0.83243 | 0.68491 | 65.5 | 0.51662 | 0.71947 | 0.83245 | 0.68491
| 65.5417 | 0.51662 | 0.71948 | 0.83243 | 0.68491 | 65.5417 | 0.51662 | 0.71948 | 0.83243 | 0.68491 | 65.5417 | 0.51662 | 0.71947 | 0.83245 | 0.68491
| 65.5833 | 0.51662 | 0.71948 | 0.83243 | 0.68491 | 65.5833 | 0.51662 | 0.71948 | 0.83243 | 0.68491 | 65.5833 | 0.51662 | 0.71947 | 0.83245 | 0.68491
| 65.625 | 0.51662 | 0.71948 | 0.83243 | 0.68491 | 65.625 | 0.51662 | 0.71948 | 0.83243 | 0.68491 | 65.625 | 0.51662 | 0.71947 | 0.83245 | 0.68491
| 65.6667 | 0.51662 | 0.71948 | 0.83243 | 0.68491 | 65.6667 | 0.51662 | 0.71948 | 0.83243 | 0.68491 | 65.6667 | 0.51662 | 0.71947 | 0.83244 | 0.68491
| 65.7083 | 0.51662 | 0.71948 | 0.83243 | 0.68491 | 65.7083 | 0.51662 | 0.71948 | 0.83243 | 0.68491 | 65.7083 | 0.51662 | 0.71948 | 0.83244 | 0.68491
| 65.75 | 0.51662 | 0.71948 | 0.83244 | 0.68491 | 65.75 | 0.51662 | 0.71948 | 0.83244 | 0.68491 | 65.75 | 0.51662 | 0.71948 | 0.83244 | 0.68491
| 65.7917 | 0.51767 | 0.72168 | 0.83262 | 0.68595 | 65.7917 | 0.51767 | 0.72168 | 0.83262 | 0.68595 | 65.7917 | 0.51662 | 0.71948 | 0.83243 | 0.68491
| 65.8333 | 0.51767 | 0.72168 | 0.83262 | 0.68595 | 65.8333 | 0.51767 | 0.72168 | 0.83262 | 0.68596 | 65.8333 | 0.51662 | 0.71948 | 0.83243 | 0.68491
| 65.875 | 0.51767 | 0.72168 | 0.83262 | 0.68595 | 65.875 | 0.51767 | 0.72168 | 0.83263 | 0.68596 | 65.875 | 0.51662 | 0.71948 | 0.83243 | 0.68491
| 65.9167 | 0.51767 | 0.72168 | 0.83262 | 0.68595 | 65.9167 | 0.51767 | 0.72168 | 0.83263 | 0.68596 | 65.9167 | 0.51662 | 0.71948 | 0.83243 | 0.68491
| 65.9583 | 0.51767 | 0.72168 | 0.83262 | 0.68595 | 65.9583 | 0.51767 | 0.72168 | 0.83263 | 0.68596 | 65.9583 | 0.51662 | 0.71948 | 0.83243 | 0.68491
| 66 | 0.51767 | 0.72168 | 0.83262 | 0.68595 | 66 | 0.51767 | 0.72168 | 0.83263 | 0.68596 | 66 | 0.51662 | 0.71948 | 0.83243 | 0.68491
| 66.0417 | 0.51767 | 0.72168 | 0.83262 | 0.68595 | 66.0417 | 0.51767 | 0.72168 | 0.83263 | 0.68596 | 66.0417 | 0.51662 | 0.71948 | 0.83243 | 0.68491
| 66.0833 | 0.51767 | 0.72168 | 0.83262 | 0.68595 | 66.0833 | 0.51767 | 0.72168 | 0.83263 | 0.68596 | 66.0833 | 0.51662 | 0.71948 | 0.83243 | 0.68491
| 66.125 | 0.51767 | 0.72168 | 0.83262 | 0.68595 | 66.125 | 0.51767 | 0.72168 | 0.83263 | 0.68596 | 66.125 | 0.51662 | 0.71948 | 0.83243 | 0.68491
| 66.1667 | 0.51767 | 0.72168 | 0.83262 | 0.68595 | 66.1667 | 0.51767 | 0.72168 | 0.83263 | 0.68596 | 66.1667 | 0.51662 | 0.71948 | 0.83243 | 0.68491
| 66.2083 | 0.51767 | 0.72168 | 0.83262 | 0.68595 | 66.2083 | 0.51767 | 0.72168 | 0.83263 | 0.68596 | 66.2083 | 0.51662 | 0.71948 | 0.83243 | 0.68491
| 66.25 | 0.51767 | 0.72168 | 0.83262 | 0.68595 | 66.25 | 0.51767 | 0.72168 | 0.83263 | 0.68596 | 66.25 | 0.51662 | 0.71948 | 0.83243 | 0.68491
| 66.2917 | 0.51767 | 0.72168 | 0.83262 | 0.68595 | 66.2917 | 0.51767 | 0.72168 | 0.83263 | 0.68596 | 66.2917 | 0.51662 | 0.71948 | 0.83243 | 0.68491
| 66.3333 | 0.51767 | 0.72168 | 0.83262 | 0.68595 | 66.3333 | 0.51767 | 0.72168 | 0.83263 | 0.68596 | 66.3333 | 0.51662 | 0.71948 | 0.83243 | 0.68491
| 66.375 | 0.51767 | 0.72168 | 0.83262 | 0.68595 | 66.375 | 0.51767 | 0.72168 | 0.83263 | 0.68596 | 66.375 | 0.51662 | 0.71948 | 0.83243 | 0.68491
| 66.4167 | 0.51767 | 0.72168 | 0.83262 | 0.68595 | 66.4167 | 0.51767 | 0.72168 | 0.83263 | 0.68596 | 66.4167 | 0.51662 | 0.71948 | 0.83243 | 0.68491
| 66.4583 | 0.51767 | 0.72168 | 0.83262 | 0.68595 | 66.4583 | 0.51767 | 0.72168 | 0.83263 | 0.68596 | 66.4583 | 0.51662 | 0.71948 | 0.83243 | 0.68491
| 66.5 | 0.51767 | 0.72168 | 0.83262 | 0.68595 | 66.5 | 0.51767 | 0.72168 | 0.83263 | 0.68596 | 66.5 | 0.51662 | 0.71948 | 0.83243 | 0.68491
| 66.5417 | 0.51767 | 0.72168 | 0.83262 | 0.68595 | 66.5417 | 0.51767 | 0.72168 | 0.83263 | 0.68596 | 66.5417 | 0.51662 | 0.71948 | 0.83243 | 0.68491
| 66.5833 | 0.51767 | 0.72168 | 0.83262 | 0.68595 | 66.5833 | 0.51767 | 0.72168 | 0.83263 | 0.68596 | 66.5833 | 0.51662 | 0.71948 | 0.83243 | 0.68491
| 66.625 | 0.51767 | 0.72168 | 0.83262 | 0.68595 | 66.625 | 0.51767 | 0.72168 | 0.83263 | 0.68596 | 66.625 | 0.51662 | 0.71948 | 0.83243 | 0.68491
| 66.6667 | 0.51767 | 0.72168 | 0.83262 | 0.68595 | 66.6667 | 0.51767 | 0.72168 | 0.83263 | 0.68596 | 66.6667 | 0.51662 | 0.71948 | 0.83243 | 0.68491
| 66.7083 | 0.51767 | 0.72168 | 0.83262 | 0.68595 | 66.7083 | 0.51767 | 0.72168 | 0.83263 | 0.68596 | 66.7083 | 0.51662 | 0.71947 | 0.83243 | 0.68491
| 66.75 | 0.51767 | 0.72168 | 0.83261 | 0.68595 | 66.75 | 0.51767 | 0.72168 | 0.83262 | 0.68596 | 66.75 | 0.51662 | 0.71947 | 0.83243 | 0.68491
| 66.7917 | 0.51662 | 0.71948 | 0.83243 | 0.68491 | 66.7917 | 0.51662 | 0.71948 | 0.83244 | 0.68491 | 66.7917 | 0.51662 | 0.71947 | 0.83244 | 0.68491
| 66.8333 | 0.51662 | 0.71948 | 0.83243 | 0.68491 | 66.8333 | 0.51662 | 0.71948 | 0.83244 | 0.68491 | 66.8333 | 0.51662 | 0.71948 | 0.83244 | 0.68491
| 66.875 | 0.51662 | 0.71948 | 0.83243 | 0.68491 | 66.875 | 0.51662 | 0.71948 | 0.83244 | 0.68491 | 66.875 | 0.51662 | 0.71948 | 0.83244 | 0.68491
| 66.9167 | 0.51662 | 0.71948 | 0.83243 | 0.68491 | 66.9167 | 0.51662 | 0.71948 | 0.83244 | 0.68491 | 66.9167 | 0.51662 | 0.71948 | 0.83244 | 0.68491
| 66.9583 | 0.51662 | 0.71948 | 0.83243 | 0.68491 | 66.9583 | 0.51662 | 0.71948 | 0.83243 | 0.68491 | 66.9583 | 0.51662 | 0.71948 | 0.83244 | 0.68491
| 67 | 0.51662 | 0.71948 | 0.83243 | 0.68491 | 67 | 0.51662 | 0.71948 | 0.83243 | 0.68491 | 67 | 0.51662 | 0.71948 | 0.83244 | 0.68491
| 67.0417 | 0.51662 | 0.71948 | 0.83243 | 0.68491 | 67.0417 | 0.51662 | 0.71948 | 0.83243 | 0.68491 | 67.0417 | 0.51662 | 0.71948 | 0.83244 | 0.68491
| 67.0833 | 0.51662 | 0.71948 | 0.83243 | 0.68491 | 67.0833 | 0.51662 | 0.71948 | 0.83243 | 0.68491 | 67.0833 | 0.51662 | 0.71948 | 0.83244 | 0.68491
| 67.125 | 0.51662 | 0.71948 | 0.83243 | 0.68491 | 67.125 | 0.51662 | 0.71948 | 0.83243 | 0.68491 | 67.125 | 0.51662 | 0.71948 | 0.83244 | 0.68491
| 67.1667 | 0.51662 | 0.71948 | 0.83243 | 0.68491 | 67.1667 | 0.51662 | 0.71948 | 0.83243 | 0.68491 | 67.1667 | 0.51662 | 0.71948 | 0.83244 | 0.68491
| 67.2083 | 0.51662 | 0.71948 | 0.83243 | 0.68491 | 67.2083 | 0.51662 | 0.71948 | 0.83243 | 0.68491 | 67.2083 | 0.51662 | 0.71948 | 0.83244 | 0.68491
| 67.25 | 0.51662 | 0.71948 | 0.83243 | 0.68491 | 67.25 | 0.51662 | 0.71948 | 0.83243 | 0.68491 | 67.25 | 0.51662 | 0.71948 | 0.83244 | 0.68491
| 67.2917 | 0.51662 | 0.71948 | 0.83243 | 0.68491 | 67.2917 | 0.51662 | 0.71948 | 0.83243 | 0.68491 | 67.2917 | 0.51662 | 0.71948 | 0.83244 | 0.68491
| 67.3333 | 0.51662 | 0.71948 | 0.83243 | 0.68491 | 67.3333 | 0.51662 | 0.71948 | 0.83243 | 0.68491 | 67.3333 | 0.51662 | 0.71948 | 0.83244 | 0.68491
| 67.375 | 0.51662 | 0.71948 | 0.83243 | 0.68491 | 67.375 | 0.51662 | 0.71948 | 0.83243 | 0.68491 | 67.375 | 0.51662 | 0.71948 | 0.83244 | 0.68491
| 67.4167 | 0.51662 | 0.71948 | 0.83243 | 0.68491 | 67.4167 | 0.51662 | 0.71948 | 0.83243 | 0.68491 | 67.4167 | 0.51662 | 0.71948 | 0.83244 | 0.68491
| 67.4583 | 0.51662 | 0.71948 | 0.83243 | 0.68491 | 67.4583 | 0.51662 | 0.71948 | 0.83243 | 0.68491 | 67.4583 | 0.51662 | 0.71948 | 0.83244 | 0.68491
| 67.5 | 0.51662 | 0.71948 | 0.83243 | 0.68491 | 67.5 | 0.51662 | 0.71948 | 0.83243 | 0.68491 | 67.5 | 0.51662 | 0.71948 | 0.83244 | 0.68491
| 67.5417 | 0.51662 | 0.71948 | 0.83243 | 0.68491 | 67.5417 | 0.51662 | 0.71948 | 0.83243 | 0.68491 | 67.5417 | 0.51662 | 0.71948 | 0.83244 | 0.68491
| 67.5833 | 0.51662 | 0.71948 | 0.83243 | 0.68491 | 67.5833 | 0.51662 | 0.71948 | 0.83243 | 0.68491 | 67.5833 | 0.51662 | 0.71948 | 0.83244 | 0.68491
| 67.625 | 0.51662 | 0.71948 | 0.83243 | 0.68491 | 67.625 | 0.51662 | 0.71948 | 0.83243 | 0.68491 | 67.625 | 0.51662 | 0.71948 | 0.83244 | 0.68491
| 67.6667 | 0.51662 | 0.71948 | 0.83244 | 0.68491 | 67.6667 | 0.51662 | 0.71948 | 0.83243 | 0.68491 | 67.6667 | 0.51662 | 0.71948 | 0.83244 | 0.68491
| 67.7083 | 0.51662 | 0.71947 | 0.83244 | 0.68491 | 67.7083 | 0.51662 | 0.71947 | 0.83244 | 0.68491 | 67.7083 | 0.51662 | 0.71948 | 0.83244 | 0.68491
| 67.75 | 0.51662 | 0.71947 | 0.83244 | 0.68491 | 67.75 | 0.51662 | 0.71947 | 0.83244 | 0.68491 | 67.75 | 0.51662 | 0.71948 | 0.83244 | 0.68491
| 67.7917 | 0.51662 | 0.71947 | 0.83245 | 0.68492 | 67.7917 | 0.51662 | 0.71947 | 0.83244 | 0.68491 | 67.7917 | 0.51662 | 0.71948 | 0.83244 | 0.68491
| 67.8333 | 0.51662 | 0.71947 | 0.83245 | 0.68492 | 67.8333 | 0.51662 | 0.71947 | 0.83244 | 0.68491 | 67.8333 | 0.51662 | 0.71948 | 0.83243 | 0.68491
| 67.875 | 0.51662 | 0.71948 | 0.83245 | 0.68492 | 67.875 | 0.51662 | 0.71947 | 0.83244 | 0.68491 | 67.875 | 0.51662 | 0.71948 | 0.83243 | 0.68491
| 67.9167 | 0.51662 | 0.71948 | 0.83245 | 0.68492 | 67.9167 | 0.51662 | 0.71947 | 0.83244 | 0.68491 | 67.9167 | 0.51662 | 0.71948 | 0.83243 | 0.68491
| 67.9583 | 0.51662 | 0.71948 | 0.83245 | 0.68492 | 67.9583 | 0.51662 | 0.71947 | 0.83244 | 0.68491 | 67.9583 | 0.51662 | 0.71948 | 0.83243 | 0.68491
| 68 | 0.51662 | 0.71948 | 0.83245 | 0.68492 | 68 | 0.51662 | 0.71947 | 0.83244 | 0.68491 | 68 | 0.51662 | 0.71948 | 0.83243 | 0.68491
| 68.0417 | 0.51662 | 0.71948 | 0.83246 | 0.68492 | 68.0417 | 0.51662 | 0.71947 | 0.83244 | 0.68491 | 68.0417 | 0.51662 | 0.71948 | 0.83243 | 0.68491
| 68.0833 | 0.51662 | 0.71948 | 0.83246 | 0.68492 | 68.0833 | 0.51662 | 0.71947 | 0.83244 | 0.68491 | 68.0833 | 0.51662 | 0.71948 | 0.83243 | 0.68491
| 68.125 | 0.51662 | 0.71948 | 0.83246 | 0.68492 | 68.125 | 0.51662 | 0.71947 | 0.83244 | 0.68491 | 68.125 | 0.51662 | 0.71948 | 0.83243 | 0.68491
| 68.1667 | 0.51662 | 0.71948 | 0.83246 | 0.68492 | 68.1667 | 0.51662 | 0.71947 | 0.83244 | 0.68491 | 68.1667 | 0.51662 | 0.71948 | 0.83243 | 0.68491
| 68.2083 | 0.51662 | 0.71948 | 0.83246 | 0.68492 | 68.2083 | 0.51662 | 0.71947 | 0.83244 | 0.68491 | 68.2083 | 0.51662 | 0.71948 | 0.83243 | 0.68491
| 68.25 | 0.51662 | 0.71948 | 0.83246 | 0.68492 | 68.25 | 0.51662 | 0.71947 | 0.83244 | 0.68491 | 68.25 | 0.51662 | 0.71948 | 0.83243 | 0.68491
| 68.2917 | 0.51662 | 0.71948 | 0.83246 | 0.68492 | 68.2917 | 0.51662 | 0.71947 | 0.83244 | 0.68491 | 68.2917 | 0.51662 | 0.71948 | 0.83243 | 0.68491
| 68.3333 | 0.51662 | 0.71948 | 0.83246 | 0.68492 | 68.3333 | 0.51662 | 0.71947 | 0.83244 | 0.68491 | 68.3333 | 0.51662 | 0.71948 | 0.83243 | 0.68491
| 68.375 | 0.51662 | 0.71948 | 0.83246 | 0.68492 | 68.375 | 0.51662 | 0.71947 | 0.83244 | 0.68491 | 68.375 | 0.51662 | 0.71948 | 0.83243 | 0.68491
| 68.4167 | 0.51662 | 0.71948 | 0.83246 | 0.68492 | 68.4167 | 0.51662 | 0.71947 | 0.83244 | 0.68491 | 68.4167 | 0.51662 | 0.71948 | 0.83243 | 0.68491
| 68.4583 | 0.51662 | 0.71948 | 0.83246 | 0.68492 | 68.4583 | 0.51662 | 0.71947 | 0.83244 | 0.68491 | 68.4583 | 0.51662 | 0.71948 | 0.83243 | 0.68491
| 68.5 | 0.51662 | 0.71948 | 0.83246 | 0.68492 | 68.5 | 0.51662 | 0.71947 | 0.83244 | 0.68491 | 68.5 | 0.51662 | 0.71948 | 0.83243 | 0.68491
| 68.5417 | 0.51662 | 0.71948 | 0.83246 | 0.68492 | 68.5417 | 0.51662 | 0.71947 | 0.83244 | 0.68491 | 68.5417 | 0.51662 | 0.71948 | 0.83243 | 0.68491
| 68.5833 | 0.51662 | 0.71948 | 0.83246 | 0.68492 | 68.5833 | 0.51662 | 0.71947 | 0.83244 | 0.68491 | 68.5833 | 0.51662 | 0.71947 | 0.83243 | 0.68491
| 68.625 | 0.51662 | 0.71948 | 0.83246 | 0.68492 | 68.625 | 0.51662 | 0.71947 | 0.83244 | 0.68491 | 68.625 | 0.51662 | 0.71947 | 0.83243 | 0.68491
| 68.6667 | 0.51662 | 0.71947 | 0.83245 | 0.68492 | 68.6667 | 0.51662 | 0.71947 | 0.83244 | 0.68491 | 68.6667 | 0.51662 | 0.71947 | 0.83243 | 0.68491
| 68.7083 | 0.51662 | 0.71948 | 0.83245 | 0.68492 | 68.7083 | 0.51662 | 0.71948 | 0.83243 | 0.68491 | 68.7083 | 0.51662 | 0.71947 | 0.83243 | 0.68491
| 68.75 | 0.51662 | 0.71948 | 0.83244 | 0.68491 | 68.75 | 0.51662 | 0.71948 | 0.83243 | 0.68491 | 68.75 | 0.51662 | 0.71947 | 0.83243 | 0.68491
| 68.7917 | 0.51662 | 0.71948 | 0.83244 | 0.68491 | 68.7917 | 0.51662 | 0.71948 | 0.83243 | 0.68491 | 68.7917 | 0.51662 | 0.71947 | 0.83243 | 0.68491
| 68.8333 | 0.51662 | 0.71948 | 0.83244 | 0.68491 | 68.8333 | 0.51662 | 0.71948 | 0.83243 | 0.68491 | 68.8333 | 0.51662 | 0.71947 | 0.83243 | 0.68491
| 68.875 | 0.51662 | 0.71948 | 0.83244 | 0.68491 | 68.875 | 0.51662 | 0.71948 | 0.83243 | 0.68491 | 68.875 | 0.51662 | 0.71947 | 0.83243 | 0.68491
| 68.9167 | 0.51662 | 0.71948 | 0.83243 | 0.68491 | 68.9167 | 0.51662 | 0.71948 | 0.83243 | 0.68491 | 68.9167 | 0.51662 | 0.71947 | 0.83243 | 0.68491
| 68.9583 | 0.51662 | 0.71948 | 0.83243 | 0.68491 | 68.9583 | 0.51662 | 0.71948 | 0.83243 | 0.68491 | 68.9583 | 0.51662 | 0.71947 | 0.83243 | 0.68491
| 69 | 0.51662 | 0.71948 | 0.83243 | 0.68491 | 69 | 0.51662 | 0.71948 | 0.83243 | 0.68491 | 69 | 0.51662 | 0.71947 | 0.83243 | 0.68491
| 69.0417 | 0.51662 | 0.71948 | 0.83243 | 0.68491 | 69.0417 | 0.51662 | 0.71948 | 0.83243 | 0.68491 | 69.0417 | 0.51662 | 0.71947 | 0.83243 | 0.68491
| 69.0833 | 0.51662 | 0.71948 | 0.83243 | 0.68491 | 69.0833 | 0.51662 | 0.71948 | 0.83243 | 0.68491 | 69.0833 | 0.51662 | 0.71947 | 0.83243 | 0.68491
| 69.125 | 0.51662 | 0.71948 | 0.83243 | 0.68491 | 69.125 | 0.51662 | 0.71948 | 0.83243 | 0.68491 | 69.125 | 0.51662 | 0.71947 | 0.83243 | 0.68491
| 69.1667 | 0.51662 | 0.71948 | 0.83243 | 0.68491 | 69.1667 | 0.51662 | 0.71948 | 0.83243 | 0.68491 | 69.1667 | 0.51662 | 0.71947 | 0.83243 | 0.68491
| 69.2083 | 0.51662 | 0.71948 | 0.83243 | 0.68491 | 69.2083 | 0.51662 | 0.71948 | 0.83243 | 0.68491 | 69.2083 | 0.51662 | 0.71947 | 0.83243 | 0.68491
| 69.25 | 0.51662 | 0.71948 | 0.83243 | 0.68491 | 69.25 | 0.51662 | 0.71948 | 0.83243 | 0.68491 | 69.25 | 0.51662 | 0.71947 | 0.83243 | 0.68491
| 69.2917 | 0.51662 | 0.71948 | 0.83243 | 0.68491 | 69.2917 | 0.51662 | 0.71948 | 0.83243 | 0.68491 | 69.2917 | 0.51662 | 0.71947 | 0.83243 | 0.68491
| 69.3333 | 0.51662 | 0.71948 | 0.83243 | 0.68491 | 69.3333 | 0.51662 | 0.71948 | 0.83243 | 0.68491 | 69.3333 | 0.51662 | 0.71947 | 0.83243 | 0.68491
| 69.375 | 0.51662 | 0.71948 | 0.83243 | 0.68491 | 69.375 | 0.51662 | 0.71948 | 0.83243 | 0.68491 | 69.375 | 0.51662 | 0.71947 | 0.83243 | 0.68491
| 69.4167 | 0.51662 | 0.71948 | 0.83243 | 0.68491 | 69.4167 | 0.51662 | 0.71948 | 0.83243 | 0.68491 | 69.4167 | 0.51662 | 0.71947 | 0.83243 | 0.68491
| 69.4583 | 0.51662 | 0.71948 | 0.83243 | 0.68491 | 69.4583 | 0.51662 | 0.71948 | 0.83243 | 0.68491 | 69.4583 | 0.51662 | 0.71947 | 0.83243 | 0.68491
| 69.5 | 0.51662 | 0.71948 | 0.83243 | 0.68491 | 69.5 | 0.51662 | 0.71948 | 0.83243 | 0.68491 | 69.5 | 0.51662 | 0.71947 | 0.83243 | 0.68491
| 69.5417 | 0.51662 | 0.71948 | 0.83243 | 0.68491 | 69.5417 | 0.51662 | 0.71948 | 0.83243 | 0.68491 | 69.5417 | 0.51662 | 0.71947 | 0.83243 | 0.68491
| 69.5833 | 0.51662 | 0.71948 | 0.83243 | 0.68491 | 69.5833 | 0.51662 | 0.71948 | 0.83243 | 0.68491 | 69.5833 | 0.51662 | 0.71948 | 0.83243 | 0.68491
| 69.625 | 0.51662 | 0.71948 | 0.83243 | 0.68491 | 69.625 | 0.51662 | 0.71948 | 0.83243 | 0.68491 | 69.625 | 0.51662 | 0.71948 | 0.83243 | 0.68491
| 69.6667 | 0.51662 | 0.71948 | 0.83243 | 0.68491 | 69.6667 | 0.51662 | 0.71948 | 0.83243 | 0.68491 | 69.6667 | 0.51662 | 0.71948 | 0.83243 | 0.68491
| 69.7083 | 0.51662 | 0.71948 | 0.83244 | 0.68491 | 69.7083 | 0.51662 | 0.71947 | 0.83244 | 0.68491 | 69.7083 | 0.51662 | 0.71948 | 0.83243 | 0.68491
| 69.75 | 0.51662 | 0.71948 | 0.83244 | 0.68491 | 69.75 | 0.51662 | 0.71947 | 0.83244 | 0.68491 | 69.75 | 0.51662 | 0.71948 | 0.83243 | 0.68491
| 69.7917 | 0.51662 | 0.71948 | 0.83244 | 0.68491 | 69.7917 | 0.51662 | 0.71947 | 0.83244 | 0.68491 | 69.7917 | 0.51662 | 0.71948 | 0.83243 | 0.68491
| 69.8333 | 0.51662 | 0.71948 | 0.83245 | 0.68491 | 69.8333 | 0.51662 | 0.71947 | 0.83244 | 0.68491 | 69.8333 | 0.51662 | 0.71948 | 0.83243 | 0.68491
| 69.875 | 0.51662 | 0.71948 | 0.83245 | 0.68492 | 69.875 | 0.51662 | 0.71947 | 0.83243 | 0.68491 | 69.875 | 0.51662 | 0.71948 | 0.83243 | 0.68491
| 69.9167 | 0.51662 | 0.71948 | 0.83245 | 0.68492 | 69.9167 | 0.51662 | 0.71947 | 0.83243 | 0.68491 | 69.9167 | 0.51662 | 0.71948 | 0.83243 | 0.68491
| 69.9583 | 0.51662 | 0.71948 | 0.83245 | 0.68492 | 69.9583 | 0.51662 | 0.71947 | 0.83243 | 0.68491 | 69.9583 | 0.51662 | 0.71948 | 0.83243 | 0.68491
| 70 | 0.51662 | 0.71948 | 0.83245 | 0.68492 | 70 | 0.51662 | 0.71947 | 0.83243 | 0.68491 | 70 | 0.51662 | 0.71948 | 0.83243 | 0.68491

## Fig4 (2nd row)
Water Service Availability
| System-wide power outage |  |  |  |  | Source-wide power outage |  |  |  |  | Distribution power outage
| Time(days) | West | Central | East | System | Time(days) | West | Central | East | System | Time(days) | West | Central | East | System
| 0 | 0.98526 | 1.2835 | 0.98636 | 1.0651 | 0 | 0.98526 | 1.5257 | 0.98636 | 1.1296 | 0 | 0.98526 | 1.2835 | 0.98636 | 1.0651
| 0.041667 | 0.98526 | 1.2266 | 0.98641 | 1.05 | 0.041667 | 0.98526 | 1.4197 | 0.98641 | 1.1014 | 0.041667 | 0.98526 | 1.2266 | 0.98641 | 1.05
| 0.083333 | 0.98526 | 1.1524 | 0.98644 | 1.0302 | 0.083333 | 0.98526 | 1.2811 | 0.98644 | 1.0645 | 0.083333 | 0.98526 | 1.1524 | 0.98644 | 1.0302
| 0.125 | 0.98526 | 1.1152 | 0.98647 | 1.0203 | 0.125 | 0.98526 | 1.2118 | 0.98647 | 1.046 | 0.125 | 0.98526 | 1.1152 | 0.98647 | 1.0203
| 0.16667 | 0.98526 | 1.093 | 0.98649 | 1.0144 | 0.16667 | 0.98526 | 1.1702 | 0.98649 | 1.035 | 0.16667 | 0.98526 | 1.093 | 0.98649 | 1.0144
| 0.20833 | 0.98516 | 1.0778 | 0.98646 | 1.0103 | 0.20833 | 0.98516 | 1.1422 | 0.98646 | 1.0274 | 0.20833 | 0.98516 | 1.0778 | 0.98646 | 1.0103
| 0.25 | 0.98501 | 1.0669 | 0.98635 | 1.0073 | 0.25 | 0.98501 | 1.1221 | 0.98635 | 1.022 | 0.25 | 0.98501 | 1.0669 | 0.98635 | 1.0073
| 0.29167 | 0.98469 | 1.0586 | 0.98602 | 1.0049 | 0.29167 | 0.98469 | 1.1069 | 0.98602 | 1.0177 | 0.29167 | 0.98469 | 1.0586 | 0.98602 | 1.0049
| 0.33333 | 0.98408 | 1.0522 | 0.98575 | 1.0028 | 0.33333 | 0.98408 | 1.0951 | 0.98575 | 1.0143 | 0.33333 | 0.98408 | 1.0522 | 0.98575 | 1.0028
| 0.375 | 0.98372 | 1.0471 | 0.98553 | 1.0012 | 0.375 | 0.98372 | 1.0857 | 0.98553 | 1.0115 | 0.375 | 0.98372 | 1.0471 | 0.98553 | 1.0012
| 0.41667 | 0.98351 | 1.0429 | 0.98537 | 1 | 0.41667 | 0.98351 | 1.078 | 0.98537 | 1.0094 | 0.41667 | 0.98351 | 1.0429 | 0.98537 | 1
| 0.45833 | 0.98333 | 1.0395 | 0.98524 | 0.99897 | 0.45833 | 0.98333 | 1.0717 | 0.98524 | 1.0075 | 0.45833 | 0.98333 | 1.0395 | 0.98524 | 0.99897
| 0.5 | 0.98319 | 1.0366 | 0.98512 | 0.9981 | 0.5 | 0.98319 | 1.0663 | 0.98512 | 1.006 | 0.5 | 0.98319 | 1.0366 | 0.98512 | 0.9981
| 0.54167 | 0.98306 | 1.034 | 0.98503 | 0.99735 | 0.54167 | 0.98306 | 1.0616 | 0.98503 | 1.0047 | 0.54167 | 0.98306 | 1.034 | 0.98503 | 0.99735
| 0.58333 | 0.98295 | 1.0319 | 0.98494 | 0.9967 | 0.58333 | 0.98295 | 1.0576 | 0.98494 | 1.0036 | 0.58333 | 0.98295 | 1.0319 | 0.98494 | 0.9967
| 0.625 | 0.98279 | 1.0299 | 0.98486 | 0.9961 | 0.625 | 0.98279 | 1.0541 | 0.98486 | 1.0025 | 0.625 | 0.98279 | 1.0299 | 0.98486 | 0.9961
| 0.66667 | 0.98258 | 1.0282 | 0.98477 | 0.99553 | 0.66667 | 0.98258 | 1.0509 | 0.98477 | 1.0016 | 0.66667 | 0.98258 | 1.0282 | 0.98477 | 0.99553
| 0.70833 | 0.98232 | 1.0267 | 0.9847 | 0.995 | 0.70833 | 0.98232 | 1.0481 | 0.9847 | 1.0007 | 0.70833 | 0.98232 | 1.0267 | 0.9847 | 0.995
| 0.75 | 0.98229 | 1.0253 | 0.98463 | 0.9946 | 0.75 | 0.98229 | 1.0456 | 0.98463 | 1 | 0.75 | 0.98229 | 1.0253 | 0.98463 | 0.9946
| 0.79167 | 0.98236 | 1.0241 | 0.98458 | 0.99428 | 0.79167 | 0.98236 | 1.0434 | 0.98458 | 0.99942 | 0.79167 | 0.98236 | 1.0241 | 0.98458 | 0.99428
| 0.83333 | 0.98244 | 1.023 | 0.98462 | 0.99404 | 0.83333 | 0.98244 | 1.0414 | 0.98462 | 0.99894 | 0.83333 | 0.98244 | 1.023 | 0.98462 | 0.99404
| 0.875 | 0.98254 | 1.0221 | 0.98468 | 0.99385 | 0.875 | 0.98254 | 1.0396 | 0.98468 | 0.99852 | 0.875 | 0.98254 | 1.0221 | 0.98468 | 0.99385
| 0.91667 | 0.98266 | 1.0213 | 0.98476 | 0.99371 | 0.91667 | 0.98266 | 1.0381 | 0.98476 | 0.99818 | 0.91667 | 0.98266 | 1.0213 | 0.98476 | 0.99371
| 0.95833 | 0.98277 | 1.0206 | 0.98483 | 0.99358 | 0.95833 | 0.98277 | 1.0366 | 0.98483 | 0.99786 | 0.95833 | 0.98277 | 1.0206 | 0.98483 | 0.99358
| 1 | 0.98277 | 1.0089 | 0.98484 | 0.99048 | 1 | 0.98277 | 1.0149 | 0.98484 | 0.99208 | 1 | 0.98277 | 1.0089 | 0.98484 | 0.99048
| 1.0417 | 0.98277 | 1.002 | 0.98485 | 0.98864 | 1.0417 | 0.98277 | 1.002 | 0.98485 | 0.98864 | 1.0417 | 0.98277 | 1.002 | 0.98485 | 0.98864
| 1.0833 | 0.98277 | 1.002 | 0.98485 | 0.98864 | 1.0833 | 0.98277 | 1.002 | 0.98485 | 0.98864 | 1.0833 | 0.98277 | 1.002 | 0.98485 | 0.98864
| 1.125 | 0.98277 | 1.002 | 0.98486 | 0.98864 | 1.125 | 0.98277 | 1.002 | 0.98486 | 0.98864 | 1.125 | 0.98277 | 1.002 | 0.98486 | 0.98864
| 1.1667 | 0.98277 | 1.002 | 0.98486 | 0.98864 | 1.1667 | 0.98277 | 1.002 | 0.98486 | 0.98864 | 1.1667 | 0.98277 | 1.002 | 0.98486 | 0.98864
| 1.2083 | 0.98277 | 1.002 | 0.98486 | 0.98864 | 1.2083 | 0.98277 | 1.002 | 0.98486 | 0.98864 | 1.2083 | 0.98277 | 1.002 | 0.98486 | 0.98864
| 1.25 | 0.98277 | 1.002 | 0.98486 | 0.98864 | 1.25 | 0.98277 | 1.002 | 0.98486 | 0.98864 | 1.25 | 0.98277 | 1.002 | 0.98486 | 0.98864
| 1.2917 | 0.98277 | 1.002 | 0.98486 | 0.98864 | 1.2917 | 0.98277 | 1.002 | 0.98486 | 0.98864 | 1.2917 | 0.98277 | 1.002 | 0.98486 | 0.98864
| 1.3333 | 0.98277 | 1.002 | 0.98486 | 0.98864 | 1.3333 | 0.98277 | 1.002 | 0.98486 | 0.98864 | 1.3333 | 0.98277 | 1.002 | 0.98486 | 0.98864
| 1.375 | 0.98277 | 1.002 | 0.98486 | 0.98864 | 1.375 | 0.98277 | 1.002 | 0.98486 | 0.98864 | 1.375 | 0.98277 | 1.002 | 0.98486 | 0.98864
| 1.4167 | 0.98277 | 1.002 | 0.98486 | 0.98864 | 1.4167 | 0.98277 | 1.002 | 0.98486 | 0.98864 | 1.4167 | 0.98277 | 1.002 | 0.98486 | 0.98864
| 1.4583 | 0.98277 | 1.002 | 0.98486 | 0.98864 | 1.4583 | 0.98277 | 1.002 | 0.98486 | 0.98864 | 1.4583 | 0.98277 | 1.002 | 0.98486 | 0.98864
| 1.5 | 0.98277 | 1.002 | 0.98486 | 0.98864 | 1.5 | 0.98277 | 1.002 | 0.98486 | 0.98864 | 1.5 | 0.98277 | 1.002 | 0.98486 | 0.98864
| 1.5417 | 0.98277 | 1.002 | 0.98486 | 0.98864 | 1.5417 | 0.98277 | 1.002 | 0.98486 | 0.98864 | 1.5417 | 0.98277 | 1.002 | 0.98486 | 0.98864
| 1.5833 | 0.98277 | 1.002 | 0.98486 | 0.98864 | 1.5833 | 0.98277 | 1.002 | 0.98486 | 0.98864 | 1.5833 | 0.98277 | 1.002 | 0.98486 | 0.98864
| 1.625 | 0.98277 | 1.002 | 0.98486 | 0.98864 | 1.625 | 0.98277 | 1.002 | 0.98486 | 0.98864 | 1.625 | 0.98277 | 1.002 | 0.98486 | 0.98864
| 1.6667 | 0.98277 | 1.002 | 0.98486 | 0.98864 | 1.6667 | 0.98277 | 1.002 | 0.98486 | 0.98864 | 1.6667 | 0.98277 | 1.002 | 0.98486 | 0.98864
| 1.7083 | 0.98277 | 1.002 | 0.98486 | 0.98864 | 1.7083 | 0.98277 | 1.002 | 0.98486 | 0.98864 | 1.7083 | 0.98277 | 1.002 | 0.98486 | 0.98864
| 1.75 | 0.98277 | 1.002 | 0.98486 | 0.98864 | 1.75 | 0.98277 | 1.002 | 0.98486 | 0.98864 | 1.75 | 0.98277 | 1.002 | 0.98486 | 0.98864
| 1.7917 | 0.98277 | 1.002 | 0.98486 | 0.98864 | 1.7917 | 0.98277 | 1.002 | 0.98486 | 0.98864 | 1.7917 | 0.98277 | 1.002 | 0.98486 | 0.98864
| 1.8333 | 0.98277 | 1.002 | 0.98486 | 0.98864 | 1.8333 | 0.98277 | 1.002 | 0.98486 | 0.98864 | 1.8333 | 0.98277 | 1.002 | 0.98486 | 0.98864
| 1.875 | 0.98277 | 1.002 | 0.98486 | 0.98864 | 1.875 | 0.98277 | 1.002 | 0.98486 | 0.98864 | 1.875 | 0.98277 | 1.002 | 0.98486 | 0.98864
| 1.9167 | 0.98277 | 1.002 | 0.98486 | 0.98864 | 1.9167 | 0.98277 | 1.002 | 0.98486 | 0.98864 | 1.9167 | 0.98277 | 1.002 | 0.98486 | 0.98864
| 1.9583 | 0.98277 | 1.002 | 0.98486 | 0.98864 | 1.9583 | 0.98277 | 1.002 | 0.98486 | 0.98864 | 1.9583 | 0.98277 | 1.002 | 0.98486 | 0.98864
| 2 | 0.98277 | 1.002 | 0.98486 | 0.98864 | 2 | 0.98277 | 1.002 | 0.98486 | 0.98864 | 2 | 0.98277 | 1.002 | 0.98486 | 0.98864
| 2.0417 | 0.98277 | 1.002 | 0.98486 | 0.98864 | 2.0417 | 0.98277 | 1.002 | 0.98486 | 0.98864 | 2.0417 | 0.98277 | 1.002 | 0.98486 | 0.98864
| 2.0833 | 0.98277 | 1.002 | 0.98486 | 0.98864 | 2.0833 | 0.98277 | 1.002 | 0.98486 | 0.98864 | 2.0833 | 0.98277 | 1.002 | 0.98486 | 0.98864
| 2.125 | 0.98277 | 1.002 | 0.98486 | 0.98864 | 2.125 | 0.98277 | 1.002 | 0.98486 | 0.98864 | 2.125 | 0.98277 | 1.002 | 0.98486 | 0.98864
| 2.1667 | 0.98277 | 1.002 | 0.98486 | 0.98864 | 2.1667 | 0.98277 | 1.002 | 0.98486 | 0.98864 | 2.1667 | 0.98277 | 1.002 | 0.98486 | 0.98864
| 2.2083 | 0.98277 | 1.002 | 0.98486 | 0.98864 | 2.2083 | 0.98277 | 1.002 | 0.98486 | 0.98864 | 2.2083 | 0.98277 | 1.002 | 0.98486 | 0.98864
| 2.25 | 0.98277 | 1.002 | 0.98486 | 0.98864 | 2.25 | 0.98277 | 1.002 | 0.98486 | 0.98864 | 2.25 | 0.98277 | 1.002 | 0.98486 | 0.98864
| 2.2917 | 0.98277 | 1.002 | 0.98486 | 0.98864 | 2.2917 | 0.98277 | 1.002 | 0.98486 | 0.98864 | 2.2917 | 0.98277 | 1.002 | 0.98486 | 0.98864
| 2.3333 | 0.98277 | 1.002 | 0.98486 | 0.98864 | 2.3333 | 0.98277 | 1.002 | 0.98486 | 0.98864 | 2.3333 | 0.98277 | 1.002 | 0.98486 | 0.98864
| 2.375 | 0.98277 | 1.002 | 0.98486 | 0.98864 | 2.375 | 0.98277 | 1.002 | 0.98486 | 0.98864 | 2.375 | 0.98277 | 1.002 | 0.98486 | 0.98864
| 2.4167 | 0.98277 | 1.002 | 0.98486 | 0.98864 | 2.4167 | 0.98277 | 1.002 | 0.98486 | 0.98864 | 2.4167 | 0.98277 | 1.002 | 0.98486 | 0.98864
| 2.4583 | 0.98277 | 1.002 | 0.98486 | 0.98864 | 2.4583 | 0.98277 | 1.002 | 0.98486 | 0.98864 | 2.4583 | 0.98277 | 1.002 | 0.98486 | 0.98864
| 2.5 | 0.98277 | 1.002 | 0.98486 | 0.98864 | 2.5 | 0.98277 | 1.002 | 0.98486 | 0.98864 | 2.5 | 0.98277 | 1.002 | 0.98486 | 0.98864
| 2.5417 | 0.98277 | 1.002 | 0.98486 | 0.98864 | 2.5417 | 0.98277 | 1.002 | 0.98486 | 0.98864 | 2.5417 | 0.98277 | 1.002 | 0.98486 | 0.98864
| 2.5833 | 0.98277 | 1.002 | 0.98486 | 0.98864 | 2.5833 | 0.98277 | 1.002 | 0.98486 | 0.98864 | 2.5833 | 0.98277 | 1.002 | 0.98486 | 0.98864
| 2.625 | 0.98277 | 1.002 | 0.98486 | 0.98864 | 2.625 | 0.98277 | 1.002 | 0.98486 | 0.98864 | 2.625 | 0.98277 | 1.002 | 0.98486 | 0.98864
| 2.6667 | 0.98277 | 1.002 | 0.98486 | 0.98864 | 2.6667 | 0.98277 | 1.002 | 0.98486 | 0.98864 | 2.6667 | 0.98277 | 1.002 | 0.98486 | 0.98864
| 2.7083 | 0.98277 | 1.002 | 0.98486 | 0.98864 | 2.7083 | 0.98277 | 1.002 | 0.98486 | 0.98864 | 2.7083 | 0.98277 | 1.002 | 0.98486 | 0.98864
| 2.75 | 0.98277 | 1.002 | 0.98486 | 0.98864 | 2.75 | 0.98277 | 1.002 | 0.98486 | 0.98864 | 2.75 | 0.98277 | 1.002 | 0.98486 | 0.98864
| 2.7917 | 0.98277 | 1.002 | 0.98486 | 0.98864 | 2.7917 | 0.98277 | 1.002 | 0.98486 | 0.98864 | 2.7917 | 0.98277 | 1.002 | 0.98486 | 0.98864
| 2.8333 | 0.98277 | 1.002 | 0.98486 | 0.98864 | 2.8333 | 0.98277 | 1.002 | 0.98486 | 0.98864 | 2.8333 | 0.98277 | 1.002 | 0.98486 | 0.98864
| 2.875 | 0.98277 | 1.002 | 0.98486 | 0.98864 | 2.875 | 0.98277 | 1.002 | 0.98486 | 0.98864 | 2.875 | 0.98277 | 1.002 | 0.98486 | 0.98864
| 2.9167 | 0.98277 | 1.002 | 0.98486 | 0.98864 | 2.9167 | 0.98277 | 1.002 | 0.98486 | 0.98864 | 2.9167 | 0.98277 | 1.002 | 0.98486 | 0.98864
| 2.9583 | 0.98277 | 1.002 | 0.98486 | 0.98864 | 2.9583 | 0.98277 | 1.002 | 0.98486 | 0.98864 | 2.9583 | 0.98277 | 1.002 | 0.98486 | 0.98864
| 3 | 0.98277 | 1.002 | 0.98486 | 0.98864 | 3 | 0.98277 | 1.002 | 0.98486 | 0.98864 | 3 | 0.98277 | 1.002 | 0.98486 | 0.98864
| 3.0417 | 0.98277 | 1.002 | 0.98486 | 0.98864 | 3.0417 | 0.98277 | 1.002 | 0.98486 | 0.98864 | 3.0417 | 0.98277 | 1.002 | 0.98486 | 0.98864
| 3.0833 | 0.98277 | 1.002 | 0.98486 | 0.98864 | 3.0833 | 0.98277 | 1.002 | 0.98486 | 0.98864 | 3.0833 | 0.98277 | 1.002 | 0.98486 | 0.98864
| 3.125 | 0.98277 | 1.002 | 0.98486 | 0.98864 | 3.125 | 0.98277 | 1.002 | 0.98486 | 0.98864 | 3.125 | 0.98277 | 1.002 | 0.98486 | 0.98864
| 3.1667 | 0.98277 | 1.002 | 0.98486 | 0.98864 | 3.1667 | 0.98277 | 1.002 | 0.98486 | 0.98864 | 3.1667 | 0.98277 | 1.002 | 0.98486 | 0.98864
| 3.2083 | 0.98277 | 1.002 | 0.98486 | 0.98864 | 3.2083 | 0.98277 | 1.002 | 0.98486 | 0.98864 | 3.2083 | 0.98277 | 1.002 | 0.98486 | 0.98864
| 3.25 | 0.98277 | 1.002 | 0.98486 | 0.98864 | 3.25 | 0.98277 | 1.002 | 0.98486 | 0.98864 | 3.25 | 0.98277 | 1.002 | 0.98486 | 0.98864
| 3.2917 | 0.98277 | 1.002 | 0.98486 | 0.98864 | 3.2917 | 0.98277 | 1.002 | 0.98486 | 0.98864 | 3.2917 | 0.98277 | 1.002 | 0.98486 | 0.98864
| 3.3333 | 0.98277 | 1.002 | 0.98486 | 0.98864 | 3.3333 | 0.98277 | 1.002 | 0.98486 | 0.98864 | 3.3333 | 0.98277 | 1.002 | 0.98486 | 0.98864
| 3.375 | 0.98277 | 1.002 | 0.98486 | 0.98864 | 3.375 | 0.98277 | 1.002 | 0.98486 | 0.98864 | 3.375 | 0.98277 | 1.002 | 0.98486 | 0.98864
| 3.4167 | 0.98277 | 1.002 | 0.98486 | 0.98864 | 3.4167 | 0.98277 | 1.002 | 0.98486 | 0.98864 | 3.4167 | 0.98277 | 1.002 | 0.98486 | 0.98864
| 3.4583 | 0.98277 | 1.002 | 0.98486 | 0.98864 | 3.4583 | 0.98277 | 1.002 | 0.98486 | 0.98864 | 3.4583 | 0.98277 | 1.002 | 0.98486 | 0.98864
| 3.5 | 0.98277 | 1.002 | 0.98486 | 0.98864 | 3.5 | 0.98277 | 1.002 | 0.98486 | 0.98864 | 3.5 | 0.98277 | 1.002 | 0.98486 | 0.98864
| 3.5417 | 0.98277 | 1.002 | 0.98486 | 0.98864 | 3.5417 | 0.98277 | 1.002 | 0.98486 | 0.98864 | 3.5417 | 0.98277 | 1.002 | 0.98486 | 0.98864
| 3.5833 | 0.98277 | 1.002 | 0.98486 | 0.98864 | 3.5833 | 0.98277 | 1.002 | 0.98486 | 0.98864 | 3.5833 | 0.98277 | 1.002 | 0.98486 | 0.98864
| 3.625 | 0.98277 | 1.002 | 0.98486 | 0.98864 | 3.625 | 0.98277 | 1.002 | 0.98486 | 0.98864 | 3.625 | 0.98277 | 1.002 | 0.98486 | 0.98864
| 3.6667 | 0.98277 | 1.002 | 0.98486 | 0.98864 | 3.6667 | 0.98277 | 1.002 | 0.98486 | 0.98864 | 3.6667 | 0.98277 | 1.002 | 0.98486 | 0.98864
| 3.7083 | 0.98277 | 1.002 | 0.98486 | 0.98865 | 3.7083 | 0.98277 | 1.002 | 0.98486 | 0.98865 | 3.7083 | 0.98277 | 1.002 | 0.98486 | 0.98865
| 3.75 | 0.98277 | 1.002 | 0.98486 | 0.98865 | 3.75 | 0.98277 | 1.002 | 0.98486 | 0.98865 | 3.75 | 0.98277 | 1.002 | 0.98486 | 0.98865
| 3.7917 | 0.98277 | 1.002 | 0.98486 | 0.98865 | 3.7917 | 0.98277 | 1.002 | 0.98486 | 0.98865 | 3.7917 | 0.98277 | 1.002 | 0.98486 | 0.98865
| 3.8333 | 0.98277 | 1.002 | 0.98486 | 0.98865 | 3.8333 | 0.98277 | 1.002 | 0.98486 | 0.98865 | 3.8333 | 0.98277 | 1.002 | 0.98486 | 0.98865
| 3.875 | 0.98277 | 1.002 | 0.98486 | 0.98865 | 3.875 | 0.98277 | 1.002 | 0.98486 | 0.98865 | 3.875 | 0.98277 | 1.002 | 0.98486 | 0.98865
| 3.9167 | 0.98277 | 1.002 | 0.98486 | 0.98865 | 3.9167 | 0.98277 | 1.002 | 0.98486 | 0.98865 | 3.9167 | 0.98277 | 1.002 | 0.98486 | 0.98865
| 3.9583 | 0.98277 | 1.002 | 0.98486 | 0.98865 | 3.9583 | 0.98277 | 1.002 | 0.98486 | 0.98865 | 3.9583 | 0.98277 | 1.002 | 0.98486 | 0.98865
| 4 | 0.98277 | 1.002 | 0.98486 | 0.98865 | 4 | 0.98277 | 1.002 | 0.98486 | 0.98865 | 4 | 0.98277 | 1.002 | 0.98486 | 0.98865
| 4.0417 | 0.98277 | 1.002 | 0.98486 | 0.98865 | 4.0417 | 0.98277 | 1.002 | 0.98486 | 0.98865 | 4.0417 | 0.98277 | 1.002 | 0.98486 | 0.98865
| 4.0833 | 0.98277 | 1.002 | 0.98486 | 0.98865 | 4.0833 | 0.98277 | 1.002 | 0.98486 | 0.98865 | 4.0833 | 0.98277 | 1.002 | 0.98486 | 0.98865
| 4.125 | 0.98277 | 1.002 | 0.98486 | 0.98865 | 4.125 | 0.98277 | 1.002 | 0.98486 | 0.98865 | 4.125 | 0.98277 | 1.002 | 0.98486 | 0.98865
| 4.1667 | 0.98277 | 1.002 | 0.98486 | 0.98865 | 4.1667 | 0.98277 | 1.002 | 0.98486 | 0.98865 | 4.1667 | 0.98277 | 1.002 | 0.98486 | 0.98865
| 4.2083 | 0.98277 | 1.002 | 0.98486 | 0.98865 | 4.2083 | 0.98277 | 1.002 | 0.98486 | 0.98865 | 4.2083 | 0.98277 | 1.002 | 0.98486 | 0.98865
| 4.25 | 0.98277 | 1.002 | 0.98486 | 0.98865 | 4.25 | 0.98277 | 1.002 | 0.98486 | 0.98865 | 4.25 | 0.98277 | 1.002 | 0.98486 | 0.98865
| 4.2917 | 0.98277 | 1.002 | 0.98486 | 0.98865 | 4.2917 | 0.98277 | 1.002 | 0.98486 | 0.98865 | 4.2917 | 0.98277 | 1.002 | 0.98486 | 0.98865
| 4.3333 | 0.98277 | 1.002 | 0.98486 | 0.98865 | 4.3333 | 0.98277 | 1.002 | 0.98486 | 0.98865 | 4.3333 | 0.98277 | 1.002 | 0.98486 | 0.98865
| 4.375 | 0.98277 | 1.002 | 0.98486 | 0.98865 | 4.375 | 0.98277 | 1.002 | 0.98486 | 0.98865 | 4.375 | 0.98277 | 1.002 | 0.98486 | 0.98865
| 4.4167 | 0.98277 | 1.002 | 0.98486 | 0.98865 | 4.4167 | 0.98277 | 1.002 | 0.98486 | 0.98865 | 4.4167 | 0.98277 | 1.002 | 0.98486 | 0.98865
| 4.4583 | 0.98277 | 1.002 | 0.98486 | 0.98865 | 4.4583 | 0.98277 | 1.002 | 0.98486 | 0.98865 | 4.4583 | 0.98277 | 1.002 | 0.98486 | 0.98865
| 4.5 | 0.98277 | 1.002 | 0.98486 | 0.98865 | 4.5 | 0.98277 | 1.002 | 0.98486 | 0.98865 | 4.5 | 0.98277 | 1.002 | 0.98486 | 0.98865
| 4.5417 | 0.98277 | 1.002 | 0.98486 | 0.98865 | 4.5417 | 0.98277 | 1.002 | 0.98486 | 0.98865 | 4.5417 | 0.98277 | 1.002 | 0.98486 | 0.98865
| 4.5833 | 0.98277 | 1.002 | 0.98486 | 0.98865 | 4.5833 | 0.98277 | 1.002 | 0.98486 | 0.98865 | 4.5833 | 0.98277 | 1.002 | 0.98486 | 0.98865
| 4.625 | 0.98277 | 1.002 | 0.98486 | 0.98865 | 4.625 | 0.98277 | 1.002 | 0.98486 | 0.98865 | 4.625 | 0.98277 | 1.002 | 0.98486 | 0.98865
| 4.6667 | 0.98277 | 1.002 | 0.98486 | 0.98865 | 4.6667 | 0.98277 | 1.002 | 0.98486 | 0.98865 | 4.6667 | 0.98277 | 1.002 | 0.98486 | 0.98865
| 4.7083 | 0.98277 | 1.002 | 0.98486 | 0.98864 | 4.7083 | 0.98277 | 1.002 | 0.98486 | 0.98864 | 4.7083 | 0.98277 | 1.002 | 0.98486 | 0.98864
| 4.75 | 0.98277 | 1.002 | 0.98486 | 0.98864 | 4.75 | 0.98277 | 1.002 | 0.98486 | 0.98864 | 4.75 | 0.98277 | 1.002 | 0.98486 | 0.98864
| 4.7917 | 0.98277 | 1.002 | 0.98486 | 0.98864 | 4.7917 | 0.98277 | 1.002 | 0.98486 | 0.98864 | 4.7917 | 0.98277 | 1.002 | 0.98486 | 0.98864
| 4.8333 | 0.98277 | 1.002 | 0.98486 | 0.98864 | 4.8333 | 0.98277 | 1.002 | 0.98486 | 0.98864 | 4.8333 | 0.98277 | 1.002 | 0.98486 | 0.98864
| 4.875 | 0.98277 | 1.002 | 0.98486 | 0.98864 | 4.875 | 0.98277 | 1.002 | 0.98486 | 0.98864 | 4.875 | 0.98277 | 1.002 | 0.98486 | 0.98864
| 4.9167 | 0.98277 | 1.002 | 0.98486 | 0.98864 | 4.9167 | 0.98277 | 1.002 | 0.98486 | 0.98864 | 4.9167 | 0.98277 | 1.002 | 0.98486 | 0.98864
| 4.9583 | 0.98277 | 1.002 | 0.98486 | 0.98864 | 4.9583 | 0.98277 | 1.002 | 0.98486 | 0.98864 | 4.9583 | 0.98277 | 1.002 | 0.98486 | 0.98864
| 5 | 0.98277 | 1.002 | 0.98486 | 0.98864 | 5 | 0.98277 | 1.002 | 0.98486 | 0.98864 | 5 | 0.98277 | 1.002 | 0.98486 | 0.98864
| 5.0417 | 0.98277 | 1.002 | 0.98486 | 0.98864 | 5.0417 | 0.98277 | 1.002 | 0.98486 | 0.98864 | 5.0417 | 0.98277 | 1.002 | 0.98486 | 0.98864
| 5.0833 | 0.98277 | 1.002 | 0.98486 | 0.98864 | 5.0833 | 0.98277 | 1.002 | 0.98486 | 0.98864 | 5.0833 | 0.98277 | 1.002 | 0.98486 | 0.98864
| 5.125 | 0.98277 | 1.002 | 0.98486 | 0.98864 | 5.125 | 0.98277 | 1.002 | 0.98486 | 0.98864 | 5.125 | 0.98277 | 1.002 | 0.98486 | 0.98864
| 5.1667 | 0.98277 | 1.002 | 0.98486 | 0.98864 | 5.1667 | 0.98277 | 1.002 | 0.98486 | 0.98864 | 5.1667 | 0.98277 | 1.002 | 0.98486 | 0.98864
| 5.2083 | 0.98277 | 1.002 | 0.98486 | 0.98864 | 5.2083 | 0.98277 | 1.002 | 0.98486 | 0.98864 | 5.2083 | 0.98277 | 1.002 | 0.98486 | 0.98864
| 5.25 | 0.98277 | 1.002 | 0.98486 | 0.98864 | 5.25 | 0.98277 | 1.002 | 0.98486 | 0.98864 | 5.25 | 0.98277 | 1.002 | 0.98486 | 0.98864
| 5.2917 | 0.98277 | 1.002 | 0.98486 | 0.98864 | 5.2917 | 0.98277 | 1.002 | 0.98486 | 0.98864 | 5.2917 | 0.98277 | 1.002 | 0.98486 | 0.98864
| 5.3333 | 0.98277 | 1.002 | 0.98486 | 0.98864 | 5.3333 | 0.98277 | 1.002 | 0.98486 | 0.98864 | 5.3333 | 0.98277 | 1.002 | 0.98486 | 0.98864
| 5.375 | 0.98277 | 1.002 | 0.98486 | 0.98864 | 5.375 | 0.98277 | 1.002 | 0.98486 | 0.98864 | 5.375 | 0.98277 | 1.002 | 0.98486 | 0.98864
| 5.4167 | 0.98277 | 1.002 | 0.98486 | 0.98864 | 5.4167 | 0.98277 | 1.002 | 0.98486 | 0.98864 | 5.4167 | 0.98277 | 1.002 | 0.98486 | 0.98864
| 5.4583 | 0.98277 | 1.002 | 0.98486 | 0.98864 | 5.4583 | 0.98277 | 1.002 | 0.98486 | 0.98864 | 5.4583 | 0.98277 | 1.002 | 0.98486 | 0.98864
| 5.5 | 0.98277 | 1.002 | 0.98486 | 0.98864 | 5.5 | 0.98277 | 1.002 | 0.98486 | 0.98864 | 5.5 | 0.98277 | 1.002 | 0.98486 | 0.98864
| 5.5417 | 0.98277 | 1.002 | 0.98486 | 0.98864 | 5.5417 | 0.98277 | 1.002 | 0.98486 | 0.98864 | 5.5417 | 0.98277 | 1.002 | 0.98486 | 0.98864
| 5.5833 | 0.98277 | 1.002 | 0.98486 | 0.98864 | 5.5833 | 0.98277 | 1.002 | 0.98486 | 0.98864 | 5.5833 | 0.98277 | 1.002 | 0.98486 | 0.98864
| 5.625 | 0.98277 | 1.002 | 0.98486 | 0.98864 | 5.625 | 0.98277 | 1.002 | 0.98486 | 0.98864 | 5.625 | 0.98277 | 1.002 | 0.98486 | 0.98864
| 5.6667 | 0.98277 | 1.002 | 0.98486 | 0.98864 | 5.6667 | 0.98277 | 1.002 | 0.98486 | 0.98864 | 5.6667 | 0.98277 | 1.002 | 0.98486 | 0.98864
| 5.7083 | 0.98277 | 1.002 | 0.98486 | 0.98865 | 5.7083 | 0.98277 | 1.002 | 0.98486 | 0.98865 | 5.7083 | 0.98277 | 1.002 | 0.98486 | 0.98865
| 5.75 | 0.98277 | 1.002 | 0.98486 | 0.98865 | 5.75 | 0.98277 | 1.002 | 0.98486 | 0.98865 | 5.75 | 0.98277 | 1.002 | 0.98486 | 0.98865
| 5.7917 | 0.98277 | 1.002 | 0.98486 | 0.98865 | 5.7917 | 0.98277 | 1.002 | 0.98486 | 0.98865 | 5.7917 | 0.98277 | 1.002 | 0.98486 | 0.98865
| 5.8333 | 0.98277 | 1.002 | 0.98486 | 0.98865 | 5.8333 | 0.98277 | 1.002 | 0.98486 | 0.98865 | 5.8333 | 0.98277 | 1.002 | 0.98486 | 0.98865
| 5.875 | 0.98277 | 1.002 | 0.98486 | 0.98865 | 5.875 | 0.98277 | 1.002 | 0.98486 | 0.98865 | 5.875 | 0.98277 | 1.002 | 0.98486 | 0.98865
| 5.9167 | 0.98277 | 1.002 | 0.98486 | 0.98865 | 5.9167 | 0.98277 | 1.002 | 0.98486 | 0.98865 | 5.9167 | 0.98277 | 1.002 | 0.98486 | 0.98865
| 5.9583 | 0.98277 | 1.002 | 0.98486 | 0.98865 | 5.9583 | 0.98277 | 1.002 | 0.98486 | 0.98865 | 5.9583 | 0.98277 | 1.002 | 0.98486 | 0.98865
| 6 | 0.98277 | 1.002 | 0.98486 | 0.98865 | 6 | 0.98277 | 1.002 | 0.98486 | 0.98865 | 6 | 0.98277 | 1.002 | 0.98486 | 0.98865
| 6.0417 | 0.98277 | 1.002 | 0.98486 | 0.98865 | 6.0417 | 0.98277 | 1.002 | 0.98486 | 0.98865 | 6.0417 | 0.98277 | 1.002 | 0.98486 | 0.98865
| 6.0833 | 0.98277 | 1.002 | 0.98486 | 0.98865 | 6.0833 | 0.98277 | 1.002 | 0.98486 | 0.98865 | 6.0833 | 0.98277 | 1.002 | 0.98486 | 0.98865
| 6.125 | 0.98277 | 1.002 | 0.98486 | 0.98865 | 6.125 | 0.98277 | 1.002 | 0.98486 | 0.98865 | 6.125 | 0.98277 | 1.002 | 0.98486 | 0.98865
| 6.1667 | 0.98277 | 1.002 | 0.98486 | 0.98865 | 6.1667 | 0.98277 | 1.002 | 0.98486 | 0.98865 | 6.1667 | 0.98277 | 1.002 | 0.98486 | 0.98865
| 6.2083 | 0.98277 | 1.002 | 0.98486 | 0.98865 | 6.2083 | 0.98277 | 1.002 | 0.98486 | 0.98865 | 6.2083 | 0.98277 | 1.002 | 0.98486 | 0.98865
| 6.25 | 0.98277 | 1.002 | 0.98486 | 0.98865 | 6.25 | 0.98277 | 1.002 | 0.98486 | 0.98865 | 6.25 | 0.98277 | 1.002 | 0.98486 | 0.98865
| 6.2917 | 0.98277 | 1.002 | 0.98486 | 0.98865 | 6.2917 | 0.98277 | 1.002 | 0.98486 | 0.98865 | 6.2917 | 0.98277 | 1.002 | 0.98486 | 0.98865
| 6.3333 | 0.98277 | 1.002 | 0.98486 | 0.98865 | 6.3333 | 0.98277 | 1.002 | 0.98486 | 0.98865 | 6.3333 | 0.98277 | 1.002 | 0.98486 | 0.98865
| 6.375 | 0.98277 | 1.002 | 0.98486 | 0.98865 | 6.375 | 0.98277 | 1.002 | 0.98486 | 0.98865 | 6.375 | 0.98277 | 1.002 | 0.98486 | 0.98865
| 6.4167 | 0.98277 | 1.002 | 0.98486 | 0.98865 | 6.4167 | 0.98277 | 1.002 | 0.98486 | 0.98865 | 6.4167 | 0.98277 | 1.002 | 0.98486 | 0.98865
| 6.4583 | 0.98277 | 1.002 | 0.98486 | 0.98865 | 6.4583 | 0.98277 | 1.002 | 0.98486 | 0.98865 | 6.4583 | 0.98277 | 1.002 | 0.98486 | 0.98865
| 6.5 | 0.98277 | 1.002 | 0.98486 | 0.98865 | 6.5 | 0.98277 | 1.002 | 0.98486 | 0.98865 | 6.5 | 0.98277 | 1.002 | 0.98486 | 0.98865
| 6.5417 | 0.98277 | 1.002 | 0.98486 | 0.98865 | 6.5417 | 0.98277 | 1.002 | 0.98486 | 0.98865 | 6.5417 | 0.98277 | 1.002 | 0.98486 | 0.98865
| 6.5833 | 0.98277 | 1.002 | 0.98486 | 0.98865 | 6.5833 | 0.98277 | 1.002 | 0.98486 | 0.98865 | 6.5833 | 0.98277 | 1.002 | 0.98486 | 0.98865
| 6.625 | 0.98277 | 1.002 | 0.98486 | 0.98865 | 6.625 | 0.98277 | 1.002 | 0.98486 | 0.98865 | 6.625 | 0.98277 | 1.002 | 0.98486 | 0.98865
| 6.6667 | 0.98277 | 1.002 | 0.98486 | 0.98865 | 6.6667 | 0.98277 | 1.002 | 0.98486 | 0.98865 | 6.6667 | 0.98277 | 1.002 | 0.98486 | 0.98865
| 6.7083 | 0.98277 | 1.002 | 0.98486 | 0.98864 | 6.7083 | 0.98277 | 1.002 | 0.98486 | 0.98864 | 6.7083 | 0.98277 | 1.002 | 0.98486 | 0.98864
| 6.75 | 0.98277 | 1.002 | 0.98486 | 0.98864 | 6.75 | 0.98277 | 1.002 | 0.98486 | 0.98864 | 6.75 | 0.98277 | 1.002 | 0.98486 | 0.98864
| 6.7917 | 0.98277 | 1.002 | 0.98486 | 0.98864 | 6.7917 | 0.98277 | 1.002 | 0.98486 | 0.98864 | 6.7917 | 0.98277 | 1.002 | 0.98486 | 0.98864
| 6.8333 | 0.98277 | 1.002 | 0.98486 | 0.98864 | 6.8333 | 0.98277 | 1.002 | 0.98486 | 0.98864 | 6.8333 | 0.98277 | 1.002 | 0.98486 | 0.98864
| 6.875 | 0.98277 | 1.002 | 0.98486 | 0.98864 | 6.875 | 0.98277 | 1.002 | 0.98486 | 0.98864 | 6.875 | 0.98277 | 1.002 | 0.98486 | 0.98864
| 6.9167 | 0.98277 | 1.002 | 0.98486 | 0.98864 | 6.9167 | 0.98277 | 1.002 | 0.98486 | 0.98864 | 6.9167 | 0.98277 | 1.002 | 0.98486 | 0.98864
| 6.9583 | 0.98277 | 1.002 | 0.98486 | 0.98864 | 6.9583 | 0.98277 | 1.002 | 0.98486 | 0.98864 | 6.9583 | 0.98277 | 1.002 | 0.98486 | 0.98864
| 7 | 0.98277 | 1.002 | 0.98486 | 0.98864 | 7 | 0.98277 | 1.002 | 0.98486 | 0.98864 | 7 | 0.98277 | 1.002 | 0.98486 | 0.98864
| 7.0417 | 0.98277 | 1.002 | 0.98486 | 0.98864 | 7.0417 | 0.98277 | 1.002 | 0.98486 | 0.98864 | 7.0417 | 0.98277 | 1.002 | 0.98486 | 0.98864
| 7.0833 | 0.98277 | 1.002 | 0.98486 | 0.98864 | 7.0833 | 0.98277 | 1.002 | 0.98486 | 0.98864 | 7.0833 | 0.98277 | 1.002 | 0.98486 | 0.98864
| 7.125 | 0.98277 | 1.002 | 0.98486 | 0.98864 | 7.125 | 0.98277 | 1.002 | 0.98486 | 0.98864 | 7.125 | 0.98277 | 1.002 | 0.98486 | 0.98864
| 7.1667 | 0.98277 | 1.002 | 0.98486 | 0.98864 | 7.1667 | 0.98277 | 1.002 | 0.98486 | 0.98864 | 7.1667 | 0.98277 | 1.002 | 0.98486 | 0.98864
| 7.2083 | 0.98277 | 1.002 | 0.98486 | 0.98864 | 7.2083 | 0.98277 | 1.002 | 0.98486 | 0.98864 | 7.2083 | 0.98277 | 1.002 | 0.98486 | 0.98864
| 7.25 | 0.98277 | 1.002 | 0.98486 | 0.98864 | 7.25 | 0.98277 | 1.002 | 0.98486 | 0.98864 | 7.25 | 0.98277 | 1.002 | 0.98486 | 0.98864
| 7.2917 | 0.98277 | 1.002 | 0.98486 | 0.98864 | 7.2917 | 0.98277 | 1.002 | 0.98486 | 0.98864 | 7.2917 | 0.98277 | 1.002 | 0.98486 | 0.98864
| 7.3333 | 0.98277 | 1.002 | 0.98486 | 0.98864 | 7.3333 | 0.98277 | 1.002 | 0.98486 | 0.98864 | 7.3333 | 0.98277 | 1.002 | 0.98486 | 0.98864
| 7.375 | 0.98277 | 1.002 | 0.98486 | 0.98864 | 7.375 | 0.98277 | 1.002 | 0.98486 | 0.98864 | 7.375 | 0.98277 | 1.002 | 0.98486 | 0.98864
| 7.4167 | 0.98277 | 1.002 | 0.98486 | 0.98864 | 7.4167 | 0.98277 | 1.002 | 0.98486 | 0.98864 | 7.4167 | 0.98277 | 1.002 | 0.98486 | 0.98864
| 7.4583 | 0.98277 | 1.002 | 0.98486 | 0.98864 | 7.4583 | 0.98277 | 1.002 | 0.98486 | 0.98864 | 7.4583 | 0.98277 | 1.002 | 0.98486 | 0.98864
| 7.5 | 0.98277 | 1.002 | 0.98486 | 0.98864 | 7.5 | 0.98277 | 1.002 | 0.98486 | 0.98864 | 7.5 | 0.98277 | 1.002 | 0.98486 | 0.98864
| 7.5417 | 0.98277 | 1.002 | 0.98486 | 0.98864 | 7.5417 | 0.98277 | 1.002 | 0.98486 | 0.98864 | 7.5417 | 0.98277 | 1.002 | 0.98486 | 0.98864
| 7.5833 | 0.98277 | 1.002 | 0.98486 | 0.98864 | 7.5833 | 0.98277 | 1.002 | 0.98486 | 0.98864 | 7.5833 | 0.98277 | 1.002 | 0.98486 | 0.98864
| 7.625 | 0.98277 | 1.002 | 0.98486 | 0.98864 | 7.625 | 0.98277 | 1.002 | 0.98486 | 0.98864 | 7.625 | 0.98277 | 1.002 | 0.98486 | 0.98864
| 7.6667 | 0.98277 | 1.002 | 0.98486 | 0.98864 | 7.6667 | 0.98277 | 1.002 | 0.98486 | 0.98864 | 7.6667 | 0.98277 | 1.002 | 0.98486 | 0.98864
| 7.7083 | 0.98277 | 1.002 | 0.98486 | 0.98865 | 7.7083 | 0.98277 | 1.002 | 0.98486 | 0.98865 | 7.7083 | 0.98277 | 1.002 | 0.98486 | 0.98865
| 7.75 | 0.98277 | 1.002 | 0.98486 | 0.98865 | 7.75 | 0.98277 | 1.002 | 0.98486 | 0.98865 | 7.75 | 0.98277 | 1.002 | 0.98486 | 0.98865
| 7.7917 | 0.98277 | 1.002 | 0.98486 | 0.98865 | 7.7917 | 0.98277 | 1.002 | 0.98486 | 0.98865 | 7.7917 | 0.98277 | 1.002 | 0.98486 | 0.98865
| 7.8333 | 0.98277 | 1.002 | 0.98486 | 0.98865 | 7.8333 | 0.98277 | 1.002 | 0.98486 | 0.98865 | 7.8333 | 0.98277 | 1.002 | 0.98486 | 0.98865
| 7.875 | 0.98277 | 1.002 | 0.98486 | 0.98865 | 7.875 | 0.98277 | 1.002 | 0.98486 | 0.98865 | 7.875 | 0.98277 | 1.002 | 0.98486 | 0.98865
| 7.9167 | 0.98277 | 1.002 | 0.98486 | 0.98865 | 7.9167 | 0.98277 | 1.002 | 0.98486 | 0.98865 | 7.9167 | 0.98277 | 1.002 | 0.98486 | 0.98865
| 7.9583 | 0.98277 | 1.002 | 0.98486 | 0.98865 | 7.9583 | 0.98277 | 1.002 | 0.98486 | 0.98865 | 7.9583 | 0.98277 | 1.002 | 0.98486 | 0.98865
| 8 | 0.98277 | 1.002 | 0.98486 | 0.98865 | 8 | 0.98277 | 1.002 | 0.98486 | 0.98865 | 8 | 0.98277 | 1.002 | 0.98486 | 0.98865
| 8.0417 | 0.98277 | 1.002 | 0.98486 | 0.98865 | 8.0417 | 0.98277 | 1.002 | 0.98486 | 0.98865 | 8.0417 | 0.98277 | 1.002 | 0.98486 | 0.98865
| 8.0833 | 0.98277 | 1.002 | 0.98486 | 0.98865 | 8.0833 | 0.98277 | 1.002 | 0.98486 | 0.98865 | 8.0833 | 0.98277 | 1.002 | 0.98486 | 0.98865
| 8.125 | 0.98277 | 1.002 | 0.98486 | 0.98865 | 8.125 | 0.98277 | 1.002 | 0.98486 | 0.98865 | 8.125 | 0.98277 | 1.002 | 0.98486 | 0.98865
| 8.1667 | 0.98277 | 1.002 | 0.98486 | 0.98865 | 8.1667 | 0.98277 | 1.002 | 0.98486 | 0.98865 | 8.1667 | 0.98277 | 1.002 | 0.98486 | 0.98865
| 8.2083 | 0.98277 | 1.002 | 0.98486 | 0.98865 | 8.2083 | 0.98277 | 1.002 | 0.98486 | 0.98865 | 8.2083 | 0.98277 | 1.002 | 0.98486 | 0.98865
| 8.25 | 0.98277 | 1.002 | 0.98486 | 0.98865 | 8.25 | 0.98277 | 1.002 | 0.98486 | 0.98865 | 8.25 | 0.98277 | 1.002 | 0.98486 | 0.98865
| 8.2917 | 0.98277 | 1.002 | 0.98486 | 0.98865 | 8.2917 | 0.98277 | 1.002 | 0.98486 | 0.98865 | 8.2917 | 0.98277 | 1.002 | 0.98486 | 0.98865
| 8.3333 | 0.98277 | 1.002 | 0.98486 | 0.98865 | 8.3333 | 0.98277 | 1.002 | 0.98486 | 0.98865 | 8.3333 | 0.98277 | 1.002 | 0.98486 | 0.98865
| 8.375 | 0.98277 | 1.002 | 0.98486 | 0.98865 | 8.375 | 0.98277 | 1.002 | 0.98486 | 0.98865 | 8.375 | 0.98277 | 1.002 | 0.98486 | 0.98865
| 8.4167 | 0.98277 | 1.002 | 0.98486 | 0.98865 | 8.4167 | 0.98277 | 1.002 | 0.98486 | 0.98865 | 8.4167 | 0.98277 | 1.002 | 0.98486 | 0.98865
| 8.4583 | 0.98277 | 1.002 | 0.98486 | 0.98865 | 8.4583 | 0.98277 | 1.002 | 0.98486 | 0.98865 | 8.4583 | 0.98277 | 1.002 | 0.98486 | 0.98865
| 8.5 | 0.98277 | 1.002 | 0.98486 | 0.98865 | 8.5 | 0.98277 | 1.002 | 0.98486 | 0.98865 | 8.5 | 0.98277 | 1.002 | 0.98486 | 0.98865
| 8.5417 | 0.98277 | 1.002 | 0.98486 | 0.98865 | 8.5417 | 0.98277 | 1.002 | 0.98486 | 0.98865 | 8.5417 | 0.98277 | 1.002 | 0.98486 | 0.98865
| 8.5833 | 0.98277 | 1.002 | 0.98486 | 0.98865 | 8.5833 | 0.98277 | 1.002 | 0.98486 | 0.98865 | 8.5833 | 0.98277 | 1.002 | 0.98486 | 0.98865
| 8.625 | 0.98277 | 1.002 | 0.98486 | 0.98865 | 8.625 | 0.98277 | 1.002 | 0.98486 | 0.98865 | 8.625 | 0.98277 | 1.002 | 0.98486 | 0.98865
| 8.6667 | 0.98277 | 1.002 | 0.98486 | 0.98865 | 8.6667 | 0.98277 | 1.002 | 0.98486 | 0.98865 | 8.6667 | 0.98277 | 1.002 | 0.98486 | 0.98865
| 8.7083 | 0.98277 | 1.002 | 0.98486 | 0.98864 | 8.7083 | 0.98277 | 1.002 | 0.98486 | 0.98864 | 8.7083 | 0.98277 | 1.002 | 0.98486 | 0.98864
| 8.75 | 0.98277 | 1.002 | 0.98486 | 0.98864 | 8.75 | 0.98277 | 1.002 | 0.98486 | 0.98864 | 8.75 | 0.98277 | 1.002 | 0.98486 | 0.98864
| 8.7917 | 0.98277 | 1.002 | 0.98486 | 0.98864 | 8.7917 | 0.98277 | 1.002 | 0.98486 | 0.98864 | 8.7917 | 0.98277 | 1.002 | 0.98486 | 0.98864
| 8.8333 | 0.98277 | 1.002 | 0.98486 | 0.98864 | 8.8333 | 0.98277 | 1.002 | 0.98486 | 0.98864 | 8.8333 | 0.98277 | 1.002 | 0.98486 | 0.98864
| 8.875 | 0.98277 | 1.002 | 0.98486 | 0.98864 | 8.875 | 0.98277 | 1.002 | 0.98486 | 0.98864 | 8.875 | 0.98277 | 1.002 | 0.98486 | 0.98864
| 8.9167 | 0.98277 | 1.002 | 0.98486 | 0.98864 | 8.9167 | 0.98277 | 1.002 | 0.98486 | 0.98864 | 8.9167 | 0.98277 | 1.002 | 0.98486 | 0.98864
| 8.9583 | 0.98277 | 1.002 | 0.98486 | 0.98864 | 8.9583 | 0.98277 | 1.002 | 0.98486 | 0.98864 | 8.9583 | 0.98277 | 1.002 | 0.98486 | 0.98864
| 9 | 0.98277 | 1.002 | 0.98486 | 0.98864 | 9 | 0.98277 | 1.002 | 0.98486 | 0.98864 | 9 | 0.98277 | 1.002 | 0.98486 | 0.98864
| 9.0417 | 0.98277 | 1.002 | 0.98486 | 0.98864 | 9.0417 | 0.98277 | 1.002 | 0.98486 | 0.98864 | 9.0417 | 0.98277 | 1.002 | 0.98486 | 0.98864
| 9.0833 | 0.98277 | 1.002 | 0.98486 | 0.98864 | 9.0833 | 0.98277 | 1.002 | 0.98486 | 0.98864 | 9.0833 | 0.98277 | 1.002 | 0.98486 | 0.98864
| 9.125 | 0.98277 | 1.002 | 0.98486 | 0.98864 | 9.125 | 0.98277 | 1.002 | 0.98486 | 0.98864 | 9.125 | 0.98277 | 1.002 | 0.98486 | 0.98864
| 9.1667 | 0.98277 | 1.002 | 0.98486 | 0.98864 | 9.1667 | 0.98277 | 1.002 | 0.98486 | 0.98864 | 9.1667 | 0.98277 | 1.002 | 0.98486 | 0.98864
| 9.2083 | 0.98277 | 1.002 | 0.98486 | 0.98864 | 9.2083 | 0.98277 | 1.002 | 0.98486 | 0.98864 | 9.2083 | 0.98277 | 1.002 | 0.98486 | 0.98864
| 9.25 | 0.98277 | 1.002 | 0.98486 | 0.98864 | 9.25 | 0.98277 | 1.002 | 0.98486 | 0.98864 | 9.25 | 0.98277 | 1.002 | 0.98486 | 0.98864
| 9.2917 | 0.98277 | 1.002 | 0.98486 | 0.98864 | 9.2917 | 0.98277 | 1.002 | 0.98486 | 0.98864 | 9.2917 | 0.98277 | 1.002 | 0.98486 | 0.98864
| 9.3333 | 0.98277 | 1.002 | 0.98486 | 0.98864 | 9.3333 | 0.98277 | 1.002 | 0.98486 | 0.98864 | 9.3333 | 0.98277 | 1.002 | 0.98486 | 0.98864
| 9.375 | 0.98277 | 1.002 | 0.98486 | 0.98864 | 9.375 | 0.98277 | 1.002 | 0.98486 | 0.98864 | 9.375 | 0.98277 | 1.002 | 0.98486 | 0.98864
| 9.4167 | 0.98277 | 1.002 | 0.98486 | 0.98864 | 9.4167 | 0.98277 | 1.002 | 0.98486 | 0.98864 | 9.4167 | 0.98277 | 1.002 | 0.98486 | 0.98864
| 9.4583 | 0.98277 | 1.002 | 0.98486 | 0.98864 | 9.4583 | 0.98277 | 1.002 | 0.98486 | 0.98864 | 9.4583 | 0.98277 | 1.002 | 0.98486 | 0.98864
| 9.5 | 0.98277 | 1.002 | 0.98486 | 0.98864 | 9.5 | 0.98277 | 1.002 | 0.98486 | 0.98864 | 9.5 | 0.98277 | 1.002 | 0.98486 | 0.98864
| 9.5417 | 0.98277 | 1.002 | 0.98486 | 0.98864 | 9.5417 | 0.98277 | 1.002 | 0.98486 | 0.98864 | 9.5417 | 0.98277 | 1.002 | 0.98486 | 0.98864
| 9.5833 | 0.98277 | 1.002 | 0.98486 | 0.98865 | 9.5833 | 0.98277 | 1.002 | 0.98486 | 0.98865 | 9.5833 | 0.98277 | 1.002 | 0.98486 | 0.98865
| 9.625 | 0.98277 | 1.002 | 0.98486 | 0.98865 | 9.625 | 0.98277 | 1.002 | 0.98486 | 0.98865 | 9.625 | 0.98277 | 1.002 | 0.98486 | 0.98865
| 9.6667 | 0.98277 | 1.002 | 0.98486 | 0.98865 | 9.6667 | 0.98277 | 1.002 | 0.98486 | 0.98865 | 9.6667 | 0.98277 | 1.002 | 0.98486 | 0.98865
| 9.7083 | 0.98277 | 1.002 | 0.98486 | 0.98865 | 9.7083 | 0.98277 | 1.002 | 0.98486 | 0.98865 | 9.7083 | 0.98277 | 1.002 | 0.98486 | 0.98865
| 9.75 | 0.98277 | 1.002 | 0.98486 | 0.98865 | 9.75 | 0.98277 | 1.002 | 0.98486 | 0.98865 | 9.75 | 0.98277 | 1.002 | 0.98486 | 0.98865
| 9.7917 | 0.98277 | 1.002 | 0.98486 | 0.98865 | 9.7917 | 0.98277 | 1.002 | 0.98486 | 0.98865 | 9.7917 | 0.98277 | 1.002 | 0.98486 | 0.98865
| 9.8333 | 0.98277 | 1.002 | 0.98486 | 0.98865 | 9.8333 | 0.98277 | 1.002 | 0.98486 | 0.98865 | 9.8333 | 0.98277 | 1.002 | 0.98486 | 0.98865
| 9.875 | 0.98277 | 1.002 | 0.98486 | 0.98865 | 9.875 | 0.98277 | 1.002 | 0.98486 | 0.98865 | 9.875 | 0.98277 | 1.002 | 0.98486 | 0.98865
| 9.9167 | 0.98277 | 1.002 | 0.98486 | 0.98865 | 9.9167 | 0.98277 | 1.002 | 0.98486 | 0.98865 | 9.9167 | 0.98277 | 1.002 | 0.98486 | 0.98865
| 9.9583 | 0.98277 | 1.002 | 0.98486 | 0.98865 | 9.9583 | 0.98277 | 1.002 | 0.98486 | 0.98865 | 9.9583 | 0.98277 | 1.002 | 0.98486 | 0.98865
| 10 | 0.98277 | 1.002 | 0.98486 | 0.98865 | 10 | 0.98277 | 1.002 | 0.98486 | 0.98865 | 10 | 0.98277 | 1.002 | 0.98486 | 0.98865
| 10.0417 | 0.98277 | 1.002 | 0.98486 | 0.98865 | 10.0417 | 0.98277 | 1.002 | 0.98486 | 0.98865 | 10.0417 | 0.98277 | 1.002 | 0.98486 | 0.98865
| 10.0833 | 0.98277 | 1.002 | 0.98486 | 0.98865 | 10.0833 | 0.98277 | 1.002 | 0.98486 | 0.98865 | 10.0833 | 0.98277 | 1.002 | 0.98486 | 0.98865
| 10.125 | 0.98277 | 1.002 | 0.98486 | 0.98865 | 10.125 | 0.98277 | 1.002 | 0.98486 | 0.98865 | 10.125 | 0.98277 | 1.002 | 0.98486 | 0.98865
| 10.1667 | 0.98277 | 1.002 | 0.98486 | 0.98865 | 10.1667 | 0.98277 | 1.002 | 0.98486 | 0.98865 | 10.1667 | 0.98277 | 1.002 | 0.98486 | 0.98865
| 10.2083 | 0.98277 | 1.002 | 0.98486 | 0.98865 | 10.2083 | 0.98277 | 1.002 | 0.98486 | 0.98865 | 10.2083 | 0.98277 | 1.002 | 0.98486 | 0.98865
| 10.25 | 0.98277 | 1.002 | 0.98486 | 0.98865 | 10.25 | 0.98277 | 1.002 | 0.98486 | 0.98865 | 10.25 | 0.98277 | 1.002 | 0.98486 | 0.98865
| 10.2917 | 0.98277 | 1.002 | 0.98486 | 0.98865 | 10.2917 | 0.98277 | 1.002 | 0.98486 | 0.98865 | 10.2917 | 0.98277 | 1.002 | 0.98486 | 0.98865
| 10.3333 | 0.98277 | 1.002 | 0.98486 | 0.98865 | 10.3333 | 0.98277 | 1.002 | 0.98486 | 0.98865 | 10.3333 | 0.98277 | 1.002 | 0.98486 | 0.98865
| 10.375 | 0.98277 | 1.002 | 0.98486 | 0.98865 | 10.375 | 0.98277 | 1.002 | 0.98486 | 0.98865 | 10.375 | 0.98277 | 1.002 | 0.98486 | 0.98865
| 10.4167 | 0.98277 | 1.002 | 0.98486 | 0.98865 | 10.4167 | 0.98277 | 1.002 | 0.98486 | 0.98865 | 10.4167 | 0.98277 | 1.002 | 0.98486 | 0.98865
| 10.4583 | 0.98277 | 1.002 | 0.98486 | 0.98865 | 10.4583 | 0.98277 | 1.002 | 0.98486 | 0.98865 | 10.4583 | 0.98277 | 1.002 | 0.98486 | 0.98865
| 10.5 | 0.98277 | 1.002 | 0.98486 | 0.98865 | 10.5 | 0.98277 | 1.002 | 0.98486 | 0.98865 | 10.5 | 0.98277 | 1.002 | 0.98486 | 0.98865
| 10.5417 | 0.98277 | 1.002 | 0.98486 | 0.98865 | 10.5417 | 0.98277 | 1.002 | 0.98486 | 0.98865 | 10.5417 | 0.98277 | 1.002 | 0.98486 | 0.98865
| 10.5833 | 0.98277 | 1.002 | 0.98486 | 0.98864 | 10.5833 | 0.98277 | 1.002 | 0.98486 | 0.98864 | 10.5833 | 0.98277 | 1.002 | 0.98486 | 0.98864
| 10.625 | 0.98277 | 1.002 | 0.98486 | 0.98864 | 10.625 | 0.98277 | 1.002 | 0.98486 | 0.98864 | 10.625 | 0.98277 | 1.002 | 0.98486 | 0.98864
| 10.6667 | 0.98277 | 1.002 | 0.98486 | 0.98864 | 10.6667 | 0.98277 | 1.002 | 0.98486 | 0.98864 | 10.6667 | 0.98277 | 1.002 | 0.98486 | 0.98864
| 10.7083 | 0.98277 | 1.002 | 0.98486 | 0.98864 | 10.7083 | 0.98277 | 1.002 | 0.98486 | 0.98864 | 10.7083 | 0.98277 | 1.002 | 0.98486 | 0.98864
| 10.75 | 0.98277 | 1.002 | 0.98486 | 0.98864 | 10.75 | 0.98277 | 1.002 | 0.98486 | 0.98864 | 10.75 | 0.98277 | 1.002 | 0.98486 | 0.98864
| 10.7917 | 0.98277 | 1.002 | 0.98486 | 0.98864 | 10.7917 | 0.98277 | 1.002 | 0.98486 | 0.98864 | 10.7917 | 0.98277 | 1.002 | 0.98486 | 0.98864
| 10.8333 | 0.98277 | 1.002 | 0.98486 | 0.98864 | 10.8333 | 0.98277 | 1.002 | 0.98486 | 0.98864 | 10.8333 | 0.98277 | 1.002 | 0.98486 | 0.98864
| 10.875 | 0.98277 | 1.002 | 0.98486 | 0.98864 | 10.875 | 0.98277 | 1.002 | 0.98486 | 0.98864 | 10.875 | 0.98277 | 1.002 | 0.98486 | 0.98864
| 10.9167 | 0.98277 | 1.002 | 0.98486 | 0.98864 | 10.9167 | 0.98277 | 1.002 | 0.98486 | 0.98864 | 10.9167 | 0.98277 | 1.002 | 0.98486 | 0.98864
| 10.9583 | 0.98277 | 1.002 | 0.98486 | 0.98864 | 10.9583 | 0.98277 | 1.002 | 0.98486 | 0.98864 | 10.9583 | 0.98277 | 1.002 | 0.98486 | 0.98864
| 11 | 0.98277 | 1.002 | 0.98486 | 0.98864 | 11 | 0.98277 | 1.002 | 0.98486 | 0.98864 | 11 | 0.98277 | 1.002 | 0.98486 | 0.98864
| 11.0417 | 0.98277 | 1.002 | 0.98486 | 0.98864 | 11.0417 | 0.98277 | 1.002 | 0.98486 | 0.98864 | 11.0417 | 0.98277 | 1.002 | 0.98486 | 0.98864
| 11.0833 | 0.98277 | 1.002 | 0.98486 | 0.98864 | 11.0833 | 0.98277 | 1.002 | 0.98486 | 0.98864 | 11.0833 | 0.98277 | 1.002 | 0.98486 | 0.98864
| 11.125 | 0.98277 | 1.002 | 0.98486 | 0.98864 | 11.125 | 0.98277 | 1.002 | 0.98486 | 0.98864 | 11.125 | 0.98277 | 1.002 | 0.98486 | 0.98864
| 11.1667 | 0.98277 | 1.002 | 0.98486 | 0.98864 | 11.1667 | 0.98277 | 1.002 | 0.98486 | 0.98864 | 11.1667 | 0.98277 | 1.002 | 0.98486 | 0.98864
| 11.2083 | 0.98277 | 1.002 | 0.98486 | 0.98864 | 11.2083 | 0.98277 | 1.002 | 0.98486 | 0.98864 | 11.2083 | 0.98277 | 1.002 | 0.98486 | 0.98864
| 11.25 | 0.98277 | 1.002 | 0.98486 | 0.98864 | 11.25 | 0.98277 | 1.002 | 0.98486 | 0.98864 | 11.25 | 0.98277 | 1.002 | 0.98486 | 0.98864
| 11.2917 | 0.98277 | 1.002 | 0.98486 | 0.98864 | 11.2917 | 0.98277 | 1.002 | 0.98486 | 0.98864 | 11.2917 | 0.98277 | 1.002 | 0.98486 | 0.98864
| 11.3333 | 0.98277 | 1.002 | 0.98486 | 0.98864 | 11.3333 | 0.98277 | 1.002 | 0.98486 | 0.98864 | 11.3333 | 0.98277 | 1.002 | 0.98486 | 0.98864
| 11.375 | 0.98277 | 1.002 | 0.98486 | 0.98864 | 11.375 | 0.98277 | 1.002 | 0.98486 | 0.98864 | 11.375 | 0.98277 | 1.002 | 0.98486 | 0.98864
| 11.4167 | 0.98277 | 1.002 | 0.98486 | 0.98864 | 11.4167 | 0.98277 | 1.002 | 0.98486 | 0.98864 | 11.4167 | 0.98277 | 1.002 | 0.98486 | 0.98864
| 11.4583 | 0.98277 | 1.002 | 0.98486 | 0.98864 | 11.4583 | 0.98277 | 1.002 | 0.98486 | 0.98864 | 11.4583 | 0.98277 | 1.002 | 0.98486 | 0.98864
| 11.5 | 0.98277 | 1.002 | 0.98486 | 0.98865 | 11.5 | 0.98277 | 1.002 | 0.98486 | 0.98865 | 11.5 | 0.98277 | 1.002 | 0.98486 | 0.98865
| 11.5417 | 0.98277 | 1.002 | 0.98486 | 0.98865 | 11.5417 | 0.98277 | 1.002 | 0.98486 | 0.98865 | 11.5417 | 0.98277 | 1.002 | 0.98486 | 0.98865
| 11.5833 | 0.98277 | 1.002 | 0.98486 | 0.98865 | 11.5833 | 0.98277 | 1.002 | 0.98486 | 0.98865 | 11.5833 | 0.98277 | 1.002 | 0.98486 | 0.98865
| 11.625 | 0.98277 | 1.002 | 0.98486 | 0.98865 | 11.625 | 0.98277 | 1.002 | 0.98486 | 0.98865 | 11.625 | 0.98277 | 1.002 | 0.98486 | 0.98865
| 11.6667 | 0.98277 | 1.002 | 0.98486 | 0.98865 | 11.6667 | 0.98277 | 1.002 | 0.98486 | 0.98865 | 11.6667 | 0.98277 | 1.002 | 0.98486 | 0.98865
| 11.7083 | 0.98277 | 1.002 | 0.98486 | 0.98865 | 11.7083 | 0.98277 | 1.002 | 0.98486 | 0.98865 | 11.7083 | 0.98277 | 1.002 | 0.98486 | 0.98865
| 11.75 | 0.98277 | 1.002 | 0.98486 | 0.98865 | 11.75 | 0.98277 | 1.002 | 0.98486 | 0.98865 | 11.75 | 0.98277 | 1.002 | 0.98486 | 0.98865
| 11.7917 | 0.98277 | 1.002 | 0.98486 | 0.98865 | 11.7917 | 0.98277 | 1.002 | 0.98486 | 0.98865 | 11.7917 | 0.98277 | 1.002 | 0.98486 | 0.98865
| 11.8333 | 0.98277 | 1.002 | 0.98486 | 0.98865 | 11.8333 | 0.98277 | 1.002 | 0.98486 | 0.98865 | 11.8333 | 0.98277 | 1.002 | 0.98486 | 0.98865
| 11.875 | 0.98277 | 1.002 | 0.98486 | 0.98865 | 11.875 | 0.98277 | 1.002 | 0.98486 | 0.98865 | 11.875 | 0.98277 | 1.002 | 0.98486 | 0.98865
| 11.9167 | 0.98277 | 1.002 | 0.98486 | 0.98865 | 11.9167 | 0.98277 | 1.002 | 0.98486 | 0.98865 | 11.9167 | 0.98277 | 1.002 | 0.98486 | 0.98865
| 11.9583 | 0.98277 | 1.002 | 0.98486 | 0.98865 | 11.9583 | 0.98277 | 1.002 | 0.98486 | 0.98865 | 11.9583 | 0.98277 | 1.002 | 0.98486 | 0.98865
| 12 | 0.98277 | 1.002 | 0.98486 | 0.98865 | 12 | 0.98277 | 1.002 | 0.98486 | 0.98865 | 12 | 0.98277 | 1.002 | 0.98486 | 0.98865
| 12.0417 | 0.98277 | 1.002 | 0.98486 | 0.98865 | 12.0417 | 0.98277 | 1.002 | 0.98486 | 0.98865 | 12.0417 | 0.98277 | 1.002 | 0.98486 | 0.98865
| 12.0833 | 0.98277 | 1.002 | 0.98486 | 0.98865 | 12.0833 | 0.98277 | 1.002 | 0.98486 | 0.98865 | 12.0833 | 0.98277 | 1.002 | 0.98486 | 0.98865
| 12.125 | 0.98277 | 1.002 | 0.98486 | 0.98865 | 12.125 | 0.98277 | 1.002 | 0.98486 | 0.98865 | 12.125 | 0.98277 | 1.002 | 0.98486 | 0.98865
| 12.1667 | 0.98277 | 1.002 | 0.98486 | 0.98865 | 12.1667 | 0.98277 | 1.002 | 0.98486 | 0.98865 | 12.1667 | 0.98277 | 1.002 | 0.98486 | 0.98865
| 12.2083 | 0.98277 | 1.002 | 0.98486 | 0.98865 | 12.2083 | 0.98277 | 1.002 | 0.98486 | 0.98865 | 12.2083 | 0.98277 | 1.002 | 0.98486 | 0.98865
| 12.25 | 0.98277 | 1.002 | 0.98486 | 0.98865 | 12.25 | 0.98277 | 1.002 | 0.98486 | 0.98865 | 12.25 | 0.98277 | 1.002 | 0.98486 | 0.98865
| 12.2917 | 0.98277 | 1.002 | 0.98486 | 0.98865 | 12.2917 | 0.98277 | 1.002 | 0.98486 | 0.98865 | 12.2917 | 0.98277 | 1.002 | 0.98486 | 0.98865
| 12.3333 | 0.98277 | 1.002 | 0.98486 | 0.98865 | 12.3333 | 0.98277 | 1.002 | 0.98486 | 0.98865 | 12.3333 | 0.98277 | 1.002 | 0.98486 | 0.98865
| 12.375 | 0.98277 | 1.002 | 0.98486 | 0.98865 | 12.375 | 0.98277 | 1.002 | 0.98486 | 0.98865 | 12.375 | 0.98277 | 1.002 | 0.98486 | 0.98865
| 12.4167 | 0.98277 | 1.002 | 0.98486 | 0.98865 | 12.4167 | 0.98277 | 1.002 | 0.98486 | 0.98865 | 12.4167 | 0.98277 | 1.002 | 0.98486 | 0.98865
| 12.4583 | 0.98277 | 1.002 | 0.98486 | 0.98865 | 12.4583 | 0.98277 | 1.002 | 0.98486 | 0.98865 | 12.4583 | 0.98277 | 1.002 | 0.98486 | 0.98865
| 12.5 | 0.98277 | 1.002 | 0.98486 | 0.98865 | 12.5 | 0.98277 | 1.002 | 0.98486 | 0.98865 | 12.5 | 0.98277 | 1.002 | 0.98486 | 0.98865
| 12.5417 | 0.98277 | 1.002 | 0.98486 | 0.98864 | 12.5417 | 0.98277 | 1.002 | 0.98486 | 0.98864 | 12.5417 | 0.98277 | 1.002 | 0.98486 | 0.98864
| 12.5833 | 0.98277 | 1.002 | 0.98486 | 0.98864 | 12.5833 | 0.98277 | 1.002 | 0.98486 | 0.98864 | 12.5833 | 0.98277 | 1.002 | 0.98486 | 0.98864
| 12.625 | 0.98277 | 1.002 | 0.98486 | 0.98864 | 12.625 | 0.98277 | 1.002 | 0.98486 | 0.98864 | 12.625 | 0.98277 | 1.002 | 0.98486 | 0.98864
| 12.6667 | 0.98277 | 1.002 | 0.98486 | 0.98864 | 12.6667 | 0.98277 | 1.002 | 0.98486 | 0.98864 | 12.6667 | 0.98277 | 1.002 | 0.98486 | 0.98864
| 12.7083 | 0.98277 | 1.002 | 0.98486 | 0.98864 | 12.7083 | 0.98277 | 1.002 | 0.98486 | 0.98864 | 12.7083 | 0.98277 | 1.002 | 0.98486 | 0.98864
| 12.75 | 0.98277 | 1.002 | 0.98486 | 0.98864 | 12.75 | 0.98277 | 1.002 | 0.98486 | 0.98864 | 12.75 | 0.98277 | 1.002 | 0.98486 | 0.98864
| 12.7917 | 0.98277 | 1.002 | 0.98486 | 0.98864 | 12.7917 | 0.98277 | 1.002 | 0.98486 | 0.98864 | 12.7917 | 0.98277 | 1.002 | 0.98486 | 0.98864
| 12.8333 | 0.98277 | 1.002 | 0.98486 | 0.98864 | 12.8333 | 0.98277 | 1.002 | 0.98486 | 0.98864 | 12.8333 | 0.98277 | 1.002 | 0.98486 | 0.98864
| 12.875 | 0.98277 | 1.002 | 0.98486 | 0.98864 | 12.875 | 0.98277 | 1.002 | 0.98486 | 0.98864 | 12.875 | 0.98277 | 1.002 | 0.98486 | 0.98864
| 12.9167 | 0.98277 | 1.002 | 0.98486 | 0.98864 | 12.9167 | 0.98277 | 1.002 | 0.98486 | 0.98864 | 12.9167 | 0.98277 | 1.002 | 0.98486 | 0.98864
| 12.9583 | 0.98277 | 1.002 | 0.98486 | 0.98864 | 12.9583 | 0.98277 | 1.002 | 0.98486 | 0.98864 | 12.9583 | 0.98277 | 1.002 | 0.98486 | 0.98864
| 13 | 0.98277 | 1.002 | 0.98486 | 0.98864 | 13 | 0.98277 | 1.002 | 0.98486 | 0.98864 | 13 | 0.98277 | 1.002 | 0.98486 | 0.98864
| 13.0417 | 0.98277 | 1.002 | 0.98486 | 0.98864 | 13.0417 | 0.98277 | 1.002 | 0.98486 | 0.98864 | 13.0417 | 0.98277 | 1.002 | 0.98486 | 0.98864
| 13.0833 | 0.98277 | 1.002 | 0.98486 | 0.98864 | 13.0833 | 0.98277 | 1.002 | 0.98486 | 0.98864 | 13.0833 | 0.98277 | 1.002 | 0.98486 | 0.98864
| 13.125 | 0.98277 | 1.002 | 0.98486 | 0.98864 | 13.125 | 0.98277 | 1.002 | 0.98486 | 0.98864 | 13.125 | 0.98277 | 1.002 | 0.98486 | 0.98864
| 13.1667 | 0.98277 | 1.002 | 0.98486 | 0.98864 | 13.1667 | 0.98277 | 1.002 | 0.98486 | 0.98864 | 13.1667 | 0.98277 | 1.002 | 0.98486 | 0.98864
| 13.2083 | 0.98277 | 1.002 | 0.98486 | 0.98864 | 13.2083 | 0.98277 | 1.002 | 0.98486 | 0.98864 | 13.2083 | 0.98277 | 1.002 | 0.98486 | 0.98864
| 13.25 | 0.98277 | 1.002 | 0.98486 | 0.98864 | 13.25 | 0.98277 | 1.002 | 0.98486 | 0.98864 | 13.25 | 0.98277 | 1.002 | 0.98486 | 0.98864
| 13.2917 | 0.98277 | 1.002 | 0.98486 | 0.98864 | 13.2917 | 0.98277 | 1.002 | 0.98486 | 0.98864 | 13.2917 | 0.98277 | 1.002 | 0.98486 | 0.98864
| 13.3333 | 0.98277 | 1.002 | 0.98486 | 0.98864 | 13.3333 | 0.98277 | 1.002 | 0.98486 | 0.98864 | 13.3333 | 0.98277 | 1.002 | 0.98486 | 0.98864
| 13.375 | 0.98277 | 1.002 | 0.98486 | 0.98864 | 13.375 | 0.98277 | 1.002 | 0.98486 | 0.98864 | 13.375 | 0.98277 | 1.002 | 0.98486 | 0.98864
| 13.4167 | 0.98277 | 1.002 | 0.98486 | 0.98864 | 13.4167 | 0.98277 | 1.002 | 0.98486 | 0.98864 | 13.4167 | 0.98277 | 1.002 | 0.98486 | 0.98864
| 13.4583 | 0.98277 | 1.002 | 0.98486 | 0.98864 | 13.4583 | 0.98277 | 1.002 | 0.98486 | 0.98864 | 13.4583 | 0.98277 | 1.002 | 0.98486 | 0.98864
| 13.5 | 0.98277 | 1.002 | 0.98486 | 0.98864 | 13.5 | 0.98277 | 1.002 | 0.98486 | 0.98864 | 13.5 | 0.98277 | 1.002 | 0.98486 | 0.98864
| 13.5417 | 0.98277 | 1.002 | 0.98486 | 0.98864 | 13.5417 | 0.98277 | 1.002 | 0.98486 | 0.98864 | 13.5417 | 0.98277 | 1.002 | 0.98486 | 0.98864
| 13.5833 | 0.98277 | 1.002 | 0.98486 | 0.98864 | 13.5833 | 0.98277 | 1.002 | 0.98486 | 0.98864 | 13.5833 | 0.98277 | 1.002 | 0.98486 | 0.98864
| 13.625 | 0.98277 | 1.002 | 0.98486 | 0.98864 | 13.625 | 0.98277 | 1.002 | 0.98486 | 0.98864 | 13.625 | 0.98277 | 1.002 | 0.98486 | 0.98864
| 13.6667 | 0.98277 | 1.002 | 0.98486 | 0.98864 | 13.6667 | 0.98277 | 1.002 | 0.98486 | 0.98864 | 13.6667 | 0.98277 | 1.002 | 0.98486 | 0.98864
| 13.7083 | 0.98277 | 1.002 | 0.98486 | 0.98864 | 13.7083 | 0.98277 | 1.002 | 0.98486 | 0.98864 | 13.7083 | 0.98277 | 1.002 | 0.98486 | 0.98864
| 13.75 | 0.98277 | 1.002 | 0.98486 | 0.98864 | 13.75 | 0.98277 | 1.002 | 0.98486 | 0.98864 | 13.75 | 0.98277 | 1.002 | 0.98486 | 0.98864
| 13.7917 | 0.98277 | 1.002 | 0.98486 | 0.98864 | 13.7917 | 0.98277 | 1.002 | 0.98486 | 0.98864 | 13.7917 | 0.98277 | 1.002 | 0.98486 | 0.98864
| 13.8333 | 0.98277 | 1.002 | 0.98486 | 0.98864 | 13.8333 | 0.98277 | 1.002 | 0.98486 | 0.98864 | 13.8333 | 0.98277 | 1.002 | 0.98486 | 0.98864
| 13.875 | 0.98277 | 1.002 | 0.98486 | 0.98864 | 13.875 | 0.98277 | 1.002 | 0.98486 | 0.98864 | 13.875 | 0.98277 | 1.002 | 0.98486 | 0.98864
| 13.9167 | 0.98277 | 1.002 | 0.98486 | 0.98864 | 13.9167 | 0.98277 | 1.002 | 0.98486 | 0.98864 | 13.9167 | 0.98277 | 1.002 | 0.98486 | 0.98864
| 13.9583 | 0.98277 | 1.002 | 0.98486 | 0.98864 | 13.9583 | 0.98277 | 1.002 | 0.98486 | 0.98864 | 13.9583 | 0.98277 | 1.002 | 0.98486 | 0.98864
| 14 | 0.98277 | 1.002 | 0.98486 | 0.98864 | 14 | 0.98277 | 1.002 | 0.98486 | 0.98864 | 14 | 0.98277 | 1.002 | 0.98486 | 0.98864
| 14.0417 | 0.98277 | 1.002 | 0.98478 | 0.98861 | 14.0417 | 0.98277 | 1.004 | 0.98475 | 0.98914 | 14.0417 | 0.98277 | 1.002 | 0.98488 | 0.98864
| 14.0833 | 0.98277 | 1.0019 | 0.98468 | 0.98857 | 14.0833 | 0.98277 | 1.006 | 0.98464 | 0.98963 | 14.0833 | 0.98277 | 1.0019 | 0.98489 | 0.98864
| 14.125 | 0.98277 | 1.0019 | 0.98458 | 0.98852 | 14.125 | 0.98277 | 1.008 | 0.98451 | 0.99011 | 14.125 | 0.98277 | 1.0019 | 0.9849 | 0.98864
| 14.1667 | 0.98277 | 1.0019 | 0.98447 | 0.98848 | 14.1667 | 0.98277 | 1.0099 | 0.98437 | 0.99059 | 14.1667 | 0.98276 | 1.0019 | 0.98491 | 0.98863
| 14.2083 | 0.98277 | 1.0018 | 0.98435 | 0.98841 | 14.2083 | 0.98277 | 1.0099 | 0.98421 | 0.99053 | 14.2083 | 0.98276 | 1.0018 | 0.98492 | 0.98862
| 14.25 | 0.98277 | 1.0017 | 0.98425 | 0.98835 | 14.25 | 0.98277 | 1.0099 | 0.98401 | 0.99045 | 14.25 | 0.98276 | 1.0017 | 0.98495 | 0.98861
| 14.2917 | 0.98272 | 1.0016 | 0.9842 | 0.9883 | 14.2917 | 0.98277 | 1.0099 | 0.98357 | 0.99029 | 14.2917 | 0.98272 | 1.0017 | 0.98505 | 0.9886
| 14.3333 | 0.98249 | 1.0014 | 0.98413 | 0.98811 | 14.3333 | 0.98276 | 1.0099 | 0.98263 | 0.98995 | 14.3333 | 0.98248 | 1.0014 | 0.98515 | 0.98849
| 14.375 | 0.98226 | 1.0011 | 0.98405 | 0.98792 | 14.375 | 0.98276 | 1.0099 | 0.98158 | 0.98957 | 14.375 | 0.98225 | 1.0012 | 0.98525 | 0.98838
| 14.4167 | 0.98205 | 1.0008 | 0.98393 | 0.98773 | 14.4167 | 0.98275 | 1.0099 | 0.98042 | 0.98914 | 14.4167 | 0.98204 | 1.001 | 0.98534 | 0.98828
| 14.4583 | 0.98183 | 1.0005 | 0.98378 | 0.98751 | 14.4583 | 0.98273 | 1.0099 | 0.97901 | 0.98863 | 14.4583 | 0.98183 | 1.0007 | 0.98544 | 0.98817
| 14.5 | 0.98162 | 1.0002 | 0.98358 | 0.98728 | 14.5 | 0.98263 | 1.0099 | 0.97686 | 0.9878 | 14.5 | 0.98162 | 1.0005 | 0.98554 | 0.98807
| 14.5417 | 0.9814 | 0.99983 | 0.98334 | 0.98701 | 14.5417 | 0.98251 | 1.0099 | 0.96019 | 0.98172 | 14.5417 | 0.9814 | 1.0003 | 0.98563 | 0.98795
| 14.5833 | 0.98117 | 0.99946 | 0.98304 | 0.98672 | 14.5833 | 0.98239 | 1.0099 | 0.94338 | 0.9756 | 14.5833 | 0.98117 | 0.99999 | 0.98573 | 0.98783
| 14.625 | 0.98093 | 0.99904 | 0.98263 | 0.98637 | 14.625 | 0.98225 | 1.0099 | 0.92624 | 0.96934 | 14.625 | 0.98092 | 0.9997 | 0.98583 | 0.9877
| 14.6667 | 0.98065 | 0.99857 | 0.98209 | 0.98594 | 14.6667 | 0.98208 | 1.0098 | 0.90875 | 0.96294 | 14.6667 | 0.98065 | 0.99937 | 0.98593 | 0.98755
| 14.7083 | 0.98034 | 0.99803 | 0.98138 | 0.98543 | 14.7083 | 0.98186 | 1.0098 | 0.89092 | 0.9564 | 14.7083 | 0.98034 | 0.99901 | 0.98603 | 0.98737
| 14.75 | 0.98009 | 0.99756 | 0.9807 | 0.98496 | 14.75 | 0.98168 | 1.0098 | 0.87362 | 0.95006 | 14.75 | 0.98009 | 0.9987 | 0.98612 | 0.98723
| 14.7917 | 0.97988 | 0.99711 | 0.98002 | 0.98452 | 14.7917 | 0.98158 | 1.0097 | 0.85676 | 0.94392 | 14.7917 | 0.97987 | 0.99842 | 0.98622 | 0.98711
| 14.8333 | 0.97967 | 0.99666 | 0.97924 | 0.98404 | 14.8333 | 0.98149 | 1.0097 | 0.83989 | 0.93778 | 14.8333 | 0.97967 | 0.99814 | 0.98625 | 0.98697
| 14.875 | 0.97948 | 0.9962 | 0.9784 | 0.98354 | 14.875 | 0.98141 | 1.0097 | 0.82303 | 0.93164 | 14.875 | 0.97948 | 0.99786 | 0.98626 | 0.98683
| 14.9167 | 0.97931 | 0.99572 | 0.97752 | 0.98303 | 14.9167 | 0.98134 | 1.0097 | 0.8062 | 0.92552 | 14.9167 | 0.97931 | 0.99755 | 0.98629 | 0.98669
| 14.9583 | 0.97914 | 0.99522 | 0.9766 | 0.98251 | 14.9583 | 0.98127 | 1.0096 | 0.78929 | 0.91936 | 14.9583 | 0.97914 | 0.99723 | 0.98631 | 0.98655
| 15 | 0.97899 | 0.99417 | 0.96167 | 0.97677 | 15 | 0.98121 | 1.0096 | 0.77229 | 0.91317 | 15 | 0.97899 | 0.99697 | 0.98634 | 0.98644
| 15.0417 | 0.97883 | 0.99315 | 0.9468 | 0.97105 | 15.0417 | 0.98114 | 1.0075 | 0.75531 | 0.90646 | 15.0417 | 0.97884 | 0.99673 | 0.98634 | 0.98632
| 15.0833 | 0.97867 | 0.99211 | 0.93193 | 0.96534 | 15.0833 | 0.98108 | 1.0055 | 0.73825 | 0.89972 | 15.0833 | 0.97868 | 0.99649 | 0.98635 | 0.9862
| 15.125 | 0.97851 | 0.99108 | 0.91705 | 0.95962 | 15.125 | 0.98102 | 1.0035 | 0.7211 | 0.89295 | 15.125 | 0.97853 | 0.99624 | 0.98636 | 0.98608
| 15.1667 | 0.97834 | 0.99005 | 0.90215 | 0.95389 | 15.1667 | 0.98096 | 1.0015 | 0.70388 | 0.88617 | 15.1667 | 0.97837 | 0.99599 | 0.98638 | 0.98596
| 15.2083 | 0.97817 | 0.98907 | 0.88722 | 0.94816 | 15.2083 | 0.98096 | 1.0014 | 0.68658 | 0.8799 | 15.2083 | 0.9782 | 0.9958 | 0.98638 | 0.98584
| 15.25 | 0.97796 | 0.98804 | 0.87225 | 0.9424 | 15.25 | 0.98096 | 1.0014 | 0.66912 | 0.87359 | 15.25 | 0.97799 | 0.99556 | 0.9864 | 0.98571
| 15.2917 | 0.97774 | 0.98699 | 0.85707 | 0.93654 | 15.2917 | 0.98094 | 1.0014 | 0.65142 | 0.86717 | 15.2917 | 0.97778 | 0.99528 | 0.9864 | 0.98556
| 15.3333 | 0.97765 | 0.986 | 0.84154 | 0.93063 | 15.3333 | 0.98078 | 1.0014 | 0.63328 | 0.86055 | 15.3333 | 0.97769 | 0.99503 | 0.9864 | 0.98546
| 15.375 | 0.97757 | 0.98503 | 0.82605 | 0.92473 | 15.375 | 0.98065 | 1.0014 | 0.61529 | 0.85399 | 15.375 | 0.9776 | 0.99479 | 0.9864 | 0.98536
| 15.4167 | 0.97749 | 0.98408 | 0.81061 | 0.91887 | 15.4167 | 0.98053 | 1.0014 | 0.59744 | 0.84748 | 15.4167 | 0.97752 | 0.99458 | 0.9864 | 0.98528
| 15.4583 | 0.9774 | 0.98314 | 0.79515 | 0.91299 | 15.4583 | 0.98042 | 1.0014 | 0.57971 | 0.84103 | 15.4583 | 0.97744 | 0.99435 | 0.9864 | 0.98518
| 15.5 | 0.97731 | 0.98219 | 0.77967 | 0.9071 | 15.5 | 0.9804 | 1.0014 | 0.56259 | 0.83483 | 15.5 | 0.97735 | 0.99409 | 0.9864 | 0.98508
| 15.5417 | 0.97722 | 0.98124 | 0.76419 | 0.90122 | 15.5417 | 0.98039 | 1.0014 | 0.55985 | 0.83383 | 15.5417 | 0.97726 | 0.99384 | 0.9864 | 0.98498
| 15.5833 | 0.97714 | 0.98031 | 0.74869 | 0.89533 | 15.5833 | 0.98038 | 1.0014 | 0.55712 | 0.83284 | 15.5833 | 0.97717 | 0.99358 | 0.9864 | 0.98488
| 15.625 | 0.97704 | 0.97935 | 0.73316 | 0.88942 | 15.625 | 0.98037 | 1.0014 | 0.5544 | 0.83185 | 15.625 | 0.97707 | 0.99328 | 0.9864 | 0.98476
| 15.6667 | 0.97693 | 0.97837 | 0.71759 | 0.88348 | 15.6667 | 0.98036 | 1.0014 | 0.55169 | 0.83086 | 15.6667 | 0.97696 | 0.99294 | 0.9864 | 0.98463
| 15.7083 | 0.97592 | 0.97371 | 0.702 | 0.87622 | 15.7083 | 0.98035 | 1.0014 | 0.5489 | 0.82985 | 15.7083 | 0.97595 | 0.9889 | 0.9864 | 0.98318
| 15.75 | 0.97491 | 0.96943 | 0.68668 | 0.86916 | 15.75 | 0.98034 | 1.0014 | 0.54617 | 0.82886 | 15.75 | 0.97494 | 0.98524 | 0.9864 | 0.98183
| 15.7917 | 0.97461 | 0.96791 | 0.67153 | 0.86317 | 15.7917 | 0.98033 | 1.0014 | 0.54338 | 0.82785 | 15.7917 | 0.97465 | 0.98433 | 0.9864 | 0.98148
| 15.8333 | 0.97441 | 0.96661 | 0.65644 | 0.85729 | 15.8333 | 0.98032 | 1.0014 | 0.54057 | 0.82682 | 15.8333 | 0.97444 | 0.98365 | 0.98642 | 0.98123
| 15.875 | 0.97423 | 0.96546 | 0.64139 | 0.85147 | 15.875 | 0.98031 | 1.0014 | 0.53774 | 0.8258 | 15.875 | 0.97427 | 0.98312 | 0.98642 | 0.98102
| 15.9167 | 0.97407 | 0.96441 | 0.62637 | 0.8457 | 15.9167 | 0.9803 | 1.0014 | 0.53491 | 0.82477 | 15.9167 | 0.97411 | 0.98267 | 0.9864 | 0.98084
| 15.9583 | 0.97392 | 0.96336 | 0.61137 | 0.83993 | 15.9583 | 0.9803 | 1.0014 | 0.53206 | 0.82374 | 15.9583 | 0.97395 | 0.98223 | 0.9864 | 0.98066
| 16 | 0.97374 | 0.96285 | 0.61036 | 0.83937 | 16 | 0.98029 | 1.0014 | 0.52921 | 0.8227 | 16 | 0.97377 | 0.98172 | 0.98639 | 0.98045
| 16.0417 | 0.97357 | 0.96234 | 0.60935 | 0.8388 | 16.0417 | 0.98028 | 1.0014 | 0.52635 | 0.82167 | 16.0417 | 0.97359 | 0.98121 | 0.98639 | 0.98025
| 16.0833 | 0.97339 | 0.96183 | 0.60833 | 0.83823 | 16.0833 | 0.98027 | 1.0014 | 0.52349 | 0.82063 | 16.0833 | 0.97341 | 0.98069 | 0.98638 | 0.98004
| 16.125 | 0.97322 | 0.96131 | 0.60731 | 0.83766 | 16.125 | 0.98026 | 1.0014 | 0.52062 | 0.81959 | 16.125 | 0.97324 | 0.98017 | 0.98636 | 0.97983
| 16.1667 | 0.97304 | 0.96079 | 0.60629 | 0.83708 | 16.1667 | 0.98025 | 1.0014 | 0.51775 | 0.81854 | 16.1667 | 0.97306 | 0.97965 | 0.98635 | 0.97962
| 16.2083 | 0.97284 | 0.96017 | 0.60525 | 0.83647 | 16.2083 | 0.98018 | 1.0014 | 0.51471 | 0.81741 | 16.2083 | 0.97285 | 0.97904 | 0.98635 | 0.97938
| 16.25 | 0.97259 | 0.95941 | 0.60421 | 0.8358 | 16.25 | 0.9801 | 1.0014 | 0.51165 | 0.81628 | 16.25 | 0.9726 | 0.97827 | 0.98632 | 0.97908
| 16.2917 | 0.97201 | 0.95766 | 0.60317 | 0.83474 | 16.2917 | 0.98 | 1.0014 | 0.50856 | 0.81512 | 16.2917 | 0.97202 | 0.97655 | 0.98632 | 0.9784
| 16.3333 | 0.97111 | 0.95406 | 0.60213 | 0.83307 | 16.3333 | 0.97999 | 1.0014 | 0.50561 | 0.81405 | 16.3333 | 0.97111 | 0.97294 | 0.98632 | 0.9771
| 16.375 | 0.97034 | 0.95124 | 0.60109 | 0.83166 | 16.375 | 0.97998 | 1.0014 | 0.50273 | 0.813 | 16.375 | 0.97035 | 0.97012 | 0.98632 | 0.97607
| 16.4167 | 0.9697 | 0.94903 | 0.60006 | 0.83045 | 16.4167 | 0.97998 | 1.0014 | 0.49998 | 0.812 | 16.4167 | 0.9697 | 0.96791 | 0.98631 | 0.97523
| 16.4583 | 0.96904 | 0.94678 | 0.59903 | 0.82924 | 16.4583 | 0.97997 | 1.0014 | 0.49696 | 0.81091 | 16.4583 | 0.96905 | 0.96566 | 0.98631 | 0.97439
| 16.5 | 0.96838 | 0.9445 | 0.59799 | 0.82801 | 16.5 | 0.97996 | 1.0014 | 0.49396 | 0.80982 | 16.5 | 0.96839 | 0.96338 | 0.98631 | 0.97354
| 16.5417 | 0.96772 | 0.94219 | 0.59696 | 0.82678 | 16.5417 | 0.97995 | 1.0014 | 0.49098 | 0.80874 | 16.5417 | 0.96772 | 0.96107 | 0.9863 | 0.97267
| 16.5833 | 0.96705 | 0.93984 | 0.59594 | 0.82553 | 16.5833 | 0.97994 | 1.0014 | 0.48801 | 0.80766 | 16.5833 | 0.96705 | 0.95872 | 0.9863 | 0.9718
| 16.625 | 0.96625 | 0.93673 | 0.59491 | 0.82403 | 16.625 | 0.97994 | 1.0013 | 0.48508 | 0.8066 | 16.625 | 0.96625 | 0.9556 | 0.9863 | 0.97067
| 16.6667 | 0.96525 | 0.93265 | 0.5939 | 0.82221 | 16.6667 | 0.97992 | 1.0013 | 0.4822 | 0.80555 | 16.6667 | 0.96526 | 0.95153 | 0.9863 | 0.96921
| 16.7083 | 0.96515 | 0.93202 | 0.59289 | 0.82164 | 16.7083 | 0.97992 | 1.0013 | 0.47946 | 0.80455 | 16.7083 | 0.96516 | 0.95091 | 0.98629 | 0.96901
| 16.75 | 0.96505 | 0.9314 | 0.59188 | 0.82107 | 16.75 | 0.97991 | 1.0013 | 0.47654 | 0.80349 | 16.75 | 0.96506 | 0.95029 | 0.98629 | 0.96881
| 16.7917 | 0.96475 | 0.9306 | 0.59087 | 0.82038 | 16.7917 | 0.9799 | 1.0013 | 0.47355 | 0.80241 | 16.7917 | 0.96475 | 0.94949 | 0.98629 | 0.96848
| 16.8333 | 0.9645 | 0.92992 | 0.58986 | 0.81974 | 16.8333 | 0.97989 | 1.0013 | 0.47055 | 0.80132 | 16.8333 | 0.9645 | 0.9488 | 0.98628 | 0.9682
| 16.875 | 0.9643 | 0.92933 | 0.58885 | 0.81914 | 16.875 | 0.97989 | 1.0013 | 0.46753 | 0.80022 | 16.875 | 0.9643 | 0.94822 | 0.98628 | 0.96797
| 16.9167 | 0.96412 | 0.9288 | 0.58785 | 0.81857 | 16.9167 | 0.97988 | 1.0013 | 0.46449 | 0.79912 | 16.9167 | 0.96413 | 0.94768 | 0.98628 | 0.96776
| 16.9583 | 0.96395 | 0.92826 | 0.58684 | 0.818 | 16.9583 | 0.97987 | 1.0013 | 0.46146 | 0.79802 | 16.9583 | 0.96395 | 0.94714 | 0.98628 | 0.96755
| 17 | 0.96377 | 0.92772 | 0.58584 | 0.81743 | 17 | 0.97987 | 1.0013 | 0.45845 | 0.79693 | 17 | 0.96378 | 0.9466 | 0.98628 | 0.96734
| 17.0417 | 0.96359 | 0.92717 | 0.58484 | 0.81685 | 17.0417 | 0.97986 | 1.0013 | 0.45544 | 0.79584 | 17.0417 | 0.9636 | 0.94606 | 0.98628 | 0.96713
| 17.0833 | 0.96341 | 0.92662 | 0.58384 | 0.81628 | 17.0833 | 0.97985 | 1.0013 | 0.45243 | 0.79475 | 17.0833 | 0.96342 | 0.94551 | 0.98628 | 0.96692
| 17.125 | 0.96323 | 0.92607 | 0.58284 | 0.81571 | 17.125 | 0.97985 | 1.0013 | 0.44942 | 0.79365 | 17.125 | 0.96323 | 0.94496 | 0.98628 | 0.9667
| 17.1667 | 0.96304 | 0.92552 | 0.58185 | 0.81513 | 17.1667 | 0.97984 | 1.0013 | 0.44641 | 0.79256 | 17.1667 | 0.96305 | 0.9444 | 0.98628 | 0.96649
| 17.2083 | 0.96282 | 0.92489 | 0.58087 | 0.81452 | 17.2083 | 0.97983 | 1.0013 | 0.44349 | 0.79151 | 17.2083 | 0.96283 | 0.94377 | 0.98628 | 0.96624
| 17.25 | 0.9625 | 0.92414 | 0.57988 | 0.81385 | 17.25 | 0.97983 | 1.0013 | 0.44062 | 0.79046 | 17.25 | 0.96255 | 0.94303 | 0.98628 | 0.96593
| 17.2917 | 0.96231 | 0.92309 | 0.57887 | 0.81313 | 17.2917 | 0.97982 | 1.0013 | 0.43786 | 0.78946 | 17.2917 | 0.96236 | 0.94196 | 0.98627 | 0.96558
| 17.3333 | 0.96212 | 0.92208 | 0.57786 | 0.81243 | 17.3333 | 0.97981 | 1.0013 | 0.4353 | 0.78853 | 17.3333 | 0.96216 | 0.94095 | 0.98626 | 0.96523
| 17.375 | 0.96178 | 0.92043 | 0.57685 | 0.8115 | 17.375 | 0.9798 | 1.0013 | 0.43263 | 0.78756 | 17.375 | 0.96183 | 0.93933 | 0.98626 | 0.96468
| 17.4167 | 0.96133 | 0.91836 | 0.57583 | 0.81041 | 17.4167 | 0.97979 | 1.0013 | 0.4298 | 0.78653 | 17.4167 | 0.96138 | 0.93726 | 0.98627 | 0.96396
| 17.4583 | 0.96111 | 0.91718 | 0.57481 | 0.80965 | 17.4583 | 0.97978 | 1.0013 | 0.42724 | 0.78561 | 17.4583 | 0.96116 | 0.93608 | 0.98627 | 0.96357
| 17.5 | 0.96088 | 0.91599 | 0.5738 | 0.80888 | 17.5 | 0.97978 | 1.0013 | 0.42469 | 0.78468 | 17.5 | 0.96093 | 0.93488 | 0.98628 | 0.96316
| 17.5417 | 0.96066 | 0.91477 | 0.57279 | 0.8081 | 17.5417 | 0.97977 | 1.0013 | 0.42215 | 0.78376 | 17.5417 | 0.9607 | 0.93366 | 0.98628 | 0.96276
| 17.5833 | 0.96042 | 0.91354 | 0.57178 | 0.80732 | 17.5833 | 0.97976 | 1.0013 | 0.41962 | 0.78284 | 17.5833 | 0.96047 | 0.93242 | 0.98629 | 0.96234
| 17.625 | 0.96013 | 0.91209 | 0.57079 | 0.80647 | 17.625 | 0.97975 | 1.0013 | 0.41713 | 0.78193 | 17.625 | 0.96017 | 0.93098 | 0.98628 | 0.96184
| 17.6667 | 0.96002 | 0.91147 | 0.56981 | 0.80591 | 17.6667 | 0.97974 | 1.0013 | 0.41469 | 0.78104 | 17.6667 | 0.96007 | 0.93035 | 0.98628 | 0.96164
| 17.7083 | 0.95992 | 0.9109 | 0.56887 | 0.80538 | 17.7083 | 0.97974 | 1.0013 | 0.41227 | 0.78017 | 17.7083 | 0.95996 | 0.92979 | 0.98628 | 0.96145
| 17.75 | 0.95981 | 0.91022 | 0.56788 | 0.8048 | 17.75 | 0.97973 | 1.0013 | 0.40971 | 0.77924 | 17.75 | 0.95985 | 0.92909 | 0.98627 | 0.96122
| 17.7917 | 0.95921 | 0.9074 | 0.56686 | 0.80346 | 17.7917 | 0.97972 | 1.0013 | 0.40713 | 0.7783 | 17.7917 | 0.95926 | 0.92628 | 0.98628 | 0.96025
| 17.8333 | 0.95897 | 0.90636 | 0.56584 | 0.80272 | 17.8333 | 0.97972 | 1.0013 | 0.40454 | 0.77736 | 17.8333 | 0.95901 | 0.92524 | 0.98627 | 0.95988
| 17.875 | 0.95868 | 0.90544 | 0.56481 | 0.80199 | 17.875 | 0.97971 | 1.0013 | 0.40193 | 0.77641 | 17.875 | 0.95872 | 0.92433 | 0.98627 | 0.95953
| 17.9167 | 0.95837 | 0.90461 | 0.56379 | 0.80129 | 17.9167 | 0.9797 | 1.0013 | 0.3993 | 0.77546 | 17.9167 | 0.95841 | 0.92351 | 0.98628 | 0.9592
| 17.9583 | 0.95806 | 0.90378 | 0.56276 | 0.80058 | 17.9583 | 0.9797 | 1.0013 | 0.39667 | 0.77451 | 17.9583 | 0.9581 | 0.92268 | 0.98627 | 0.95886
| 18 | 0.95775 | 0.90295 | 0.56173 | 0.79987 | 18 | 0.97969 | 1.0013 | 0.39404 | 0.77355 | 18 | 0.95779 | 0.92185 | 0.98626 | 0.95852
| 18.0417 | 0.95744 | 0.90211 | 0.56071 | 0.79916 | 18.0417 | 0.97968 | 1.0013 | 0.39141 | 0.7726 | 18.0417 | 0.95748 | 0.92101 | 0.98626 | 0.95818
| 18.0833 | 0.95714 | 0.90126 | 0.55968 | 0.79845 | 18.0833 | 0.97968 | 1.0013 | 0.38879 | 0.77165 | 18.0833 | 0.95717 | 0.92017 | 0.98626 | 0.95784
| 18.125 | 0.95683 | 0.90041 | 0.55866 | 0.79774 | 18.125 | 0.97967 | 1.0013 | 0.38619 | 0.7707 | 18.125 | 0.95687 | 0.91932 | 0.98626 | 0.9575
| 18.1667 | 0.95653 | 0.89956 | 0.55764 | 0.79703 | 18.1667 | 0.97967 | 1.0013 | 0.38361 | 0.76977 | 18.1667 | 0.95656 | 0.91847 | 0.98626 | 0.95716
| 18.2083 | 0.95625 | 0.89854 | 0.55662 | 0.79629 | 18.2083 | 0.97966 | 1.0013 | 0.38106 | 0.76884 | 18.2083 | 0.95629 | 0.91747 | 0.98626 | 0.9568
| 18.25 | 0.95608 | 0.89746 | 0.55561 | 0.79557 | 18.25 | 0.97965 | 1.0013 | 0.37852 | 0.76792 | 18.25 | 0.95608 | 0.91639 | 0.98626 | 0.95643
| 18.2917 | 0.95584 | 0.89615 | 0.55464 | 0.79478 | 18.2917 | 0.97965 | 1.0013 | 0.37607 | 0.76703 | 18.2917 | 0.95583 | 0.91508 | 0.98626 | 0.95599
| 18.3333 | 0.95573 | 0.89554 | 0.55367 | 0.79423 | 18.3333 | 0.97963 | 1.0013 | 0.37368 | 0.76616 | 18.3333 | 0.95573 | 0.91448 | 0.98626 | 0.95579
| 18.375 | 0.95562 | 0.8949 | 0.55271 | 0.79367 | 18.375 | 0.97963 | 1.0013 | 0.37128 | 0.76529 | 18.375 | 0.95562 | 0.91381 | 0.98626 | 0.95557
| 18.4167 | 0.95551 | 0.89417 | 0.55174 | 0.79308 | 18.4167 | 0.97962 | 1.0013 | 0.36887 | 0.76441 | 18.4167 | 0.95551 | 0.91308 | 0.98625 | 0.95533
| 18.4583 | 0.95517 | 0.89257 | 0.55076 | 0.79218 | 18.4583 | 0.97961 | 1.0013 | 0.36645 | 0.76354 | 18.4583 | 0.95517 | 0.91148 | 0.98624 | 0.95478
| 18.5 | 0.95485 | 0.89101 | 0.54978 | 0.79129 | 18.5 | 0.97961 | 1.0013 | 0.36401 | 0.76265 | 18.5 | 0.95485 | 0.90992 | 0.98623 | 0.95424
| 18.5417 | 0.95453 | 0.88949 | 0.5488 | 0.79041 | 18.5417 | 0.9796 | 1.0013 | 0.36157 | 0.76177 | 18.5417 | 0.95453 | 0.9084 | 0.98623 | 0.95372
| 18.5833 | 0.95422 | 0.888 | 0.5478 | 0.78954 | 18.5833 | 0.97959 | 1.0013 | 0.3591 | 0.76087 | 18.5833 | 0.95422 | 0.90692 | 0.98623 | 0.95321
| 18.625 | 0.95411 | 0.88735 | 0.5468 | 0.78896 | 18.625 | 0.97958 | 1.0013 | 0.35661 | 0.75996 | 18.625 | 0.95411 | 0.90628 | 0.98624 | 0.953
| 18.6667 | 0.95399 | 0.88671 | 0.5458 | 0.78838 | 18.6667 | 0.97958 | 1.0013 | 0.35404 | 0.75903 | 18.6667 | 0.95399 | 0.90563 | 0.98623 | 0.95278
| 18.7083 | 0.95386 | 0.88606 | 0.54481 | 0.78781 | 18.7083 | 0.97957 | 1.0013 | 0.35149 | 0.75811 | 18.7083 | 0.95387 | 0.90498 | 0.98623 | 0.95255
| 18.75 | 0.95374 | 0.8854 | 0.5438 | 0.78722 | 18.75 | 0.97957 | 1.0013 | 0.34893 | 0.75718 | 18.75 | 0.95375 | 0.90432 | 0.98623 | 0.95234
| 18.7917 | 0.95362 | 0.88459 | 0.54278 | 0.78659 | 18.7917 | 0.97953 | 1.0012 | 0.34639 | 0.75623 | 18.7917 | 0.95362 | 0.9035 | 0.98622 | 0.95207
| 18.8333 | 0.95302 | 0.8818 | 0.54177 | 0.78526 | 18.8333 | 0.97952 | 1.0012 | 0.34385 | 0.75531 | 18.8333 | 0.95302 | 0.90071 | 0.98623 | 0.9511
| 18.875 | 0.95238 | 0.87882 | 0.54077 | 0.78387 | 18.875 | 0.97951 | 1.0012 | 0.34131 | 0.75439 | 18.875 | 0.95239 | 0.89775 | 0.98623 | 0.95008
| 18.9167 | 0.95174 | 0.8758 | 0.53977 | 0.78246 | 18.9167 | 0.97951 | 1.0012 | 0.33875 | 0.75346 | 18.9167 | 0.95175 | 0.89474 | 0.98623 | 0.94904
| 18.9583 | 0.95156 | 0.87464 | 0.53876 | 0.78172 | 18.9583 | 0.9795 | 1.0012 | 0.33618 | 0.75253 | 18.9583 | 0.95156 | 0.89358 | 0.98624 | 0.94866
| 19 | 0.95137 | 0.87347 | 0.53775 | 0.78097 | 19 | 0.9795 | 1.0012 | 0.33359 | 0.75159 | 19 | 0.95138 | 0.89241 | 0.98624 | 0.94829
| 19.0417 | 0.95118 | 0.8723 | 0.53674 | 0.78022 | 19.0417 | 0.97949 | 1.0012 | 0.33098 | 0.75064 | 19.0417 | 0.95119 | 0.89124 | 0.98624 | 0.94791
| 19.0833 | 0.95099 | 0.87113 | 0.53572 | 0.77947 | 19.0833 | 0.97949 | 1.0012 | 0.32832 | 0.74968 | 19.0833 | 0.951 | 0.89006 | 0.98624 | 0.94752
| 19.125 | 0.95081 | 0.86995 | 0.5347 | 0.77872 | 19.125 | 0.97948 | 1.0012 | 0.32562 | 0.7487 | 19.125 | 0.95081 | 0.88888 | 0.98624 | 0.94714
| 19.1667 | 0.95061 | 0.86877 | 0.53367 | 0.77796 | 19.1667 | 0.97948 | 1.0012 | 0.32289 | 0.74771 | 19.1667 | 0.95062 | 0.88769 | 0.98624 | 0.94675
| 19.2083 | 0.95041 | 0.86762 | 0.53265 | 0.77721 | 19.2083 | 0.97947 | 1.0012 | 0.32015 | 0.74672 | 19.2083 | 0.95041 | 0.88652 | 0.98624 | 0.94636
| 19.25 | 0.95018 | 0.86634 | 0.53163 | 0.77641 | 19.25 | 0.97946 | 1.0012 | 0.31741 | 0.74572 | 19.25 | 0.95019 | 0.88523 | 0.98624 | 0.94593
| 19.2917 | 0.94986 | 0.86483 | 0.53062 | 0.77553 | 19.2917 | 0.97946 | 1.0012 | 0.31469 | 0.74474 | 19.2917 | 0.94987 | 0.88373 | 0.98624 | 0.94541
| 19.3333 | 0.94974 | 0.86417 | 0.52965 | 0.77496 | 19.3333 | 0.97944 | 1.0007 | 0.30069 | 0.73952 | 19.3333 | 0.94975 | 0.88307 | 0.98624 | 0.94519
| 19.375 | 0.94828 | 0.83008 | 0.52866 | 0.76498 | 19.375 | 0.97943 | 1.0002 | 0.2867 | 0.73432 | 19.375 | 0.94929 | 0.87661 | 0.98622 | 0.94329
| 19.4167 | 0.94681 | 0.79585 | 0.52767 | 0.75496 | 19.4167 | 0.97936 | 0.99992 | 0.27272 | 0.72917 | 19.4167 | 0.94881 | 0.87005 | 0.9862 | 0.94136
| 19.4583 | 0.94538 | 0.76165 | 0.52668 | 0.74496 | 19.4583 | 0.97928 | 0.99967 | 0.25886 | 0.72405 | 19.4583 | 0.94832 | 0.86352 | 0.98619 | 0.93944
| 19.5 | 0.94398 | 0.72749 | 0.5257 | 0.73499 | 19.5 | 0.97919 | 0.9994 | 0.24512 | 0.71898 | 19.5 | 0.94783 | 0.85702 | 0.98618 | 0.93752
| 19.5417 | 0.94258 | 0.69335 | 0.52472 | 0.72501 | 19.5417 | 0.97911 | 0.99912 | 0.23151 | 0.71395 | 19.5417 | 0.94732 | 0.85056 | 0.98616 | 0.9356
| 19.5833 | 0.94115 | 0.65925 | 0.52374 | 0.71505 | 19.5833 | 0.97902 | 0.99884 | 0.21803 | 0.70896 | 19.5833 | 0.9468 | 0.84413 | 0.98613 | 0.93368
| 19.625 | 0.93961 | 0.62535 | 0.52278 | 0.7051 | 19.625 | 0.97894 | 0.99806 | 0.20481 | 0.70395 | 19.625 | 0.94627 | 0.83781 | 0.98611 | 0.9318
| 19.6667 | 0.93806 | 0.59168 | 0.52181 | 0.6952 | 19.6667 | 0.97888 | 0.99775 | 0.19192 | 0.69918 | 19.6667 | 0.94573 | 0.83167 | 0.98609 | 0.92995
| 19.7083 | 0.93647 | 0.55823 | 0.52082 | 0.68535 | 19.7083 | 0.97879 | 0.996 | 0.17928 | 0.69411 | 19.7083 | 0.94518 | 0.82569 | 0.98606 | 0.92815
| 19.75 | 0.93491 | 0.52449 | 0.51985 | 0.67543 | 19.75 | 0.97873 | 0.99536 | 0.16637 | 0.68924 | 19.75 | 0.94464 | 0.81948 | 0.98604 | 0.92628
| 19.7917 | 0.93332 | 0.49041 | 0.51888 | 0.66541 | 19.7917 | 0.97867 | 0.99376 | 0.15314 | 0.684 | 19.7917 | 0.94407 | 0.81317 | 0.98603 | 0.92439
| 19.8333 | 0.9317 | 0.45617 | 0.51789 | 0.65533 | 19.8333 | 0.97857 | 0.99346 | 0.13991 | 0.6791 | 19.8333 | 0.94347 | 0.80682 | 0.98601 | 0.92247
| 19.875 | 0.93005 | 0.42173 | 0.5169 | 0.64519 | 19.875 | 0.97847 | 0.99316 | 0.12669 | 0.6742 | 19.875 | 0.94285 | 0.80032 | 0.986 | 0.9205
| 19.9167 | 0.92837 | 0.38705 | 0.5159 | 0.63496 | 19.9167 | 0.97838 | 0.99208 | 0.11346 | 0.6691 | 19.9167 | 0.9422 | 0.79367 | 0.98599 | 0.91848
| 19.9583 | 0.92623 | 0.35052 | 0.5149 | 0.62408 | 19.9583 | 0.97829 | 0.99178 | 0.10035 | 0.66423 | 19.9583 | 0.94108 | 0.78521 | 0.98598 | 0.91581
| 20 | 0.92409 | 0.31401 | 0.51391 | 0.6132 | 20 | 0.97819 | 0.99146 | 0.087327 | 0.65941 | 20 | 0.93997 | 0.77678 | 0.98597 | 0.91315
| 20.0417 | 0.92195 | 0.27751 | 0.51292 | 0.60232 | 20.0417 | 0.97809 | 0.99115 | 0.074421 | 0.65461 | 20.0417 | 0.93885 | 0.76838 | 0.98597 | 0.9105
| 20.0833 | 0.9198 | 0.24104 | 0.51193 | 0.59145 | 20.0833 | 0.97798 | 0.99082 | 0.061641 | 0.64986 | 20.0833 | 0.93774 | 0.75999 | 0.98596 | 0.90784
| 20.125 | 0.91765 | 0.20459 | 0.51094 | 0.58059 | 20.125 | 0.97789 | 0.99054 | 0.048975 | 0.64517 | 20.125 | 0.93662 | 0.75163 | 0.98595 | 0.9052
| 20.1667 | 0.9155 | 0.16815 | 0.50996 | 0.56973 | 20.1667 | 0.97779 | 0.99025 | 0.036418 | 0.64051 | 20.1667 | 0.9355 | 0.74328 | 0.98594 | 0.90256
| 20.2083 | 0.9134 | 0.13209 | 0.50898 | 0.55899 | 20.2083 | 0.97767 | 0.98957 | 0.024028 | 0.63581 | 20.2083 | 0.93443 | 0.73529 | 0.98594 | 0.90003
| 20.25 | 0.91137 | 0.096528 | 0.50799 | 0.54841 | 20.25 | 0.97754 | 0.98844 | 0.011823 | 0.63104 | 20.25 | 0.93344 | 0.72775 | 0.98593 | 0.89765
| 20.2917 | 0.90971 | 0.062793 | 0.507 | 0.53845 | 20.2917 | 0.9774 | 0.98802 | 1.7909e-16 | 0.6266 | 20.2917 | 0.93282 | 0.72191 | 0.98592 | 0.89586
| 20.3333 | 0.908 | 0.029418 | 0.50595 | 0.52854 | 20.3333 | 0.97726 | 0.98751 | 1.7909e-16 | 0.62641 | 20.3333 | 0.93216 | 0.71618 | 0.9859 | 0.89408
| 20.375 | 0.90773 | 0.029331 | 0.5049 | 0.52804 | 20.375 | 0.97711 | 0.98697 | 1.7909e-16 | 0.62621 | 20.375 | 0.93183 | 0.71612 | 0.98589 | 0.89394
| 20.4167 | 0.90741 | 0.029243 | 0.50385 | 0.52751 | 20.4167 | 0.97702 | 0.98667 | 1.7909e-16 | 0.6261 | 20.4167 | 0.9315 | 0.71606 | 0.98589 | 0.8938
| 20.4583 | 0.90703 | 0.029156 | 0.50279 | 0.52697 | 20.4583 | 0.97694 | 0.98636 | 1.7909e-16 | 0.62598 | 20.4583 | 0.93118 | 0.71605 | 0.98589 | 0.89368
| 20.5 | 0.90652 | 0.029068 | 0.50173 | 0.52637 | 20.5 | 0.97684 | 0.98604 | 1.7909e-16 | 0.62586 | 20.5 | 0.93084 | 0.71605 | 0.98589 | 0.89355
| 20.5417 | 0.90602 | 0.02898 | 0.50064 | 0.52577 | 20.5417 | 0.97675 | 0.98571 | 1.7909e-16 | 0.62574 | 20.5417 | 0.93051 | 0.71605 | 0.98589 | 0.89343
| 20.5833 | 0.90551 | 0.028891 | 0.49956 | 0.52516 | 20.5833 | 0.97616 | 0.98341 | 1.7909e-16 | 0.62491 | 20.5833 | 0.93016 | 0.71605 | 0.98589 | 0.8933
| 20.625 | 0.90508 | 0.028803 | 0.49849 | 0.52459 | 20.625 | 0.97545 | 0.98072 | 1.7909e-16 | 0.62393 | 20.625 | 0.9298 | 0.71605 | 0.98589 | 0.89316
| 20.6667 | 0.90462 | 0.028714 | 0.49744 | 0.52402 | 20.6667 | 0.9746 | 0.97657 | 1.7909e-16 | 0.62251 | 20.6667 | 0.92942 | 0.71604 | 0.98589 | 0.89302
| 20.7083 | 0.90416 | 0.028625 | 0.49641 | 0.52345 | 20.7083 | 0.97359 | 0.97247 | 1.7909e-16 | 0.62104 | 20.7083 | 0.92903 | 0.71604 | 0.98589 | 0.89288
| 20.75 | 0.90373 | 0.028536 | 0.49534 | 0.52288 | 20.75 | 0.97258 | 0.96817 | 1.7909e-16 | 0.61952 | 20.75 | 0.92865 | 0.71604 | 0.98589 | 0.89274
| 20.7917 | 0.90332 | 0.028447 | 0.49425 | 0.52231 | 20.7917 | 0.97227 | 0.96782 | 1.7909e-16 | 0.61931 | 20.7917 | 0.92831 | 0.71604 | 0.98589 | 0.89261
| 20.8333 | 0.90291 | 0.028357 | 0.49317 | 0.52174 | 20.8333 | 0.97205 | 0.96647 | 1.7909e-16 | 0.61886 | 20.8333 | 0.92797 | 0.71604 | 0.98589 | 0.89248
| 20.875 | 0.90251 | 0.028268 | 0.49208 | 0.52117 | 20.875 | 0.97187 | 0.96511 | 1.7909e-16 | 0.61844 | 20.875 | 0.92763 | 0.71604 | 0.98589 | 0.89236
| 20.9167 | 0.9021 | 0.028178 | 0.49099 | 0.5206 | 20.9167 | 0.97171 | 0.96533 | 1.7909e-16 | 0.61843 | 20.9167 | 0.92729 | 0.71604 | 0.98589 | 0.89223
| 20.9583 | 0.90169 | 0.028088 | 0.4899 | 0.52003 | 20.9583 | 0.97154 | 0.96476 | 1.7909e-16 | 0.61822 | 20.9583 | 0.92694 | 0.71604 | 0.98589 | 0.8921
| 21 | 0.90128 | 0.027999 | 0.48882 | 0.51946 | 21 | 0.97138 | 0.96419 | 1.7909e-16 | 0.61801 | 21 | 0.9266 | 0.71604 | 0.98589 | 0.89197
| 21.0417 | 0.90087 | 0.027909 | 0.48773 | 0.51889 | 21.0417 | 0.97122 | 0.96362 | 1.7909e-16 | 0.6178 | 21.0417 | 0.92625 | 0.71604 | 0.98589 | 0.89185
| 21.0833 | 0.90046 | 0.027819 | 0.48664 | 0.51832 | 21.0833 | 0.97106 | 0.96304 | 1.7909e-16 | 0.61759 | 21.0833 | 0.92591 | 0.71604 | 0.98589 | 0.89172
| 21.125 | 0.90004 | 0.027729 | 0.48556 | 0.51775 | 21.125 | 0.97089 | 0.96242 | 1.7909e-16 | 0.61736 | 21.125 | 0.92556 | 0.71604 | 0.98589 | 0.89159
| 21.1667 | 0.89963 | 0.027639 | 0.48448 | 0.51718 | 21.1667 | 0.97071 | 0.96179 | 1.7909e-16 | 0.61712 | 21.1667 | 0.92521 | 0.71604 | 0.98589 | 0.89146
| 21.2083 | 0.89921 | 0.027549 | 0.4834 | 0.51661 | 21.2083 | 0.97051 | 0.96105 | 1.7909e-16 | 0.61685 | 21.2083 | 0.92486 | 0.71604 | 0.98589 | 0.89133
| 21.25 | 0.89878 | 0.027458 | 0.48232 | 0.51604 | 21.25 | 0.97026 | 0.96041 | 1.7909e-16 | 0.61659 | 21.25 | 0.9245 | 0.71604 | 0.98589 | 0.89119
| 21.2917 | 0.89832 | 0.027368 | 0.48125 | 0.51546 | 21.2917 | 0.96967 | 0.95721 | 1.7909e-16 | 0.61552 | 21.2917 | 0.9241 | 0.71604 | 0.98589 | 0.89105
| 21.3333 | 0.89774 | 0.027246 | 0.48021 | 0.51483 | 21.3333 | 0.96874 | 0.95312 | 1.7909e-16 | 0.61408 | 21.3333 | 0.92364 | 0.71602 | 0.98589 | 0.89087
| 21.375 | 0.8972 | 0.027155 | 0.47917 | 0.51423 | 21.375 | 0.96796 | 0.94991 | 1.7909e-16 | 0.61294 | 21.375 | 0.92319 | 0.716 | 0.98589 | 0.89069
| 21.4167 | 0.89659 | 0.027064 | 0.47817 | 0.51362 | 21.4167 | 0.9673 | 0.94742 | 1.7909e-16 | 0.61203 | 21.4167 | 0.92274 | 0.71596 | 0.98588 | 0.89051
| 21.4583 | 0.89517 | 0.025895 | 0.47707 | 0.51238 | 21.4583 | 0.96663 | 0.94447 | 1.7909e-16 | 0.61099 | 21.4583 | 0.92227 | 0.71584 | 0.98587 | 0.8903
| 21.5 | 0.89462 | 0.025804 | 0.47605 | 0.51179 | 21.5 | 0.96596 | 0.94187 | 1.7909e-16 | 0.61005 | 21.5 | 0.92182 | 0.71568 | 0.98586 | 0.89009
| 21.5417 | 0.89406 | 0.025712 | 0.47507 | 0.5112 | 21.5417 | 0.96528 | 0.93927 | 1.7909e-16 | 0.6091 | 21.5417 | 0.92137 | 0.71549 | 0.98585 | 0.88987
| 21.5833 | 0.89351 | 0.02562 | 0.47408 | 0.51061 | 21.5833 | 0.96509 | 0.93858 | 1.7909e-16 | 0.60885 | 21.5833 | 0.92093 | 0.71527 | 0.98583 | 0.88964
| 21.625 | 0.89298 | 0.025527 | 0.47311 | 0.51004 | 21.625 | 0.96487 | 0.93732 | 1.7909e-16 | 0.60843 | 21.625 | 0.92052 | 0.71504 | 0.9858 | 0.88941
| 21.6667 | 0.89244 | 0.025434 | 0.47216 | 0.50947 | 21.6667 | 0.96461 | 0.936 | 1.7909e-16 | 0.60799 | 21.6667 | 0.92012 | 0.71473 | 0.98576 | 0.88917
| 21.7083 | 0.89178 | 0.025342 | 0.4712 | 0.50885 | 21.7083 | 0.96452 | 0.93576 | 1.7909e-16 | 0.60789 | 21.7083 | 0.91968 | 0.71435 | 0.98571 | 0.88888
| 21.75 | 0.89124 | 0.025249 | 0.47023 | 0.50828 | 21.75 | 0.96442 | 0.93511 | 1.7909e-16 | 0.60768 | 21.75 | 0.9194 | 0.71404 | 0.98567 | 0.88868
| 21.7917 | 0.89071 | 0.025155 | 0.46926 | 0.5077 | 21.7917 | 0.96411 | 0.93415 | 1.7909e-16 | 0.60731 | 21.7917 | 0.91902 | 0.71366 | 0.98564 | 0.88843
| 21.8333 | 0.89018 | 0.025062 | 0.46829 | 0.50713 | 21.8333 | 0.96383 | 0.93334 | 1.7909e-16 | 0.60699 | 21.8333 | 0.91864 | 0.71325 | 0.98561 | 0.88817
| 21.875 | 0.88965 | 0.024968 | 0.46732 | 0.50656 | 21.875 | 0.96362 | 0.93296 | 1.7909e-16 | 0.60681 | 21.875 | 0.91828 | 0.71283 | 0.98559 | 0.88792
| 21.9167 | 0.88913 | 0.024874 | 0.46634 | 0.50598 | 21.9167 | 0.96343 | 0.93231 | 1.7909e-16 | 0.60657 | 21.9167 | 0.91793 | 0.7124 | 0.98557 | 0.88767
| 21.9583 | 0.88861 | 0.02478 | 0.46537 | 0.50541 | 21.9583 | 0.96324 | 0.93167 | 1.7909e-16 | 0.60632 | 21.9583 | 0.91759 | 0.71197 | 0.98555 | 0.88742
| 22 | 0.88809 | 0.024686 | 0.4644 | 0.50484 | 22 | 0.96305 | 0.93101 | 1.7909e-16 | 0.60608 | 22 | 0.91725 | 0.71155 | 0.98553 | 0.88717
| 22.0417 | 0.88757 | 0.024592 | 0.46343 | 0.50428 | 22.0417 | 0.96286 | 0.93036 | 1.7909e-16 | 0.60583 | 22.0417 | 0.91693 | 0.71114 | 0.98552 | 0.88693
| 22.0833 | 0.88706 | 0.024498 | 0.46247 | 0.50371 | 22.0833 | 0.96266 | 0.92969 | 1.7909e-16 | 0.60558 | 22.0833 | 0.91661 | 0.71073 | 0.9855 | 0.8867
| 22.125 | 0.88654 | 0.024403 | 0.4615 | 0.50314 | 22.125 | 0.96246 | 0.92903 | 1.7909e-16 | 0.60533 | 22.125 | 0.91629 | 0.71032 | 0.98548 | 0.88647
| 22.1667 | 0.88602 | 0.024309 | 0.46054 | 0.50257 | 22.1667 | 0.96226 | 0.92835 | 1.7909e-16 | 0.60508 | 22.1667 | 0.91599 | 0.7099 | 0.98546 | 0.88624
| 22.2083 | 0.8855 | 0.024223 | 0.46 | 0.50217 | 22.2083 | 0.96202 | 0.92759 | 1.7909e-16 | 0.60478 | 22.2083 | 0.91569 | 0.70946 | 0.98544 | 0.886
| 22.25 | 0.88498 | 0.024131 | 0.45907 | 0.50161 | 22.25 | 0.96171 | 0.92672 | 1.7909e-16 | 0.60443 | 22.25 | 0.9154 | 0.70901 | 0.98542 | 0.88577
| 22.2917 | 0.88446 | 0.024039 | 0.45816 | 0.50106 | 22.2917 | 0.9615 | 0.92675 | 1.7909e-16 | 0.60437 | 22.2917 | 0.91514 | 0.70853 | 0.98539 | 0.88553
| 22.3333 | 0.88403 | 0.023977 | 0.45734 | 0.50059 | 22.3333 | 0.96134 | 0.92575 | 1.7909e-16 | 0.60404 | 22.3333 | 0.91496 | 0.70809 | 0.98533 | 0.88532
| 22.375 | 0.88344 | 0.023883 | 0.45653 | 0.50005 | 22.375 | 0.96102 | 0.92401 | 1.7909e-16 | 0.60346 | 22.375 | 0.91479 | 0.70766 | 0.98526 | 0.88512
| 22.4167 | 0.88639 | 0.023789 | 0.45566 | 0.50081 | 22.4167 | 0.96058 | 0.92151 | 1.7909e-16 | 0.60263 | 22.4167 | 0.91461 | 0.70726 | 0.9852 | 0.88493
| 22.4583 | 0.88673 | 0.024773 | 0.45491 | 0.50093 | 22.4583 | 0.96035 | 0.92073 | 1.7909e-16 | 0.60233 | 22.4583 | 0.91446 | 0.70687 | 0.98514 | 0.88475
| 22.5 | 0.88969 | 0.024678 | 0.45409 | 0.50171 | 22.5 | 0.96012 | 0.919 | 1.7909e-16 | 0.60179 | 22.5 | 0.91431 | 0.7065 | 0.98509 | 0.88457
| 22.5417 | 0.88924 | 0.024583 | 0.45328 | 0.50122 | 22.5417 | 0.95988 | 0.91778 | 1.7909e-16 | 0.60137 | 22.5417 | 0.91417 | 0.70614 | 0.98503 | 0.8844
| 22.5833 | 0.89214 | 0.024487 | 0.45246 | 0.50198 | 22.5833 | 0.95964 | 0.91597 | 1.7909e-16 | 0.6008 | 22.5833 | 0.91403 | 0.70579 | 0.98498 | 0.88424
| 22.625 | 0.89153 | 0.024391 | 0.45167 | 0.50144 | 22.625 | 0.95936 | 0.91452 | 1.7909e-16 | 0.60031 | 22.625 | 0.91389 | 0.70544 | 0.98494 | 0.88408
| 22.6667 | 0.89069 | 0.024294 | 0.45087 | 0.50081 | 22.6667 | 0.95926 | 0.91387 | 1.7909e-16 | 0.6001 | 22.6667 | 0.91371 | 0.70508 | 0.98492 | 0.88391
| 22.7083 | 0.88971 | 0.024195 | 0.45017 | 0.50017 | 22.7083 | 0.95915 | 0.91344 | 1.7909e-16 | 0.59995 | 22.7083 | 0.91334 | 0.70472 | 0.98492 | 0.88368
| 22.75 | 0.88918 | 0.024098 | 0.44937 | 0.49966 | 22.75 | 0.95904 | 0.91265 | 1.7909e-16 | 0.5997 | 22.75 | 0.91317 | 0.70438 | 0.9849 | 0.88352
| 22.7917 | 0.88869 | 0.024 | 0.44855 | 0.49915 | 22.7917 | 0.95845 | 0.90939 | 1.7909e-16 | 0.59861 | 22.7917 | 0.91304 | 0.70408 | 0.98486 | 0.88337
| 22.8333 | 0.88821 | 0.023902 | 0.44773 | 0.49865 | 22.8333 | 0.95776 | 0.9063 | 1.7909e-16 | 0.59753 | 22.8333 | 0.91291 | 0.7038 | 0.98482 | 0.88324
| 22.875 | 0.88772 | 0.023804 | 0.44691 | 0.49814 | 22.875 | 0.95748 | 0.90557 | 1.7909e-16 | 0.59723 | 22.875 | 0.91279 | 0.70354 | 0.98479 | 0.88311
| 22.9167 | 0.88723 | 0.023706 | 0.44608 | 0.49763 | 22.9167 | 0.95719 | 0.90461 | 1.7909e-16 | 0.59686 | 22.9167 | 0.91267 | 0.70332 | 0.98477 | 0.883
| 22.9583 | 0.88674 | 0.023608 | 0.44526 | 0.49713 | 22.9583 | 0.95689 | 0.90364 | 1.7909e-16 | 0.5965 | 22.9583 | 0.91256 | 0.7031 | 0.98475 | 0.88289
| 23 | 0.88625 | 0.023509 | 0.44443 | 0.49662 | 23 | 0.95659 | 0.90267 | 1.7909e-16 | 0.59613 | 23 | 0.91245 | 0.70288 | 0.98472 | 0.88278
| 23.0417 | 0.88575 | 0.023411 | 0.44361 | 0.49611 | 23.0417 | 0.9563 | 0.9017 | 1.7909e-16 | 0.59576 | 23.0417 | 0.91234 | 0.70267 | 0.98471 | 0.88268
| 23.0833 | 0.88525 | 0.023312 | 0.44279 | 0.4956 | 23.0833 | 0.956 | 0.90077 | 1.7909e-16 | 0.5954 | 23.0833 | 0.91223 | 0.70246 | 0.98469 | 0.88258
| 23.125 | 0.88475 | 0.023213 | 0.44197 | 0.49509 | 23.125 | 0.95571 | 0.89984 | 1.7909e-16 | 0.59505 | 23.125 | 0.91213 | 0.70226 | 0.98467 | 0.88248
| 23.1667 | 0.88425 | 0.023114 | 0.44114 | 0.49458 | 23.1667 | 0.95542 | 0.89898 | 1.7909e-16 | 0.59471 | 23.1667 | 0.91203 | 0.70207 | 0.98466 | 0.88239
| 23.2083 | 0.88374 | 0.023006 | 0.43991 | 0.49392 | 23.2083 | 0.95517 | 0.89786 | 1.7909e-16 | 0.59432 | 23.2083 | 0.91192 | 0.70187 | 0.98463 | 0.88229
| 23.25 | 0.88322 | 0.022904 | 0.43907 | 0.49339 | 23.25 | 0.95499 | 0.89667 | 1.7909e-16 | 0.59393 | 23.25 | 0.91182 | 0.70166 | 0.98461 | 0.88218
| 23.2917 | 0.88264 | 0.022801 | 0.43825 | 0.49285 | 23.2917 | 0.95473 | 0.89499 | 1.7909e-16 | 0.59339 | 23.2917 | 0.91172 | 0.70143 | 0.98457 | 0.88207
| 23.3333 | 0.88153 | 0.022696 | 0.43744 | 0.49212 | 23.3333 | 0.95464 | 0.89431 | 1.7909e-16 | 0.59318 | 23.3333 | 0.91156 | 0.70119 | 0.98457 | 0.88195
| 23.375 | 0.88058 | 0.022591 | 0.43662 | 0.49144 | 23.375 | 0.95453 | 0.89412 | 1.7909e-16 | 0.59308 | 23.375 | 0.91148 | 0.70096 | 0.98457 | 0.88186
| 23.4167 | 0.87959 | 0.022485 | 0.43579 | 0.49075 | 23.4167 | 0.95442 | 0.89361 | 1.7909e-16 | 0.59291 | 23.4167 | 0.91139 | 0.70074 | 0.98457 | 0.88176
| 23.4583 | 0.88192 | 0.022378 | 0.43497 | 0.49129 | 23.4583 | 0.95411 | 0.89182 | 1.7909e-16 | 0.59231 | 23.4583 | 0.9113 | 0.70053 | 0.98457 | 0.88167
| 23.5 | 0.87771 | 0.022271 | 0.43415 | 0.4894 | 23.5 | 0.9538 | 0.89061 | 1.7909e-16 | 0.59188 | 23.5 | 0.9112 | 0.70032 | 0.98456 | 0.88158
| 23.5417 | 0.87688 | 0.022163 | 0.43334 | 0.48876 | 23.5417 | 0.95351 | 0.88889 | 1.7909e-16 | 0.59131 | 23.5417 | 0.91111 | 0.70011 | 0.98456 | 0.88149
| 23.5833 | 0.87567 | 0.022054 | 0.43252 | 0.48799 | 23.5833 | 0.95323 | 0.88777 | 1.7909e-16 | 0.59091 | 23.5833 | 0.91102 | 0.6999 | 0.98456 | 0.8814
| 23.625 | 0.87471 | 0.021944 | 0.43171 | 0.48731 | 23.625 | 0.95311 | 0.88753 | 1.7909e-16 | 0.5908 | 23.625 | 0.91093 | 0.6997 | 0.98456 | 0.88131
| 23.6667 | 0.87393 | 0.021833 | 0.4309 | 0.4867 | 23.6667 | 0.95299 | 0.88677 | 1.7909e-16 | 0.59055 | 23.6667 | 0.91071 | 0.69949 | 0.98456 | 0.88117
| 23.7083 | 0.87309 | 0.021719 | 0.43002 | 0.48603 | 23.7083 | 0.95286 | 0.88579 | 1.7909e-16 | 0.59024 | 23.7083 | 0.91051 | 0.69927 | 0.98456 | 0.88104
| 23.75 | 0.87218 | 0.021607 | 0.42921 | 0.48537 | 23.75 | 0.95273 | 0.88564 | 1.7909e-16 | 0.59016 | 23.75 | 0.91038 | 0.69907 | 0.98456 | 0.88094
| 23.7917 | 0.8716 | 0.021495 | 0.42838 | 0.48483 | 23.7917 | 0.9526 | 0.8851 | 1.7909e-16 | 0.58996 | 23.7917 | 0.9103 | 0.69888 | 0.98456 | 0.88086
| 23.8333 | 0.87103 | 0.021382 | 0.42755 | 0.48429 | 23.8333 | 0.95246 | 0.88488 | 1.7909e-16 | 0.58985 | 23.8333 | 0.91022 | 0.69871 | 0.98454 | 0.88078
| 23.875 | 0.87045 | 0.021269 | 0.42673 | 0.48374 | 23.875 | 0.95183 | 0.88135 | 1.7909e-16 | 0.58868 | 23.875 | 0.91014 | 0.69855 | 0.98451 | 0.88069
| 23.9167 | 0.86987 | 0.021156 | 0.4259 | 0.4832 | 23.9167 | 0.95119 | 0.8784 | 1.7909e-16 | 0.58765 | 23.9167 | 0.91006 | 0.69841 | 0.9845 | 0.88062
| 23.9583 | 0.8693 | 0.021042 | 0.42507 | 0.48265 | 23.9583 | 0.951 | 0.8771 | 1.7909e-16 | 0.58724 | 23.9583 | 0.90999 | 0.69827 | 0.98448 | 0.88056
| 24 | 0.86872 | 0.020929 | 0.42424 | 0.48211 | 24 | 0.9508 | 0.87581 | 1.7909e-16 | 0.58682 | 24 | 0.90992 | 0.69814 | 0.98447 | 0.88049
| 24.0417 | 0.86814 | 0.020815 | 0.42341 | 0.48156 | 24.0417 | 0.9506 | 0.8745 | 1.7909e-16 | 0.5864 | 24.0417 | 0.90985 | 0.69801 | 0.98446 | 0.88042
| 24.0833 | 0.86756 | 0.0207 | 0.42258 | 0.48102 | 24.0833 | 0.95041 | 0.87315 | 1.7909e-16 | 0.58596 | 24.0833 | 0.90978 | 0.69789 | 0.98444 | 0.88036
| 24.125 | 0.86698 | 0.020585 | 0.42175 | 0.48047 | 24.125 | 0.95021 | 0.87178 | 1.7909e-16 | 0.58553 | 24.125 | 0.90971 | 0.69776 | 0.98442 | 0.8803
| 24.1667 | 0.8664 | 0.02047 | 0.42092 | 0.47992 | 24.1667 | 0.94748 | 0.83245 | 1.7909e-16 | 0.57404 | 24.1667 | 0.90965 | 0.69764 | 0.98441 | 0.88023
| 24.2083 | 0.86582 | 0.020354 | 0.42011 | 0.47938 | 24.2083 | 0.94479 | 0.79402 | 1.7909e-16 | 0.5628 | 24.2083 | 0.90958 | 0.69751 | 0.9844 | 0.88017
| 24.25 | 0.8654 | 0.020245 | 0.41946 | 0.47896 | 24.25 | 0.94222 | 0.75615 | 1.7909e-16 | 0.55176 | 24.25 | 0.90951 | 0.69738 | 0.98438 | 0.8801
| 24.2917 | 0.86453 | 0.020127 | 0.41865 | 0.47831 | 24.2917 | 0.93984 | 0.71972 | 1.7909e-16 | 0.54117 | 24.2917 | 0.90944 | 0.69723 | 0.98438 | 0.88004
| 24.3333 | 0.86345 | 0.020004 | 0.41787 | 0.4776 | 24.3333 | 0.93753 | 0.68491 | 1.7909e-16 | 0.53104 | 24.3333 | 0.90933 | 0.69708 | 0.98438 | 0.87995
| 24.375 | 0.86242 | 0.019881 | 0.41709 | 0.4769 | 24.375 | 0.93518 | 0.6494 | 1.7909e-16 | 0.52071 | 24.375 | 0.90923 | 0.69693 | 0.98438 | 0.87988
| 24.4167 | 0.85826 | 0.019756 | 0.4163 | 0.47504 | 24.4167 | 0.9328 | 0.61372 | 1.7909e-16 | 0.51032 | 24.4167 | 0.9092 | 0.69678 | 0.98438 | 0.87983
| 24.4583 | 0.85416 | 0.019629 | 0.41552 | 0.47319 | 24.4583 | 0.9304 | 0.57809 | 1.7909e-16 | 0.49994 | 24.4583 | 0.90914 | 0.69664 | 0.98438 | 0.87977
| 24.5 | 0.85318 | 0.019561 | 0.41474 | 0.47253 | 24.5 | 0.92801 | 0.5425 | 1.7909e-16 | 0.48957 | 24.5 | 0.90907 | 0.6965 | 0.98438 | 0.8797
| 24.5417 | 0.85219 | 0.019462 | 0.41397 | 0.47185 | 24.5417 | 0.9256 | 0.50695 | 1.7909e-16 | 0.47921 | 24.5417 | 0.90901 | 0.69636 | 0.98438 | 0.87964
| 24.5833 | 0.82103 | 0.01918 | 0.41285 | 0.45979 | 24.5833 | 0.92318 | 0.47144 | 1.7909e-16 | 0.46885 | 24.5833 | 0.90895 | 0.69623 | 0.98438 | 0.87959
| 24.625 | 0.79295 | 0.018891 | 0.41167 | 0.44884 | 24.625 | 0.92076 | 0.43618 | 1.7909e-16 | 0.45856 | 24.625 | 0.90885 | 0.69609 | 0.98438 | 0.87951
| 24.6667 | 0.76491 | 0.018595 | 0.41044 | 0.43789 | 24.6667 | 0.91836 | 0.40172 | 1.7909e-16 | 0.44849 | 24.6667 | 0.90872 | 0.69595 | 0.98438 | 0.87943
| 24.7083 | 0.73688 | 0.018294 | 0.40916 | 0.42692 | 24.7083 | 0.91595 | 0.36757 | 1.7909e-16 | 0.4385 | 24.7083 | 0.90858 | 0.6958 | 0.98438 | 0.87933
| 24.75 | 0.70897 | 0.018019 | 0.40797 | 0.41604 | 24.75 | 0.91361 | 0.33245 | 1.7909e-16 | 0.42828 | 24.75 | 0.9085 | 0.69566 | 0.98438 | 0.87927
| 24.7917 | 0.6814 | 0.017765 | 0.40685 | 0.40532 | 24.7917 | 0.91134 | 0.29751 | 1.7909e-16 | 0.41813 | 24.7917 | 0.90844 | 0.69554 | 0.98438 | 0.87921
| 24.8333 | 0.65383 | 0.017517 | 0.40575 | 0.3946 | 24.8333 | 0.90899 | 0.26156 | 1.7909e-16 | 0.40768 | 24.8333 | 0.90839 | 0.69542 | 0.98438 | 0.87916
| 24.875 | 0.62636 | 0.017273 | 0.40466 | 0.38393 | 24.875 | 0.90665 | 0.22613 | 1.7909e-16 | 0.39737 | 24.875 | 0.90833 | 0.69531 | 0.98437 | 0.87911
| 24.9167 | 0.59901 | 0.017034 | 0.40358 | 0.3733 | 24.9167 | 0.90428 | 0.18978 | 1.7909e-16 | 0.38681 | 24.9167 | 0.90828 | 0.69522 | 0.98435 | 0.87906
| 24.9583 | 0.57165 | 0.016795 | 0.40249 | 0.36267 | 24.9583 | 0.90145 | 0.15178 | 1.7909e-16 | 0.37564 | 24.9583 | 0.90823 | 0.69513 | 0.98434 | 0.87901
| 25 | 0.54446 | 0.016556 | 0.4014 | 0.3521 | 25 | 0.89839 | 0.11457 | 1.7909e-16 | 0.36459 | 25 | 0.90818 | 0.69504 | 0.98433 | 0.87896
| 25.0417 | 0.51707 | 0.016318 | 0.4003 | 0.34145 | 25.0417 | 0.89556 | 0.076616 | 1.7909e-16 | 0.35343 | 25.0417 | 0.90813 | 0.69495 | 0.98432 | 0.87892
| 25.0833 | 0.48967 | 0.016079 | 0.39919 | 0.3308 | 25.0833 | 0.89278 | 0.038683 | 1.7909e-16 | 0.34229 | 25.0833 | 0.90809 | 0.69486 | 0.98431 | 0.87888
| 25.125 | 0.46227 | 0.015841 | 0.39808 | 0.32015 | 25.125 | 0.89 | 0.00077355 | 1.7909e-16 | 0.33116 | 25.125 | 0.90804 | 0.69478 | 0.9843 | 0.87883
| 25.1667 | 0.43487 | 0.015604 | 0.39696 | 0.30949 | 25.1667 | 0.88946 | 0.0015489 | 1.7909e-16 | 0.33116 | 25.1667 | 0.908 | 0.69469 | 0.98429 | 0.87879
| 25.2083 | 0.40755 | 0.015391 | 0.39645 | 0.29909 | 25.2083 | 0.88916 | 0.0015489 | 1.7909e-16 | 0.33106 | 25.2083 | 0.90795 | 0.69461 | 0.98428 | 0.87875
| 25.25 | 0.3798 | 0.015144 | 0.39516 | 0.28824 | 25.25 | 0.88887 | 0.0015489 | 1.7909e-16 | 0.33095 | 25.25 | 0.9079 | 0.69451 | 0.98425 | 0.87869
| 25.2917 | 0.35206 | 0.014885 | 0.39394 | 0.27741 | 25.2917 | 0.88857 | 0.0015489 | 1.7909e-16 | 0.33083 | 25.2917 | 0.90785 | 0.69441 | 0.98425 | 0.87865
| 25.3333 | 0.32436 | 0.014602 | 0.39256 | 0.26653 | 25.3333 | 0.8882 | 0.0015489 | 1.7909e-16 | 0.3307 | 25.3333 | 0.90778 | 0.69431 | 0.98425 | 0.87859
| 25.375 | 0.29724 | 0.014327 | 0.39118 | 0.25588 | 25.375 | 0.88785 | 0.0015489 | 1.7909e-16 | 0.33057 | 25.375 | 0.90768 | 0.69421 | 0.98425 | 0.87853
| 25.4167 | 0.26949 | 0.014061 | 0.38982 | 0.245 | 25.4167 | 0.88752 | 0.0015489 | 1.7909e-16 | 0.33045 | 25.4167 | 0.90762 | 0.69411 | 0.98425 | 0.87848
| 25.4583 | 0.2423 | 0.013795 | 0.38843 | 0.23431 | 25.4583 | 0.88719 | 0.0015489 | 1.7909e-16 | 0.33032 | 25.4583 | 0.90758 | 0.69401 | 0.98425 | 0.87844
| 25.5 | 0.21444 | 0.013471 | 0.38703 | 0.22336 | 25.5 | 0.88684 | 0.0015489 | 1.7909e-16 | 0.33019 | 25.5 | 0.90754 | 0.69391 | 0.98425 | 0.8784
| 25.5417 | 0.18662 | 0.013176 | 0.3856 | 0.21242 | 25.5417 | 0.88648 | 0.0015489 | 1.7909e-16 | 0.33006 | 25.5417 | 0.90749 | 0.69382 | 0.98425 | 0.87836
| 25.5833 | 0.18612 | 0.013065 | 0.38451 | 0.21181 | 25.5833 | 0.88612 | 0.0015489 | 1.7909e-16 | 0.32993 | 25.5833 | 0.90745 | 0.69373 | 0.98425 | 0.87832
| 25.625 | 0.18545 | 0.012951 | 0.38342 | 0.21114 | 25.625 | 0.88572 | 0.0015489 | 1.7909e-16 | 0.32977 | 25.625 | 0.90738 | 0.69363 | 0.98425 | 0.87826
| 25.6667 | 0.18474 | 0.012834 | 0.38235 | 0.21045 | 25.6667 | 0.88532 | 0.0015489 | 1.7909e-16 | 0.32963 | 25.6667 | 0.90729 | 0.69353 | 0.98425 | 0.8782
| 25.7083 | 0.18422 | 0.012712 | 0.38131 | 0.20985 | 25.7083 | 0.88491 | 0.0015489 | 1.7909e-16 | 0.32947 | 25.7083 | 0.90719 | 0.69343 | 0.98425 | 0.87814
| 25.75 | 0.1837 | 0.012596 | 0.38022 | 0.20923 | 25.75 | 0.88454 | 0.0015489 | 1.7909e-16 | 0.32934 | 25.75 | 0.90713 | 0.69333 | 0.98425 | 0.87809
| 25.7917 | 0.18279 | 0.012483 | 0.37912 | 0.20846 | 25.7917 | 0.88427 | 0.0015489 | 1.7909e-16 | 0.32924 | 25.7917 | 0.90709 | 0.69324 | 0.98425 | 0.87805
| 25.8333 | 0.18197 | 0.012371 | 0.37801 | 0.20773 | 25.8333 | 0.88401 | 0.0015489 | 1.7909e-16 | 0.32914 | 25.8333 | 0.90705 | 0.69317 | 0.98425 | 0.87802
| 25.875 | 0.18124 | 0.012258 | 0.3769 | 0.20703 | 25.875 | 0.88366 | 0.0015489 | 1.7909e-16 | 0.32901 | 25.875 | 0.90702 | 0.69309 | 0.98425 | 0.87799
| 25.9167 | 0.18038 | 0.012146 | 0.37578 | 0.20627 | 25.9167 | 0.88344 | 0.0015489 | 1.7909e-16 | 0.32893 | 25.9167 | 0.90698 | 0.69303 | 0.98424 | 0.87795
| 25.9583 | 0.17953 | 0.012033 | 0.37467 | 0.20552 | 25.9583 | 0.88309 | 0.0015489 | 1.7909e-16 | 0.3288 | 25.9583 | 0.90694 | 0.69296 | 0.98422 | 0.87791
| 26 | 0.1785 | 0.01192 | 0.37356 | 0.20471 | 26 | 0.88297 | 0.00077532 | 1.7909e-16 | 0.32855 | 26 | 0.90691 | 0.6929 | 0.98419 | 0.87787
| 26.0417 | 0.17765 | 0.011806 | 0.37245 | 0.20396 | 26.0417 | 0.88263 | 0.00077532 | 1.7909e-16 | 0.32842 | 26.0417 | 0.90688 | 0.69284 | 0.98419 | 0.87784
| 26.0833 | 0.17681 | 0.011692 | 0.37134 | 0.20322 | 26.0833 | 0.88222 | 0.00077532 | 1.7909e-16 | 0.32827 | 26.0833 | 0.90684 | 0.69278 | 0.98418 | 0.87781
| 26.125 | 0.17596 | 0.011578 | 0.37024 | 0.20247 | 26.125 | 0.88181 | 0.00077532 | 1.7909e-16 | 0.32811 | 26.125 | 0.90681 | 0.69272 | 0.98417 | 0.87778
| 26.1667 | 0.17512 | 0.011463 | 0.36913 | 0.20173 | 26.1667 | 0.88168 | 3.2626e-16 | 1.7909e-16 | 0.32786 | 26.1667 | 0.90678 | 0.69266 | 0.98416 | 0.87775
| 26.2083 | 0.17412 | 0.011319 | 0.36739 | 0.20069 | 26.2083 | 0.88131 | 3.2626e-16 | 1.7909e-16 | 0.32772 | 26.2083 | 0.90675 | 0.6926 | 0.98413 | 0.87771
| 26.25 | 0.17334 | 0.011196 | 0.36624 | 0.19995 | 26.25 | 0.88087 | 2.2847e-05 | 1.7909e-16 | 0.32756 | 26.25 | 0.90671 | 0.69254 | 0.98413 | 0.87768
| 26.2917 | 0.17262 | 0.011067 | 0.36513 | 0.19924 | 26.2917 | 0.88034 | 2.2847e-05 | 1.7909e-16 | 0.32737 | 26.2917 | 0.90668 | 0.69247 | 0.98413 | 0.87765
| 26.3333 | 0.17205 | 0.010925 | 0.36404 | 0.1986 | 26.3333 | 0.87983 | 2.2847e-05 | 1.7909e-16 | 0.32718 | 26.3333 | 0.90663 | 0.69239 | 0.98413 | 0.87761
| 26.375 | 0.17084 | 0.010784 | 0.36296 | 0.19772 | 26.375 | 0.87937 | 2.2847e-05 | 1.7909e-16 | 0.32701 | 26.375 | 0.90656 | 0.69232 | 0.98413 | 0.87757
| 26.4167 | 0.17012 | 0.010643 | 0.36187 | 0.19702 | 26.4167 | 0.8789 | 2.2847e-05 | 1.7909e-16 | 0.32683 | 26.4167 | 0.90651 | 0.69225 | 0.98413 | 0.87753
| 26.4583 | 0.16892 | 0.010499 | 0.36078 | 0.19614 | 26.4583 | 0.87843 | 2.2847e-05 | 1.7909e-16 | 0.32666 | 26.4583 | 0.90648 | 0.69218 | 0.98413 | 0.8775
| 26.5 | 0.16836 | 0.010352 | 0.35968 | 0.1955 | 26.5 | 0.87795 | 2.2847e-05 | 1.7909e-16 | 0.32648 | 26.5 | 0.90645 | 0.69211 | 0.98413 | 0.87747
| 26.5417 | 0.16834 | 0.0102 | 0.35858 | 0.19505 | 26.5417 | 0.87749 | 2.2847e-05 | 1.7909e-16 | 0.32631 | 26.5417 | 0.90642 | 0.69205 | 0.98413 | 0.87744
| 26.5833 | 0.16759 | 0.010046 | 0.35748 | 0.19433 | 26.5833 | 0.87703 | 2.2847e-05 | 1.7909e-16 | 0.32614 | 26.5833 | 0.90639 | 0.69198 | 0.98413 | 0.87741
| 26.625 | 0.16705 | 0.009879 | 0.35637 | 0.19369 | 26.625 | 0.87658 | 2.2847e-05 | 1.7909e-16 | 0.32597 | 26.625 | 0.90634 | 0.69191 | 0.98413 | 0.87738
| 26.6667 | 0.16649 | 0.009693 | 0.35526 | 0.19303 | 26.6667 | 0.87608 | 2.2847e-05 | 1.7909e-16 | 0.32578 | 26.6667 | 0.90627 | 0.69184 | 0.98413 | 0.87733
| 26.7083 | 0.16609 | 0.0094663 | 0.35415 | 0.19242 | 26.7083 | 0.87532 | 2.2847e-05 | 1.7909e-16 | 0.3255 | 26.7083 | 0.9062 | 0.69176 | 0.98413 | 0.87729
| 26.75 | 0.16533 | 0.0092962 | 0.35303 | 0.19168 | 26.75 | 0.87487 | 2.2847e-05 | 1.7909e-16 | 0.32533 | 26.75 | 0.90615 | 0.69169 | 0.98413 | 0.87725
| 26.7917 | 0.16473 | 0.0091377 | 0.3519 | 0.19101 | 26.7917 | 0.87437 | 2.2847e-05 | 1.7909e-16 | 0.32515 | 26.7917 | 0.90622 | 0.69163 | 0.98413 | 0.87726
| 26.8333 | 0.16416 | 0.0089804 | 0.35078 | 0.19035 | 26.8333 | 0.87391 | 2.2847e-05 | 1.7909e-16 | 0.32498 | 26.8333 | 0.90619 | 0.69157 | 0.98413 | 0.87723
| 26.875 | 0.16345 | 0.0088242 | 0.34965 | 0.18964 | 26.875 | 0.87346 | 2.2847e-05 | 1.7909e-16 | 0.32481 | 26.875 | 0.90617 | 0.69152 | 0.98413 | 0.87721
| 26.9167 | 0.16283 | 0.0086689 | 0.34852 | 0.18896 | 26.9167 | 0.87339 | 2.2847e-05 | 1.7909e-16 | 0.32478 | 26.9167 | 0.90614 | 0.69148 | 0.98413 | 0.87719
| 26.9583 | 0.16222 | 0.0085122 | 0.34739 | 0.18828 | 26.9583 | 0.87294 | 2.2847e-05 | 1.7909e-16 | 0.32462 | 26.9583 | 0.90612 | 0.69143 | 0.98413 | 0.87717
| 27 | 0.1616 | 0.0083542 | 0.34626 | 0.1876 | 27 | 0.8725 | 2.2847e-05 | 1.7909e-16 | 0.32445 | 27 | 0.90609 | 0.69138 | 0.98414 | 0.87715
| 27.0417 | 0.161 | 0.0081947 | 0.34513 | 0.18692 | 27.0417 | 0.8718 | 0.0007943 | 1.7909e-16 | 0.3244 | 27.0417 | 0.90607 | 0.69134 | 0.98412 | 0.87712
| 27.0833 | 0.16042 | 0.0080495 | 0.34399 | 0.18626 | 27.0833 | 0.87135 | 0.0007943 | 1.7909e-16 | 0.32423 | 27.0833 | 0.90604 | 0.6913 | 0.9841 | 0.87709
| 27.125 | 0.15983 | 0.0079035 | 0.34286 | 0.18559 | 27.125 | 0.87091 | 0.0007943 | 1.7909e-16 | 0.32407 | 27.125 | 0.90602 | 0.69126 | 0.98407 | 0.87706
| 27.1667 | 0.15925 | 0.0077566 | 0.34172 | 0.18492 | 27.1667 | 0.87047 | 0.0007943 | 1.7909e-16 | 0.3239 | 27.1667 | 0.906 | 0.69122 | 0.98407 | 0.87704
| 27.2083 | 0.15864 | 0.0075868 | 0.34058 | 0.18424 | 27.2083 | 0.87002 | 0.0007943 | 1.7909e-16 | 0.32374 | 27.2083 | 0.90597 | 0.69117 | 0.98407 | 0.87702
| 27.25 | 0.15809 | 0.0074928 | 0.33944 | 0.1836 | 27.25 | 0.86955 | 0.00077145 | 1.7909e-16 | 0.32355 | 27.25 | 0.90595 | 0.69113 | 0.98407 | 0.877
| 27.2917 | 0.15755 | 0.0072678 | 0.3383 | 0.18292 | 27.2917 | 0.86903 | 0.0011742 | 1.7909e-16 | 0.32347 | 27.2917 | 0.90593 | 0.69108 | 0.98407 | 0.87698
| 27.3333 | 0.15708 | 0.0070691 | 0.33713 | 0.18227 | 27.3333 | 0.86844 | 0.0011742 | 1.7909e-16 | 0.32325 | 27.3333 | 0.90589 | 0.69102 | 0.98407 | 0.87695
| 27.375 | 0.15655 | 0.0068698 | 0.33596 | 0.1816 | 27.375 | 0.86798 | 0.0011742 | 1.7909e-16 | 0.32308 | 27.375 | 0.90584 | 0.69097 | 0.98407 | 0.87692
| 27.4167 | 0.15602 | 0.0066701 | 0.33478 | 0.18092 | 27.4167 | 0.86757 | 0.0011742 | 1.7909e-16 | 0.32293 | 27.4167 | 0.90581 | 0.69092 | 0.98407 | 0.87689
| 27.4583 | 0.1555 | 0.0064751 | 0.33359 | 0.18024 | 27.4583 | 0.86716 | 0.0011742 | 1.7909e-16 | 0.32277 | 27.4583 | 0.90579 | 0.69087 | 0.98407 | 0.87687
| 27.5 | 0.155 | 0.0062851 | 0.33238 | 0.17957 | 27.5 | 0.86675 | 0.0011742 | 1.7909e-16 | 0.32262 | 27.5 | 0.90576 | 0.69082 | 0.98407 | 0.87685
| 27.5417 | 0.15397 | 0.0061018 | 0.33117 | 0.1787 | 27.5417 | 0.86632 | 0.0011742 | 1.7909e-16 | 0.32246 | 27.5417 | 0.90573 | 0.69078 | 0.98407 | 0.87683
| 27.5833 | 0.15347 | 0.0059237 | 0.33004 | 0.17806 | 27.5833 | 0.8659 | 0.0011742 | 1.7909e-16 | 0.3223 | 27.5833 | 0.9057 | 0.69073 | 0.98407 | 0.8768
| 27.625 | 0.15311 | 0.0057607 | 0.32872 | 0.1774 | 27.625 | 0.86531 | 0.0011742 | 1.7909e-16 | 0.32209 | 27.625 | 0.90559 | 0.69068 | 0.98407 | 0.87675
| 27.6667 | 0.15266 | 0.0056189 | 0.32742 | 0.17673 | 27.6667 | 0.86451 | 0.0011742 | 1.7909e-16 | 0.32179 | 27.6667 | 0.90554 | 0.69063 | 0.98407 | 0.87671
| 27.7083 | 0.15197 | 0.0055168 | 0.32615 | 0.17599 | 27.7083 | 0.8636 | 0.0011742 | 1.7909e-16 | 0.32145 | 27.7083 | 0.90549 | 0.69057 | 0.98407 | 0.87668
| 27.75 | 0.15152 | 0.0053602 | 0.32484 | 0.1753 | 27.75 | 0.8631 | 0.0011742 | 1.7909e-16 | 0.32126 | 27.75 | 0.90545 | 0.69052 | 0.98407 | 0.87665
| 27.7917 | 0.14483 | 0.005052 | 0.31073 | 0.16763 | 27.7917 | 0.86266 | 0.0011742 | 1.7909e-16 | 0.3211 | 27.7917 | 0.90541 | 0.69048 | 0.98407 | 0.87663
| 27.8333 | 0.13798 | 0.0047386 | 0.29662 | 0.15989 | 27.8333 | 0.86213 | 0.0011742 | 1.7909e-16 | 0.3209 | 27.8333 | 0.90539 | 0.69044 | 0.98407 | 0.87661
| 27.875 | 0.13105 | 0.0044205 | 0.2825 | 0.15212 | 27.875 | 0.8617 | 0.0011742 | 1.7909e-16 | 0.32074 | 27.875 | 0.90537 | 0.6904 | 0.98407 | 0.87659
| 27.9167 | 0.12403 | 0.0040986 | 0.26837 | 0.14431 | 27.9167 | 0.86075 | 0.0011742 | 1.7909e-16 | 0.32039 | 27.9167 | 0.90535 | 0.69037 | 0.98407 | 0.87658
| 27.9583 | 0.11703 | 0.0037804 | 0.25426 | 0.13652 | 27.9583 | 0.86031 | 0.0011742 | 1.7909e-16 | 0.32023 | 27.9583 | 0.90534 | 0.69033 | 0.98407 | 0.87656
| 28 | 0.11003 | 0.0034659 | 0.24018 | 0.12874 | 28 | 0.85988 | 0.0011742 | 1.7909e-16 | 0.32007 | 28 | 0.90532 | 0.6903 | 0.98406 | 0.87654
| 28.0417 | 0.10305 | 0.0031552 | 0.22611 | 0.12097 | 28.0417 | 0.85968 | 0.00040271 | 1.7909e-16 | 0.31979 | 28.0417 | 0.9053 | 0.69027 | 0.98407 | 0.87653
| 28.0833 | 0.096069 | 0.0028325 | 0.21207 | 0.11321 | 28.0833 | 0.85924 | 0.00040271 | 1.7909e-16 | 0.31962 | 28.0833 | 0.90529 | 0.69024 | 0.98407 | 0.87652
| 28.125 | 0.089101 | 0.0025131 | 0.19804 | 0.10546 | 28.125 | 0.85879 | 0.00040271 | 1.7909e-16 | 0.31946 | 28.125 | 0.90527 | 0.69021 | 0.98407 | 0.8765
| 28.1667 | 0.082143 | 0.002197 | 0.18404 | 0.097719 | 28.1667 | 0.85834 | 0.00040271 | 1.7909e-16 | 0.31929 | 28.1667 | 0.90525 | 0.69018 | 0.98406 | 0.87648
| 28.2083 | 0.075308 | 0.0019124 | 0.1701 | 0.090056 | 28.2083 | 0.85788 | 0.00040271 | 1.7909e-16 | 0.31912 | 28.2083 | 0.90524 | 0.69015 | 0.98405 | 0.87647
| 28.25 | 0.068561 | 0.0015629 | 0.15622 | 0.082434 | 28.25 | 0.85749 | 0.00040271 | 1.7909e-16 | 0.31897 | 28.25 | 0.90522 | 0.69011 | 0.98405 | 0.87645
| 28.2917 | 0.062337 | 0.001383 | 0.14258 | 0.075136 | 28.2917 | 0.85731 | 3.2626e-16 | 1.7909e-16 | 0.3188 | 28.2917 | 0.9052 | 0.69008 | 0.98405 | 0.87644
| 28.3333 | 0.056883 | 0.0012388 | 0.12931 | 0.068269 | 28.3333 | 0.85642 | 3.2626e-16 | 1.7909e-16 | 0.31847 | 28.3333 | 0.90517 | 0.69004 | 0.98405 | 0.87642
| 28.375 | 0.051239 | 0.0010911 | 0.11605 | 0.061331 | 28.375 | 0.85557 | 3.2626e-16 | 1.7909e-16 | 0.31815 | 28.375 | 0.90514 | 0.69 | 0.98405 | 0.87639
| 28.4167 | 0.045472 | 0.00093965 | 0.10278 | 0.054346 | 28.4167 | 0.85486 | 3.2626e-16 | 1.7909e-16 | 0.31789 | 28.4167 | 0.90511 | 0.68997 | 0.98405 | 0.87637
| 28.4583 | 0.039683 | 0.00079357 | 0.089589 | 0.047382 | 28.4583 | 0.85412 | 3.2626e-16 | 1.7909e-16 | 0.31761 | 28.4583 | 0.90509 | 0.68993 | 0.98405 | 0.87635
| 28.5 | 0.033921 | 0.0006527 | 0.07648 | 0.040459 | 28.5 | 0.85338 | 3.2626e-16 | 1.7909e-16 | 0.31734 | 28.5 | 0.90506 | 0.6899 | 0.98405 | 0.87633
| 28.5417 | 0.028187 | 0.00051721 | 0.063449 | 0.033576 | 28.5417 | 0.8526 | 3.2626e-16 | 1.7909e-16 | 0.31705 | 28.5417 | 0.90503 | 0.68986 | 0.98405 | 0.87631
| 28.5833 | 0.022536 | 0.00038743 | 0.050399 | 0.026718 | 28.5833 | 0.85182 | 3.2626e-16 | 1.7909e-16 | 0.31676 | 28.5833 | 0.905 | 0.68983 | 0.98405 | 0.87629
| 28.625 | 0.01697 | 0.00027405 | 0.037681 | 0.020017 | 28.625 | 0.85097 | 3.2626e-16 | 1.7909e-16 | 0.31644 | 28.625 | 0.90497 | 0.68979 | 0.98405 | 0.87627
| 28.6667 | 0.011712 | 0.00018065 | 0.025093 | 0.013482 | 28.6667 | 0.85001 | 3.2626e-16 | 1.7909e-16 | 0.31608 | 28.6667 | 0.90493 | 0.68975 | 0.98405 | 0.87625
| 28.7083 | 0.0068084 | 0.00011151 | 0.012641 | 0.0071352 | 28.7083 | 0.84903 | 3.2626e-16 | 1.7909e-16 | 0.31572 | 28.7083 | 0.90489 | 0.68972 | 0.98405 | 0.87622
| 28.75 | 0.0011409 | 2.8262e-16 | 2.123e-16 | 0.00042425 | 28.75 | 0.84812 | 3.2626e-16 | 1.7909e-16 | 0.31538 | 28.75 | 0.90487 | 0.68968 | 0.98405 | 0.8762
| 28.7917 | 0.0011409 | 2.8262e-16 | 2.123e-16 | 0.00042425 | 28.7917 | 0.84764 | 3.2626e-16 | 1.7909e-16 | 0.3152 | 28.7917 | 0.90485 | 0.68965 | 0.98405 | 0.87619
| 28.8333 | 0.0011409 | 2.8262e-16 | 2.123e-16 | 0.00042425 | 28.8333 | 0.84717 | 3.2626e-16 | 1.7909e-16 | 0.31503 | 28.8333 | 0.90483 | 0.68962 | 0.98405 | 0.87618
| 28.875 | 0.0011409 | 2.8262e-16 | 2.123e-16 | 0.00042426 | 28.875 | 0.84669 | 3.2626e-16 | 1.7909e-16 | 0.31485 | 28.875 | 0.90482 | 0.68959 | 0.98405 | 0.87616
| 28.9167 | 0.0011409 | 2.8262e-16 | 2.123e-16 | 0.00042426 | 28.9167 | 0.84623 | 2.6669e-06 | 1.7909e-16 | 0.31468 | 28.9167 | 0.90481 | 0.68957 | 0.98405 | 0.87615
| 28.9583 | 0.0011409 | 2.8262e-16 | 2.123e-16 | 0.00042425 | 28.9583 | 0.84575 | 2.6669e-06 | 1.7909e-16 | 0.3145 | 28.9583 | 0.90479 | 0.68955 | 0.98405 | 0.87614
| 29 | 0.0011409 | 2.8262e-16 | 2.123e-16 | 0.00042425 | 29 | 0.84528 | 2.6669e-06 | 1.7909e-16 | 0.31433 | 29 | 0.90478 | 0.68953 | 0.98405 | 0.87613
| 29.0417 | 0.0011409 | 2.8262e-16 | 2.123e-16 | 0.00042424 | 29.0417 | 0.84481 | 2.6669e-06 | 1.7909e-16 | 0.31415 | 29.0417 | 0.90477 | 0.68951 | 0.98405 | 0.87612
| 29.0833 | 0.0011409 | 2.8262e-16 | 2.123e-16 | 0.00042425 | 29.0833 | 0.84433 | 2.6669e-06 | 1.7909e-16 | 0.31397 | 29.0833 | 0.90476 | 0.68949 | 0.98404 | 0.87611
| 29.125 | 0.0011409 | 2.8262e-16 | 2.123e-16 | 0.00042424 | 29.125 | 0.84391 | 2.6669e-06 | 1.7909e-16 | 0.31381 | 29.125 | 0.90475 | 0.68946 | 0.98405 | 0.8761
| 29.1667 | 0.0011409 | 2.8262e-16 | 2.123e-16 | 0.00042425 | 29.1667 | 0.84344 | 2.6669e-06 | 1.7909e-16 | 0.31364 | 29.1667 | 0.90473 | 0.68944 | 0.98405 | 0.87609
| 29.2083 | 0.0011409 | 2.8262e-16 | 2.123e-16 | 0.00042425 | 29.2083 | 0.84297 | 2.6669e-06 | 1.7909e-16 | 0.31347 | 29.2083 | 0.90472 | 0.68942 | 0.98405 | 0.87608
| 29.25 | 0.0011409 | 2.8262e-16 | 2.123e-16 | 0.00042425 | 29.25 | 0.84246 | 2.6669e-06 | 1.7909e-16 | 0.31328 | 29.25 | 0.90471 | 0.6894 | 0.98405 | 0.87607
| 29.2917 | 0.0011409 | 2.8262e-16 | 2.123e-16 | 0.00042425 | 29.2917 | 0.84132 | 0.00078694 | 1.7909e-16 | 0.31306 | 29.2917 | 0.9047 | 0.68937 | 0.98405 | 0.87606
| 29.3333 | 0.0011409 | 2.8262e-16 | 2.123e-16 | 0.00042425 | 29.3333 | 0.84039 | 0.00078694 | 1.7909e-16 | 0.31272 | 29.3333 | 0.90468 | 0.68934 | 0.98405 | 0.87605
| 29.375 | 0.0011409 | 2.8262e-16 | 2.123e-16 | 0.00042425 | 29.375 | 0.83949 | 0.00078694 | 1.7909e-16 | 0.31238 | 29.375 | 0.90465 | 0.68932 | 0.98405 | 0.87603
| 29.4167 | 0.0011409 | 2.8262e-16 | 2.123e-16 | 0.00042425 | 29.4167 | 0.83861 | 0.00078694 | 1.7909e-16 | 0.31206 | 29.4167 | 0.90463 | 0.68929 | 0.98405 | 0.87601
| 29.4583 | 0.0011409 | 2.8262e-16 | 2.123e-16 | 0.00042425 | 29.4583 | 0.80364 | 0.00078694 | 1.7909e-16 | 0.29905 | 29.4583 | 0.90461 | 0.68927 | 0.98405 | 0.876
| 29.5 | 0.0011409 | 2.8262e-16 | 2.123e-16 | 0.00042425 | 29.5 | 0.7687 | 0.00078694 | 1.7909e-16 | 0.28606 | 29.5 | 0.90459 | 0.68924 | 0.98405 | 0.87599
| 29.5417 | 0.0011409 | 2.8262e-16 | 2.123e-16 | 0.00042425 | 29.5417 | 0.73382 | 0.00078694 | 1.7909e-16 | 0.27309 | 29.5417 | 0.90457 | 0.68922 | 0.98405 | 0.87597
| 29.5833 | 0.0011409 | 2.8262e-16 | 2.123e-16 | 0.00042425 | 29.5833 | 0.69897 | 0.00078694 | 1.7909e-16 | 0.26013 | 29.5833 | 0.90454 | 0.68919 | 0.98405 | 0.87596
| 29.625 | 0.0011409 | 2.8262e-16 | 2.123e-16 | 0.00042425 | 29.625 | 0.66444 | 0.00078694 | 1.7909e-16 | 0.24729 | 29.625 | 0.90452 | 0.68917 | 0.98405 | 0.87594
| 29.6667 | 0.0011409 | 2.8262e-16 | 2.123e-16 | 0.00042425 | 29.6667 | 0.63037 | 0.00078694 | 1.7909e-16 | 0.23462 | 29.6667 | 0.90449 | 0.68914 | 0.98405 | 0.87592
| 29.7083 | 0.0011409 | 2.8262e-16 | 2.123e-16 | 0.00042425 | 29.7083 | 0.5968 | 0.00078694 | 1.7909e-16 | 0.22214 | 29.7083 | 0.90447 | 0.68911 | 0.98405 | 0.87591
| 29.75 | 0.0011409 | 2.8262e-16 | 2.123e-16 | 0.00042425 | 29.75 | 0.56219 | 0.00078694 | 1.7909e-16 | 0.20927 | 29.75 | 0.90445 | 0.68908 | 0.98405 | 0.87589
| 29.7917 | 0.0011409 | 2.8262e-16 | 2.123e-16 | 0.00042425 | 29.7917 | 0.52689 | 0.00078694 | 1.7909e-16 | 0.19614 | 29.7917 | 0.90443 | 0.68906 | 0.98405 | 0.87588
| 29.8333 | 0.0011409 | 2.8262e-16 | 2.123e-16 | 0.00042425 | 29.8333 | 0.49167 | 0.00078694 | 1.7909e-16 | 0.18304 | 29.8333 | 0.90442 | 0.68904 | 0.98405 | 0.87587
| 29.875 | 0.0011409 | 2.8262e-16 | 2.123e-16 | 0.00042426 | 29.875 | 0.4564 | 0.00078694 | 1.7909e-16 | 0.16993 | 29.875 | 0.90441 | 0.68902 | 0.98405 | 0.87586
| 29.9167 | 0.0011409 | 2.8262e-16 | 2.123e-16 | 0.00042425 | 29.9167 | 0.42112 | 0.00078427 | 1.7909e-16 | 0.15681 | 29.9167 | 0.9044 | 0.689 | 0.98405 | 0.87585
| 29.9583 | 0.0011409 | 2.8262e-16 | 2.123e-16 | 0.00042425 | 29.9583 | 0.38586 | 0.00078427 | 1.7909e-16 | 0.14369 | 29.9583 | 0.9044 | 0.68898 | 0.98405 | 0.87585
| 30 | 0.0011409 | 2.8262e-16 | 2.123e-16 | 0.00042426 | 30 | 0.3506 | 0.00078427 | 1.7909e-16 | 0.13058 | 30 | 0.90439 | 0.68897 | 0.98405 | 0.87584
| 30.0417 | 0.0011409 | 2.8262e-16 | 2.123e-16 | 0.00042426 | 30.0417 | 0.31535 | 0.00078427 | 1.7909e-16 | 0.11747 | 30.0417 | 0.90438 | 0.68895 | 0.98405 | 0.87583
| 30.0833 | 0.0011409 | 2.8262e-16 | 2.123e-16 | 0.00042425 | 30.0833 | 0.28011 | 0.00078427 | 1.7909e-16 | 0.10437 | 30.0833 | 0.90437 | 0.68893 | 0.98405 | 0.87582
| 30.125 | 0.0011409 | 2.8262e-16 | 2.123e-16 | 0.00042426 | 30.125 | 0.24483 | 0.00078427 | 1.7909e-16 | 0.091252 | 30.125 | 0.90436 | 0.68892 | 0.98405 | 0.87581
| 30.1667 | 0.0011409 | 2.8262e-16 | 2.123e-16 | 0.00042426 | 30.1667 | 0.2096 | 0.00078427 | 1.7909e-16 | 0.078152 | 30.1667 | 0.90435 | 0.6889 | 0.98404 | 0.8758
| 30.2083 | 0.0011409 | 2.8262e-16 | 2.123e-16 | 0.00042426 | 30.2083 | 0.17441 | 0.00078427 | 1.7909e-16 | 0.065065 | 30.2083 | 0.90434 | 0.68889 | 0.98404 | 0.8758
| 30.25 | 0.0011409 | 2.8262e-16 | 2.123e-16 | 0.00042426 | 30.25 | 0.13926 | 0.00078427 | 1.7909e-16 | 0.051993 | 30.25 | 0.90433 | 0.68887 | 0.98404 | 0.87579
| 30.2917 | 0.0011409 | 2.8262e-16 | 2.123e-16 | 0.00042426 | 30.2917 | 0.10478 | 3.2622e-16 | 1.7909e-16 | 0.038964 | 30.2917 | 0.90432 | 0.68885 | 0.98404 | 0.87578
| 30.3333 | 0.0011409 | 2.8262e-16 | 2.123e-16 | 0.00042426 | 30.3333 | 0.071152 | 3.2622e-16 | 1.7909e-16 | 0.026459 | 30.3333 | 0.90431 | 0.68883 | 0.98404 | 0.87577
| 30.375 | 0.0011409 | 2.8262e-16 | 2.123e-16 | 0.00042426 | 30.375 | 0.037244 | 3.2622e-16 | 1.7909e-16 | 0.013849 | 30.375 | 0.90429 | 0.68881 | 0.98404 | 0.87576
| 30.4167 | 0.0011409 | 2.8262e-16 | 2.123e-16 | 0.00042426 | 30.4167 | 0.0030993 | 3.2622e-16 | 1.7909e-16 | 0.0011525 | 30.4167 | 0.90428 | 0.68879 | 0.98404 | 0.87575
| 30.4583 | 0.0011409 | 2.8262e-16 | 2.123e-16 | 0.00042426 | 30.4583 | 0.0030993 | 3.2622e-16 | 1.7909e-16 | 0.0011525 | 30.4583 | 0.90426 | 0.68878 | 0.98404 | 0.87574
| 30.5 | 0.0011409 | 2.8262e-16 | 2.123e-16 | 0.00042426 | 30.5 | 0.0030992 | 3.2622e-16 | 1.7909e-16 | 0.0011525 | 30.5 | 0.90424 | 0.68876 | 0.98404 | 0.87573
| 30.5417 | 0.0011409 | 2.8262e-16 | 2.123e-16 | 0.00042426 | 30.5417 | 0.0030993 | 3.2622e-16 | 1.7909e-16 | 0.0011525 | 30.5417 | 0.90423 | 0.68874 | 0.98404 | 0.87571
| 30.5833 | 0.0011409 | 2.8262e-16 | 2.123e-16 | 0.00042426 | 30.5833 | 0.0030993 | 3.2622e-16 | 1.7909e-16 | 0.0011525 | 30.5833 | 0.90421 | 0.68872 | 0.98404 | 0.8757
| 30.625 | 0.0011409 | 2.8262e-16 | 2.123e-16 | 0.00042426 | 30.625 | 0.0030994 | 3.2622e-16 | 1.7909e-16 | 0.0011525 | 30.625 | 0.9042 | 0.6887 | 0.98404 | 0.87569
| 30.6667 | 0.0011409 | 2.8262e-16 | 2.123e-16 | 0.00042426 | 30.6667 | 0.0030994 | 3.2622e-16 | 1.7909e-16 | 0.0011525 | 30.6667 | 0.90418 | 0.68868 | 0.98404 | 0.87568
| 30.7083 | 0.0011409 | 2.8262e-16 | 2.123e-16 | 0.00042426 | 30.7083 | 0.0030995 | 3.2622e-16 | 1.7909e-16 | 0.0011526 | 30.7083 | 0.90416 | 0.68866 | 0.98404 | 0.87567
| 30.75 | 0.0011409 | 2.8262e-16 | 2.123e-16 | 0.00042426 | 30.75 | 0.0030995 | 3.2622e-16 | 1.7909e-16 | 0.0011526 | 30.75 | 0.90414 | 0.68864 | 0.98404 | 0.87566
| 30.7917 | 0.0011409 | 2.8262e-16 | 2.123e-16 | 0.00042426 | 30.7917 | 0.0030996 | 3.2622e-16 | 1.7909e-16 | 0.0011526 | 30.7917 | 0.90413 | 0.68863 | 0.98404 | 0.87565
| 30.8333 | 0.0011409 | 2.8262e-16 | 2.123e-16 | 0.00042426 | 30.8333 | 0.0030999 | 3.2622e-16 | 1.7909e-16 | 0.0011527 | 30.8333 | 0.90413 | 0.68861 | 0.98404 | 0.87564
| 30.875 | 0.0011409 | 2.8262e-16 | 2.123e-16 | 0.00042425 | 30.875 | 0.0030999 | 3.2622e-16 | 1.7909e-16 | 0.0011527 | 30.875 | 0.90412 | 0.6886 | 0.98404 | 0.87564
| 30.9167 | 0.0011409 | 2.8262e-16 | 2.123e-16 | 0.00042426 | 30.9167 | 0.0031007 | 3.2622e-16 | 1.7909e-16 | 0.001153 | 30.9167 | 0.90411 | 0.68859 | 0.98404 | 0.87563
| 30.9583 | 0.0011409 | 2.8262e-16 | 2.123e-16 | 0.00042426 | 30.9583 | 0.0030993 | 3.2622e-16 | 1.7909e-16 | 0.0011525 | 30.9583 | 0.90411 | 0.68858 | 0.98404 | 0.87563
| 31 | 0.0011409 | 2.8262e-16 | 2.123e-16 | 0.00042426 | 31 | 0.0030994 | 3.2622e-16 | 1.7909e-16 | 0.0011526 | 31 | 0.9041 | 0.68857 | 0.98404 | 0.87562
| 31.0417 | 0.0011409 | 2.8262e-16 | 2.123e-16 | 0.00042425 | 31.0417 | 0.0030998 | 3.2622e-16 | 1.7909e-16 | 0.0011527 | 31.0417 | 0.90409 | 0.68856 | 0.98404 | 0.87562
| 31.0833 | 0.0011409 | 2.8262e-16 | 2.123e-16 | 0.00042426 | 31.0833 | 0.0029649 | 3.2622e-16 | 1.7909e-16 | 0.0011025 | 31.0833 | 0.90409 | 0.68855 | 0.98404 | 0.87561
| 31.125 | 0.0011409 | 2.8262e-16 | 2.123e-16 | 0.00042426 | 31.125 | 0.0029656 | 3.2622e-16 | 1.7909e-16 | 0.0011028 | 31.125 | 0.90408 | 0.68854 | 0.98404 | 0.87561
| 31.1667 | 0.0011409 | 2.8262e-16 | 2.123e-16 | 0.00042426 | 31.1667 | 0.0029537 | 3.2622e-16 | 1.7909e-16 | 0.0010984 | 31.1667 | 0.90407 | 0.68853 | 0.98404 | 0.8756
| 31.2083 | 0.0011409 | 2.8262e-16 | 2.123e-16 | 0.00042427 | 31.2083 | 0.0029534 | 3.2622e-16 | 1.7909e-16 | 0.0010982 | 31.2083 | 0.90407 | 0.68852 | 0.98404 | 0.87559
| 31.25 | 0.0011409 | 2.8262e-16 | 2.123e-16 | 0.00042427 | 31.25 | 0.0029534 | 3.2622e-16 | 1.7909e-16 | 0.0010983 | 31.25 | 0.90406 | 0.6885 | 0.98404 | 0.87559
| 31.2917 | 0.0011409 | 2.8262e-16 | 2.123e-16 | 0.00042427 | 31.2917 | 0.0029535 | 3.2622e-16 | 1.7909e-16 | 0.0010983 | 31.2917 | 0.90406 | 0.68849 | 0.98404 | 0.87558
| 31.3333 | 0.0011409 | 2.8262e-16 | 2.123e-16 | 0.00042427 | 31.3333 | 0.0029535 | 3.2622e-16 | 1.7909e-16 | 0.0010983 | 31.3333 | 0.90405 | 0.68848 | 0.98404 | 0.87557
| 31.375 | 0.0011409 | 2.8262e-16 | 2.123e-16 | 0.00042427 | 31.375 | 0.0029534 | 3.2622e-16 | 1.7909e-16 | 0.0010983 | 31.375 | 0.90403 | 0.68846 | 0.98404 | 0.87557
| 31.4167 | 0.0011409 | 2.8262e-16 | 2.123e-16 | 0.00042427 | 31.4167 | 0.0029534 | 3.2622e-16 | 1.7909e-16 | 0.0010983 | 31.4167 | 0.90402 | 0.68845 | 0.98404 | 0.87556
| 31.4583 | 0.0011409 | 2.8262e-16 | 2.123e-16 | 0.00042427 | 31.4583 | 0.0029535 | 3.2622e-16 | 1.7909e-16 | 0.0010983 | 31.4583 | 0.90401 | 0.68844 | 0.98404 | 0.87555
| 31.5 | 0.0011409 | 2.8262e-16 | 2.123e-16 | 0.00042427 | 31.5 | 0.0029535 | 3.2622e-16 | 1.7909e-16 | 0.0010983 | 31.5 | 0.904 | 0.68842 | 0.98404 | 0.87554
| 31.5417 | 0.0011409 | 2.8262e-16 | 2.123e-16 | 0.00042427 | 31.5417 | 0.0029537 | 3.2622e-16 | 1.7909e-16 | 0.0010984 | 31.5417 | 0.90399 | 0.68841 | 0.98404 | 0.87553
| 31.5833 | 0.0011409 | 2.8262e-16 | 2.123e-16 | 0.00042427 | 31.5833 | 0.0029535 | 3.2622e-16 | 1.7909e-16 | 0.0010983 | 31.5833 | 0.90397 | 0.6884 | 0.98404 | 0.87553
| 31.625 | 0.0011409 | 2.8262e-16 | 2.123e-16 | 0.00042427 | 31.625 | 0.0029534 | 3.2622e-16 | 1.7909e-16 | 0.0010983 | 31.625 | 0.90396 | 0.68838 | 0.98404 | 0.87552
| 31.6667 | 0.0011409 | 2.8262e-16 | 2.123e-16 | 0.00042427 | 31.6667 | 0.0029534 | 3.2622e-16 | 1.7909e-16 | 0.0010983 | 31.6667 | 0.90395 | 0.68837 | 0.98404 | 0.87551
| 31.7083 | 0.0011409 | 2.8262e-16 | 2.123e-16 | 0.00042427 | 31.7083 | 0.0029536 | 3.2622e-16 | 1.7909e-16 | 0.0010983 | 31.7083 | 0.90393 | 0.68835 | 0.98404 | 0.8755
| 31.75 | 0.0011409 | 2.8262e-16 | 2.123e-16 | 0.00042427 | 31.75 | 0.0029539 | 3.2622e-16 | 1.7909e-16 | 0.0010984 | 31.75 | 0.90392 | 0.68834 | 0.98404 | 0.87549
| 31.7917 | 0.0011409 | 2.8262e-16 | 2.123e-16 | 0.00042427 | 31.7917 | 0.0029542 | 3.2622e-16 | 1.7909e-16 | 0.0010985 | 31.7917 | 0.90392 | 0.68833 | 0.98404 | 0.87549
| 31.8333 | 0.0011409 | 2.8262e-16 | 2.123e-16 | 0.00042427 | 31.8333 | 0.0029541 | 3.2622e-16 | 1.7909e-16 | 0.0010985 | 31.8333 | 0.90391 | 0.68832 | 0.98404 | 0.87548
| 31.875 | 0.0011409 | 2.8262e-16 | 2.123e-16 | 0.00042426 | 31.875 | 0.0029541 | 3.2622e-16 | 1.7909e-16 | 0.0010985 | 31.875 | 0.90391 | 0.68831 | 0.98404 | 0.87548
| 31.9167 | 0.0011409 | 2.8262e-16 | 2.123e-16 | 0.00042427 | 31.9167 | 0.0029539 | 3.2622e-16 | 1.7909e-16 | 0.0010984 | 31.9167 | 0.9039 | 0.6883 | 0.98404 | 0.87547
| 31.9583 | 0.0011409 | 2.8262e-16 | 2.123e-16 | 0.00042427 | 31.9583 | 0.0029539 | 3.2622e-16 | 1.7909e-16 | 0.0010984 | 31.9583 | 0.9039 | 0.68829 | 0.98404 | 0.87547
| 32 | 0.0011409 | 2.8262e-16 | 2.123e-16 | 0.00042427 | 32 | 0.0029533 | 3.2622e-16 | 1.7909e-16 | 0.0010982 | 32 | 0.90389 | 0.68828 | 0.98404 | 0.87547
| 32.0417 | 0.001141 | 2.8262e-16 | 2.123e-16 | 0.00042427 | 32.0417 | 0.0029529 | 3.2622e-16 | 1.7909e-16 | 0.0010981 | 32.0417 | 0.90389 | 0.68828 | 0.98404 | 0.87546
| 32.0833 | 0.0011409 | 2.8262e-16 | 2.123e-16 | 0.00042427 | 32.0833 | 0.0030886 | 3.2622e-16 | 1.7909e-16 | 0.0011485 | 32.0833 | 0.90388 | 0.68827 | 0.98404 | 0.87546
| 32.125 | 0.0011409 | 2.8262e-16 | 2.123e-16 | 0.00042427 | 32.125 | 0.0030878 | 3.2622e-16 | 1.7909e-16 | 0.0011482 | 32.125 | 0.90388 | 0.68826 | 0.98404 | 0.87545
| 32.1667 | 0.0011409 | 2.8262e-16 | 2.123e-16 | 0.00042427 | 32.1667 | 0.0030991 | 3.2622e-16 | 1.7909e-16 | 0.0011524 | 32.1667 | 0.90387 | 0.68825 | 0.98404 | 0.87545
| 32.2083 | 0.0011409 | 2.8262e-16 | 2.123e-16 | 0.00042427 | 32.2083 | 0.0030996 | 3.2622e-16 | 1.7909e-16 | 0.0011526 | 32.2083 | 0.90387 | 0.68824 | 0.98404 | 0.87545
| 32.25 | 0.0011409 | 2.8262e-16 | 2.123e-16 | 0.00042427 | 32.25 | 0.0030994 | 3.2622e-16 | 1.7909e-16 | 0.0011526 | 32.25 | 0.90386 | 0.68824 | 0.98404 | 0.87544
| 32.2917 | 0.0011409 | 2.8262e-16 | 2.123e-16 | 0.00042427 | 32.2917 | 0.0030994 | 3.2622e-16 | 1.7909e-16 | 0.0011525 | 32.2917 | 0.90386 | 0.68823 | 0.98404 | 0.87544
| 32.3333 | 0.0011409 | 2.8262e-16 | 2.123e-16 | 0.00042427 | 32.3333 | 0.0030994 | 3.2622e-16 | 1.7909e-16 | 0.0011525 | 32.3333 | 0.90385 | 0.68822 | 0.98404 | 0.87543
| 32.375 | 0.0011409 | 2.8262e-16 | 2.123e-16 | 0.00042427 | 32.375 | 0.0030994 | 3.2622e-16 | 1.7909e-16 | 0.0011525 | 32.375 | 0.90384 | 0.68821 | 0.98404 | 0.87543
| 32.4167 | 0.0011409 | 2.8262e-16 | 2.123e-16 | 0.00042427 | 32.4167 | 0.0030992 | 3.2622e-16 | 1.7909e-16 | 0.0011525 | 32.4167 | 0.90383 | 0.6882 | 0.98404 | 0.87542
| 32.4583 | 0.0011409 | 2.8262e-16 | 2.123e-16 | 0.00042427 | 32.4583 | 0.0030993 | 3.2622e-16 | 1.7909e-16 | 0.0011525 | 32.4583 | 0.90383 | 0.68819 | 0.98404 | 0.87541
| 32.5 | 0.0011409 | 2.8262e-16 | 2.123e-16 | 0.00042427 | 32.5 | 0.0030995 | 3.2622e-16 | 1.7909e-16 | 0.0011526 | 32.5 | 0.90382 | 0.68818 | 0.98404 | 0.87541
| 32.5417 | 0.0011409 | 2.8262e-16 | 2.123e-16 | 0.00042427 | 32.5417 | 0.0030993 | 3.2622e-16 | 1.7909e-16 | 0.0011525 | 32.5417 | 0.90381 | 0.68817 | 0.98404 | 0.8754
| 32.5833 | 0.0011409 | 2.8262e-16 | 2.123e-16 | 0.00042427 | 32.5833 | 0.0030994 | 3.2622e-16 | 1.7909e-16 | 0.0011526 | 32.5833 | 0.9038 | 0.68816 | 0.98404 | 0.8754
| 32.625 | 0.0011409 | 2.8262e-16 | 2.123e-16 | 0.00042427 | 32.625 | 0.0030994 | 3.2622e-16 | 1.7909e-16 | 0.0011525 | 32.625 | 0.90379 | 0.68815 | 0.98404 | 0.87539
| 32.6667 | 0.0011409 | 2.8262e-16 | 2.123e-16 | 0.00042427 | 32.6667 | 0.0030994 | 3.2622e-16 | 1.7909e-16 | 0.0011526 | 32.6667 | 0.90378 | 0.68814 | 0.98404 | 0.87539
| 32.7083 | 0.0011409 | 2.8262e-16 | 2.123e-16 | 0.00042427 | 32.7083 | 0.0030992 | 3.2622e-16 | 1.7909e-16 | 0.0011525 | 32.7083 | 0.90377 | 0.68813 | 0.98404 | 0.87538
| 32.75 | 0.0011409 | 2.8262e-16 | 2.123e-16 | 0.00042427 | 32.75 | 0.0030988 | 3.2622e-16 | 1.7909e-16 | 0.0011523 | 32.75 | 0.90376 | 0.68812 | 0.98404 | 0.87537
| 32.7917 | 0.0011409 | 2.8262e-16 | 2.123e-16 | 0.00042427 | 32.7917 | 0.0030987 | 3.2622e-16 | 1.7909e-16 | 0.0011523 | 32.7917 | 0.90376 | 0.68811 | 0.98404 | 0.87537
| 32.8333 | 0.0011409 | 2.8262e-16 | 2.123e-16 | 0.00042427 | 32.8333 | 0.0030993 | 3.2622e-16 | 1.7909e-16 | 0.0011525 | 32.8333 | 0.90375 | 0.6881 | 0.98404 | 0.87537
| 32.875 | 0.0011409 | 2.8262e-16 | 2.123e-16 | 0.00042427 | 32.875 | 0.0030994 | 3.2622e-16 | 1.7909e-16 | 0.0011525 | 32.875 | 0.90375 | 0.68809 | 0.98404 | 0.87536
| 32.9167 | 0.0011409 | 2.8262e-16 | 2.123e-16 | 0.00042427 | 32.9167 | 0.0030857 | 3.2622e-16 | 1.7909e-16 | 0.0011475 | 32.9167 | 0.90375 | 0.68809 | 0.98404 | 0.87536
| 32.9583 | 0.0011409 | 2.8262e-16 | 2.123e-16 | 0.00042426 | 32.9583 | 0.0030862 | 3.2622e-16 | 1.7909e-16 | 0.0011476 | 32.9583 | 0.90374 | 0.68808 | 0.98404 | 0.87536
| 33 | 0.0011409 | 2.8262e-16 | 2.123e-16 | 0.00042426 | 33 | 0.0030874 | 3.2622e-16 | 1.7909e-16 | 0.0011481 | 33 | 0.90374 | 0.68808 | 0.98404 | 0.87535
| 33.0417 | 0.0011409 | 2.8262e-16 | 2.123e-16 | 0.00042426 | 33.0417 | 0.0030875 | 3.2622e-16 | 1.7909e-16 | 0.0011481 | 33.0417 | 0.90374 | 0.68807 | 0.98404 | 0.87535
| 33.0833 | 0.0011409 | 2.8262e-16 | 2.123e-16 | 0.00042426 | 33.0833 | 0.0030875 | 3.2622e-16 | 1.7909e-16 | 0.0011481 | 33.0833 | 0.90373 | 0.68806 | 0.98404 | 0.87535
| 33.125 | 0.0011409 | 2.8262e-16 | 2.123e-16 | 0.00042427 | 33.125 | 0.0030887 | 3.2622e-16 | 1.7909e-16 | 0.0011486 | 33.125 | 0.90373 | 0.68806 | 0.98404 | 0.87535
| 33.1667 | 0.0011409 | 2.8262e-16 | 2.123e-16 | 0.00042427 | 33.1667 | 0.0030893 | 3.2622e-16 | 1.7909e-16 | 0.0011488 | 33.1667 | 0.90373 | 0.68805 | 0.98404 | 0.87534
| 33.2083 | 0.0011409 | 2.8262e-16 | 2.123e-16 | 0.00042427 | 33.2083 | 0.0030895 | 3.2622e-16 | 1.7909e-16 | 0.0011489 | 33.2083 | 0.90372 | 0.68805 | 0.98404 | 0.87534
| 33.25 | 0.0011409 | 2.8262e-16 | 2.123e-16 | 0.00042427 | 33.25 | 0.0030895 | 3.2622e-16 | 1.7909e-16 | 0.0011489 | 33.25 | 0.90372 | 0.68804 | 0.98404 | 0.87534
| 33.2917 | 0.0011409 | 2.8262e-16 | 2.123e-16 | 0.00042427 | 33.2917 | 0.0030896 | 3.2622e-16 | 1.7909e-16 | 0.0011489 | 33.2917 | 0.90372 | 0.68803 | 0.98404 | 0.87533
| 33.3333 | 0.0011409 | 2.8262e-16 | 2.123e-16 | 0.00042425 | 33.3333 | 0.0030896 | 3.2622e-16 | 1.7909e-16 | 0.0011489 | 33.3333 | 0.90371 | 0.68803 | 0.98404 | 0.87533
| 33.375 | 0.0011408 | 2.8262e-16 | 2.123e-16 | 0.00042423 | 33.375 | 0.0030895 | 3.2622e-16 | 1.7909e-16 | 0.0011489 | 33.375 | 0.90371 | 0.68802 | 0.98404 | 0.87533
| 33.4167 | 0.0011408 | 2.8262e-16 | 2.123e-16 | 0.00042422 | 33.4167 | 0.0030896 | 3.2622e-16 | 1.7909e-16 | 0.0011489 | 33.4167 | 0.9037 | 0.68801 | 0.98404 | 0.87532
| 33.4583 | 0.0011408 | 2.8262e-16 | 2.123e-16 | 0.0004242 | 33.4583 | 0.0030896 | 3.2622e-16 | 1.7909e-16 | 0.0011489 | 33.4583 | 0.90369 | 0.68801 | 0.98404 | 0.87532
| 33.5 | 0.0011407 | 2.8262e-16 | 2.123e-16 | 0.00042419 | 33.5 | 0.0030895 | 3.2622e-16 | 1.7909e-16 | 0.0011489 | 33.5 | 0.90369 | 0.688 | 0.98404 | 0.87531
| 33.5417 | 0.0011407 | 2.8262e-16 | 2.123e-16 | 0.00042417 | 33.5417 | 0.0030894 | 3.2622e-16 | 1.7909e-16 | 0.0011488 | 33.5417 | 0.90368 | 0.68799 | 0.98404 | 0.87531
| 33.5833 | 0.0011406 | 2.8262e-16 | 2.123e-16 | 0.00042415 | 33.5833 | 0.0030897 | 3.2622e-16 | 1.7909e-16 | 0.0011489 | 33.5833 | 0.90367 | 0.68799 | 0.98404 | 0.87531
| 33.625 | 0.0011406 | 2.8262e-16 | 2.123e-16 | 0.00042413 | 33.625 | 0.0030897 | 3.2622e-16 | 1.7909e-16 | 0.0011489 | 33.625 | 0.90367 | 0.68798 | 0.98404 | 0.8753
| 33.6667 | 0.0011405 | 2.8262e-16 | 2.123e-16 | 0.00042412 | 33.6667 | 0.0030897 | 3.2622e-16 | 1.7909e-16 | 0.0011489 | 33.6667 | 0.90366 | 0.68797 | 0.98404 | 0.8753
| 33.7083 | 0.0011405 | 2.8262e-16 | 2.123e-16 | 0.0004241 | 33.7083 | 0.0030897 | 3.2622e-16 | 1.7909e-16 | 0.0011489 | 33.7083 | 0.90365 | 0.68796 | 0.98404 | 0.87529
| 33.75 | 0.0011404 | 2.8262e-16 | 2.123e-16 | 0.00042407 | 33.75 | 0.0030896 | 3.2622e-16 | 1.7909e-16 | 0.0011489 | 33.75 | 0.90365 | 0.68796 | 0.98404 | 0.87529
| 33.7917 | 0.0011402 | 2.8262e-16 | 2.123e-16 | 0.00042401 | 33.7917 | 0.0030895 | 3.2622e-16 | 1.7909e-16 | 0.0011488 | 33.7917 | 0.90364 | 0.68795 | 0.98404 | 0.87528
| 33.8333 | 0.0011401 | 2.8262e-16 | 2.123e-16 | 0.00042394 | 33.8333 | 0.0030891 | 3.2622e-16 | 1.7909e-16 | 0.0011487 | 33.8333 | 0.90364 | 0.68794 | 0.98404 | 0.87528
| 33.875 | 0.0011399 | 2.8262e-16 | 2.123e-16 | 0.00042387 | 33.875 | 0.0030884 | 3.2622e-16 | 1.7909e-16 | 0.0011484 | 33.875 | 0.90364 | 0.68794 | 0.98404 | 0.87528
| 33.9167 | 0.0011397 | 2.8262e-16 | 2.123e-16 | 0.0004238 | 33.9167 | 0.0031025 | 3.2622e-16 | 1.7909e-16 | 0.0011537 | 33.9167 | 0.90364 | 0.68794 | 0.98404 | 0.87528
| 33.9583 | 0.0011395 | 2.8262e-16 | 2.123e-16 | 0.00042372 | 33.9583 | 0.0031034 | 3.2622e-16 | 1.7909e-16 | 0.001154 | 33.9583 | 0.90363 | 0.68793 | 0.98404 | 0.87528
| 34 | 0.0011393 | 2.8262e-16 | 2.123e-16 | 0.00042365 | 34 | 0.0031024 | 3.2622e-16 | 1.7909e-16 | 0.0011537 | 34 | 0.90363 | 0.68793 | 0.98404 | 0.87527
| 34.0417 | 0.0011391 | 2.8262e-16 | 2.123e-16 | 0.00042357 | 34.0417 | 0.0031031 | 3.2622e-16 | 1.7909e-16 | 0.0011539 | 34.0417 | 0.90363 | 0.68792 | 0.98404 | 0.87527
| 34.0833 | 0.0011389 | 2.8262e-16 | 2.123e-16 | 0.0004235 | 34.0833 | 0.0031027 | 3.2622e-16 | 1.7909e-16 | 0.0011538 | 34.0833 | 0.90363 | 0.68792 | 0.98404 | 0.87527
| 34.125 | 0.0011387 | 2.8262e-16 | 2.123e-16 | 0.00042342 | 34.125 | 0.0031025 | 3.2622e-16 | 1.7909e-16 | 0.0011537 | 34.125 | 0.90362 | 0.68791 | 0.98404 | 0.87527
| 34.1667 | 0.0011384 | 2.8262e-16 | 2.123e-16 | 0.00042334 | 34.1667 | 0.0031024 | 3.2622e-16 | 1.7909e-16 | 0.0011536 | 34.1667 | 0.90362 | 0.68791 | 0.98404 | 0.87527
| 34.2083 | 0.0011382 | 2.8262e-16 | 2.123e-16 | 0.00042327 | 34.2083 | 0.0031022 | 3.2622e-16 | 1.7909e-16 | 0.0011536 | 34.2083 | 0.90362 | 0.68791 | 0.98404 | 0.87526
| 34.25 | 0.0011381 | 2.8262e-16 | 2.123e-16 | 0.0004232 | 34.25 | 0.0031021 | 3.2622e-16 | 1.7909e-16 | 0.0011535 | 34.25 | 0.90362 | 0.6879 | 0.98404 | 0.87526
| 34.2917 | 0.001138 | 2.8262e-16 | 2.123e-16 | 0.00042317 | 34.2917 | 0.003102 | 3.2622e-16 | 1.7909e-16 | 0.0011535 | 34.2917 | 0.90362 | 0.6879 | 0.98404 | 0.87526
| 34.3333 | 0.001138 | 2.8262e-16 | 2.123e-16 | 0.00042317 | 34.3333 | 0.0031023 | 3.2622e-16 | 1.7909e-16 | 0.0011536 | 34.3333 | 0.90361 | 0.68789 | 0.98404 | 0.87526
| 34.375 | 0.001138 | 2.8262e-16 | 2.123e-16 | 0.00042318 | 34.375 | 0.0031024 | 3.2622e-16 | 1.7909e-16 | 0.0011536 | 34.375 | 0.90361 | 0.68789 | 0.98404 | 0.87525
| 34.4167 | 0.001138 | 2.8262e-16 | 2.123e-16 | 0.00042318 | 34.4167 | 0.0031024 | 3.2622e-16 | 1.7909e-16 | 0.0011537 | 34.4167 | 0.9036 | 0.68788 | 0.98404 | 0.87525
| 34.4583 | 0.001138 | 2.8262e-16 | 2.123e-16 | 0.00042317 | 34.4583 | 0.0031024 | 3.2622e-16 | 1.7909e-16 | 0.0011537 | 34.4583 | 0.9036 | 0.68788 | 0.98404 | 0.87525
| 34.5 | 0.001138 | 2.8262e-16 | 2.123e-16 | 0.00042318 | 34.5 | 0.0031025 | 3.2622e-16 | 1.7909e-16 | 0.0011537 | 34.5 | 0.90359 | 0.68787 | 0.98404 | 0.87524
| 34.5417 | 0.001138 | 2.8262e-16 | 2.123e-16 | 0.00042318 | 34.5417 | 0.0031025 | 3.2622e-16 | 1.7909e-16 | 0.0011537 | 34.5417 | 0.90359 | 0.68787 | 0.98404 | 0.87524
| 34.5833 | 0.001138 | 2.8262e-16 | 2.123e-16 | 0.00042318 | 34.5833 | 0.0031021 | 3.2622e-16 | 1.7909e-16 | 0.0011536 | 34.5833 | 0.90358 | 0.68786 | 0.98404 | 0.87524
| 34.625 | 0.001138 | 2.8262e-16 | 2.123e-16 | 0.00042318 | 34.625 | 0.0031022 | 3.2622e-16 | 1.7909e-16 | 0.0011536 | 34.625 | 0.90358 | 0.68786 | 0.98404 | 0.87524
| 34.6667 | 0.001138 | 2.8262e-16 | 2.123e-16 | 0.00042318 | 34.6667 | 0.003102 | 3.2622e-16 | 1.7909e-16 | 0.0011535 | 34.6667 | 0.90357 | 0.68785 | 0.98404 | 0.87523
| 34.7083 | 0.001138 | 2.8262e-16 | 2.123e-16 | 0.00042318 | 34.7083 | 0.0031021 | 3.2622e-16 | 1.7909e-16 | 0.0011535 | 34.7083 | 0.90357 | 0.68784 | 0.98404 | 0.87523
| 34.75 | 0.001138 | 2.8262e-16 | 2.123e-16 | 0.00042318 | 34.75 | 0.0031025 | 3.2622e-16 | 1.7909e-16 | 0.0011537 | 34.75 | 0.90356 | 0.68784 | 0.98404 | 0.87523
| 34.7917 | 0.001138 | 2.8262e-16 | 2.123e-16 | 0.00042317 | 34.7917 | 0.0031024 | 3.2622e-16 | 1.7909e-16 | 0.0011537 | 34.7917 | 0.90356 | 0.68784 | 0.98404 | 0.87522
| 34.8333 | 0.0011382 | 2.8262e-16 | 2.123e-16 | 0.00042324 | 34.8333 | 0.0031019 | 3.2622e-16 | 1.7909e-16 | 0.0011535 | 34.8333 | 0.90356 | 0.68783 | 0.98404 | 0.87522
| 34.875 | 0.0011384 | 2.8262e-16 | 2.123e-16 | 0.00042331 | 34.875 | 0.0031026 | 3.2622e-16 | 1.7909e-16 | 0.0011537 | 34.875 | 0.90356 | 0.68783 | 0.98404 | 0.87522
| 34.9167 | 0.0011386 | 2.8262e-16 | 2.123e-16 | 0.00042339 | 34.9167 | 0.0031016 | 3.2622e-16 | 1.7909e-16 | 0.0011534 | 34.9167 | 0.90356 | 0.68782 | 0.98404 | 0.87522
| 34.9583 | 0.0011388 | 2.8262e-16 | 2.123e-16 | 0.00042346 | 34.9583 | 0.0031004 | 3.2622e-16 | 1.7909e-16 | 0.0011529 | 34.9583 | 0.90355 | 0.68782 | 0.98403 | 0.87522
| 35 | 0.001139 | 2.8262e-16 | 2.123e-16 | 0.00042354 | 35 | 0.018674 | 3.2622e-16 | 1.7909e-16 | 0.0069441 | 35 | 0.90355 | 0.68782 | 0.98403 | 0.87522
| 35.0417 | 0.0011392 | 2.8262e-16 | 2.123e-16 | 0.00042361 | 35.0417 | 0.018674 | 3.2622e-16 | 1.7909e-16 | 0.006944 | 35.0417 | 0.90355 | 0.68782 | 0.98403 | 0.87521
| 35.0833 | 0.0011394 | 2.8262e-16 | 2.123e-16 | 0.00042368 | 35.0833 | 0.018674 | 3.2622e-16 | 1.7909e-16 | 0.0069439 | 35.0833 | 0.90355 | 0.68781 | 0.98403 | 0.87521
| 35.125 | 0.0011396 | 2.8262e-16 | 2.123e-16 | 0.00042376 | 35.125 | 0.018673 | 3.2622e-16 | 1.7909e-16 | 0.0069438 | 35.125 | 0.90355 | 0.68781 | 0.98403 | 0.87521
| 35.1667 | 0.0011398 | 2.8262e-16 | 2.123e-16 | 0.00042384 | 35.1667 | 0.018682 | 3.2622e-16 | 1.7909e-16 | 0.006947 | 35.1667 | 0.90355 | 0.68781 | 0.98403 | 0.87521
| 35.2083 | 0.00114 | 2.8262e-16 | 2.123e-16 | 0.00042391 | 35.2083 | 0.018682 | 3.2622e-16 | 1.7909e-16 | 0.006947 | 35.2083 | 0.90354 | 0.6878 | 0.98403 | 0.87521
| 35.25 | 0.0011401 | 2.8262e-16 | 2.123e-16 | 0.00042397 | 35.25 | 0.018681 | 3.2622e-16 | 1.7909e-16 | 0.0069468 | 35.25 | 0.90354 | 0.6878 | 0.98403 | 0.87521
| 35.2917 | 0.0011402 | 2.8262e-16 | 2.123e-16 | 0.000424 | 35.2917 | 0.018681 | 3.2622e-16 | 1.7909e-16 | 0.0069469 | 35.2917 | 0.90354 | 0.6878 | 0.98403 | 0.8752
| 35.3333 | 0.0011403 | 2.8262e-16 | 2.123e-16 | 0.00042402 | 35.3333 | 0.018681 | 3.2622e-16 | 1.7909e-16 | 0.0069468 | 35.3333 | 0.90354 | 0.68779 | 0.98403 | 0.8752
| 35.375 | 0.0011403 | 2.8262e-16 | 2.123e-16 | 0.00042403 | 35.375 | 0.018681 | 3.2622e-16 | 1.7909e-16 | 0.0069469 | 35.375 | 0.90353 | 0.68779 | 0.98403 | 0.8752
| 35.4167 | 0.0011404 | 2.8262e-16 | 2.123e-16 | 0.00042405 | 35.4167 | 0.018681 | 3.2622e-16 | 1.7909e-16 | 0.0069468 | 35.4167 | 0.90353 | 0.68779 | 0.98403 | 0.8752
| 35.4583 | 0.0011404 | 2.8262e-16 | 2.123e-16 | 0.00042407 | 35.4583 | 0.018681 | 3.2622e-16 | 1.7909e-16 | 0.0069467 | 35.4583 | 0.90353 | 0.68778 | 0.98403 | 0.8752
| 35.5 | 0.0011404 | 2.8262e-16 | 2.123e-16 | 0.00042408 | 35.5 | 0.018681 | 3.2622e-16 | 1.7909e-16 | 0.0069467 | 35.5 | 0.90353 | 0.68778 | 0.98403 | 0.87519
| 35.5417 | 0.0011405 | 2.8262e-16 | 2.123e-16 | 0.0004241 | 35.5417 | 0.018681 | 3.2622e-16 | 1.7909e-16 | 0.0069466 | 35.5417 | 0.90352 | 0.68777 | 0.98403 | 0.87519
| 35.5833 | 0.0011405 | 2.8262e-16 | 2.123e-16 | 0.00042412 | 35.5833 | 0.018681 | 3.2622e-16 | 1.7909e-16 | 0.0069467 | 35.5833 | 0.90352 | 0.68777 | 0.98403 | 0.87519
| 35.625 | 0.0011406 | 2.8262e-16 | 2.123e-16 | 0.00042413 | 35.625 | 0.018681 | 3.2622e-16 | 1.7909e-16 | 0.0069467 | 35.625 | 0.90352 | 0.68777 | 0.98403 | 0.87519
| 35.6667 | 0.0011406 | 2.8262e-16 | 2.123e-16 | 0.00042415 | 35.6667 | 0.018681 | 3.2622e-16 | 1.7909e-16 | 0.0069468 | 35.6667 | 0.90351 | 0.68776 | 0.98403 | 0.87519
| 35.7083 | 0.0011407 | 2.8262e-16 | 2.123e-16 | 0.00042416 | 35.7083 | 0.018681 | 3.2622e-16 | 1.7909e-16 | 0.0069469 | 35.7083 | 0.90351 | 0.68776 | 0.98403 | 0.87518
| 35.75 | 0.0011407 | 2.8262e-16 | 2.123e-16 | 0.00042419 | 35.75 | 0.018681 | 3.2622e-16 | 1.7909e-16 | 0.0069467 | 35.75 | 0.9035 | 0.68776 | 0.98403 | 0.87518
| 35.7917 | 0.0011409 | 2.8262e-16 | 2.123e-16 | 0.00042426 | 35.7917 | 0.018681 | 3.2622e-16 | 1.7909e-16 | 0.0069468 | 35.7917 | 0.9035 | 0.68775 | 0.98403 | 0.87518
| 35.8333 | 0.0011409 | 2.8262e-16 | 2.123e-16 | 0.00042426 | 35.8333 | 0.018681 | 3.2622e-16 | 1.7909e-16 | 0.0069467 | 35.8333 | 0.9035 | 0.68775 | 0.98403 | 0.87518
| 35.875 | 0.0011409 | 2.8262e-16 | 2.123e-16 | 0.00042426 | 35.875 | 0.018681 | 3.2622e-16 | 1.7909e-16 | 0.0069467 | 35.875 | 0.9035 | 0.68775 | 0.98403 | 0.87518
| 35.9167 | 0.0011409 | 2.8262e-16 | 2.123e-16 | 0.00042426 | 35.9167 | 0.01868 | 3.2622e-16 | 1.7909e-16 | 0.0069463 | 35.9167 | 0.9035 | 0.68774 | 0.98403 | 0.87518
| 35.9583 | 0.0011409 | 2.8262e-16 | 2.123e-16 | 0.00042425 | 35.9583 | 0.01868 | 3.2622e-16 | 1.7909e-16 | 0.0069463 | 35.9583 | 0.9035 | 0.68774 | 0.98403 | 0.87517
| 36 | 0.0011409 | 2.8262e-16 | 2.123e-16 | 0.00042426 | 36 | 0.003106 | 3.2622e-16 | 1.7909e-16 | 0.001155 | 36 | 0.9035 | 0.68774 | 0.98403 | 0.87517
| 36.0417 | 0.0011409 | 2.8262e-16 | 2.123e-16 | 0.00042425 | 36.0417 | 0.0031054 | 3.2622e-16 | 1.7909e-16 | 0.0011548 | 36.0417 | 0.9035 | 0.68774 | 0.98403 | 0.87517
| 36.0833 | 0.0011409 | 2.8262e-16 | 2.123e-16 | 0.00042425 | 36.0833 | 0.0031057 | 3.2622e-16 | 1.7909e-16 | 0.0011549 | 36.0833 | 0.90349 | 0.68774 | 0.98403 | 0.87517
| 36.125 | 0.0011409 | 2.8262e-16 | 2.123e-16 | 0.00042425 | 36.125 | 0.0031055 | 3.2622e-16 | 1.7909e-16 | 0.0011548 | 36.125 | 0.90349 | 0.68773 | 0.98403 | 0.87517
| 36.1667 | 0.0011409 | 2.8262e-16 | 2.123e-16 | 0.00042425 | 36.1667 | 0.0030969 | 3.2622e-16 | 1.7909e-16 | 0.0011516 | 36.1667 | 0.90349 | 0.68773 | 0.98403 | 0.87517
| 36.2083 | 0.0011409 | 2.8262e-16 | 2.123e-16 | 0.00042425 | 36.2083 | 0.0030962 | 3.2622e-16 | 1.7909e-16 | 0.0011514 | 36.2083 | 0.90349 | 0.68773 | 0.98403 | 0.87517
| 36.25 | 0.0011409 | 2.8262e-16 | 2.123e-16 | 0.00042425 | 36.25 | 0.003097 | 3.2622e-16 | 1.7909e-16 | 0.0011516 | 36.25 | 0.90349 | 0.68773 | 0.98403 | 0.87517
| 36.2917 | 0.0011409 | 2.8262e-16 | 2.123e-16 | 0.00042425 | 36.2917 | 0.0030968 | 3.2622e-16 | 1.7909e-16 | 0.0011516 | 36.2917 | 0.90349 | 0.68773 | 0.98403 | 0.87517
| 36.3333 | 0.0011409 | 2.8262e-16 | 2.123e-16 | 0.00042425 | 36.3333 | 0.0030968 | 3.2622e-16 | 1.7909e-16 | 0.0011516 | 36.3333 | 0.90349 | 0.68772 | 0.98403 | 0.87516
| 36.375 | 0.0011409 | 2.8262e-16 | 2.123e-16 | 0.00042425 | 36.375 | 0.0030969 | 3.2622e-16 | 1.7909e-16 | 0.0011516 | 36.375 | 0.90348 | 0.68772 | 0.98403 | 0.87516
| 36.4167 | 0.0011409 | 2.8262e-16 | 2.123e-16 | 0.00042425 | 36.4167 | 0.0030971 | 3.2622e-16 | 1.7909e-16 | 0.0011517 | 36.4167 | 0.90348 | 0.68772 | 0.98403 | 0.87516
| 36.4583 | 0.0011409 | 2.8262e-16 | 2.123e-16 | 0.00042425 | 36.4583 | 0.0030972 | 3.2622e-16 | 1.7909e-16 | 0.0011517 | 36.4583 | 0.90348 | 0.68772 | 0.98403 | 0.87516
| 36.5 | 0.0011409 | 2.8262e-16 | 2.123e-16 | 0.00042425 | 36.5 | 0.0030975 | 3.2622e-16 | 1.7909e-16 | 0.0011518 | 36.5 | 0.90348 | 0.68771 | 0.98403 | 0.87516
| 36.5417 | 0.0011409 | 2.8262e-16 | 2.123e-16 | 0.00042425 | 36.5417 | 0.0030977 | 3.2622e-16 | 1.7909e-16 | 0.0011519 | 36.5417 | 0.90347 | 0.68771 | 0.98403 | 0.87516
| 36.5833 | 0.0011409 | 2.8262e-16 | 2.123e-16 | 0.00042425 | 36.5833 | 0.0030977 | 3.2622e-16 | 1.7909e-16 | 0.0011519 | 36.5833 | 0.90347 | 0.68771 | 0.98403 | 0.87516
| 36.625 | 0.0011409 | 2.8262e-16 | 2.123e-16 | 0.00042425 | 36.625 | 0.003098 | 3.2622e-16 | 1.7909e-16 | 0.001152 | 36.625 | 0.90347 | 0.68771 | 0.98403 | 0.87515
| 36.6667 | 0.0011409 | 2.8262e-16 | 2.123e-16 | 0.00042425 | 36.6667 | 0.003098 | 3.2622e-16 | 1.7909e-16 | 0.001152 | 36.6667 | 0.90347 | 0.6877 | 0.98403 | 0.87515
| 36.7083 | 0.0011409 | 2.8262e-16 | 2.123e-16 | 0.00042425 | 36.7083 | 0.003098 | 3.2622e-16 | 1.7909e-16 | 0.001152 | 36.7083 | 0.90346 | 0.6877 | 0.98403 | 0.87515
| 36.75 | 0.0011409 | 2.8262e-16 | 2.123e-16 | 0.00042425 | 36.75 | 0.0030981 | 3.2622e-16 | 1.7909e-16 | 0.0011521 | 36.75 | 0.90346 | 0.6877 | 0.98403 | 0.87515
| 36.7917 | 0.0011409 | 2.8262e-16 | 2.123e-16 | 0.00042425 | 36.7917 | 0.0030984 | 3.2622e-16 | 1.7909e-16 | 0.0011522 | 36.7917 | 0.90346 | 0.68769 | 0.98403 | 0.87515
| 36.8333 | 0.0011409 | 2.8262e-16 | 2.123e-16 | 0.00042425 | 36.8333 | 0.003099 | 3.2622e-16 | 1.7909e-16 | 0.0011524 | 36.8333 | 0.90346 | 0.68769 | 0.98403 | 0.87515
| 36.875 | 0.0011409 | 2.8262e-16 | 2.123e-16 | 0.00042425 | 36.875 | 0.0030987 | 3.2622e-16 | 1.7909e-16 | 0.0011523 | 36.875 | 0.90346 | 0.68769 | 0.98403 | 0.87515
| 36.9167 | 0.0011409 | 2.8262e-16 | 2.123e-16 | 0.00042425 | 36.9167 | 0.0030989 | 3.2622e-16 | 1.7909e-16 | 0.0011524 | 36.9167 | 0.90346 | 0.68769 | 0.98403 | 0.87514
| 36.9583 | 0.0011409 | 2.8262e-16 | 2.123e-16 | 0.00042425 | 36.9583 | 0.0051177 | 3.2622e-16 | 1.7909e-16 | 0.0019031 | 36.9583 | 0.90346 | 0.68769 | 0.98403 | 0.87514
| 37 | 0.0011409 | 2.8262e-16 | 2.123e-16 | 0.00042425 | 37 | 0.005118 | 3.2622e-16 | 1.7909e-16 | 0.0019032 | 37 | 0.90345 | 0.68769 | 0.98403 | 0.87514
| 37.0417 | 0.0011409 | 2.8262e-16 | 2.123e-16 | 0.00042424 | 37.0417 | 0.0051188 | 3.2622e-16 | 1.7909e-16 | 0.0019035 | 37.0417 | 0.90345 | 0.68768 | 0.98403 | 0.87514
| 37.0833 | 0.0011409 | 2.8262e-16 | 2.123e-16 | 0.00042424 | 37.0833 | 0.005119 | 3.2622e-16 | 1.7909e-16 | 0.0019035 | 37.0833 | 0.90345 | 0.68768 | 0.98403 | 0.87514
| 37.125 | 0.0011409 | 2.8262e-16 | 2.123e-16 | 0.00042424 | 37.125 | 0.0051194 | 3.2622e-16 | 1.7909e-16 | 0.0019037 | 37.125 | 0.90345 | 0.68768 | 0.98403 | 0.87514
| 37.1667 | 0.0011409 | 2.8262e-16 | 2.123e-16 | 0.00042424 | 37.1667 | 0.0051191 | 3.2622e-16 | 1.7909e-16 | 0.0019036 | 37.1667 | 0.90345 | 0.68768 | 0.98403 | 0.87514
| 37.2083 | 0.0011409 | 2.8262e-16 | 2.123e-16 | 0.00042424 | 37.2083 | 0.0051199 | 3.2622e-16 | 1.7909e-16 | 0.0019039 | 37.2083 | 0.90345 | 0.68768 | 0.98403 | 0.87514
| 37.25 | 0.0011409 | 2.8262e-16 | 2.123e-16 | 0.00042425 | 37.25 | 0.0051197 | 3.2622e-16 | 1.7909e-16 | 0.0019038 | 37.25 | 0.90345 | 0.68768 | 0.98403 | 0.87514
| 37.2917 | 0.0011409 | 2.8262e-16 | 2.123e-16 | 0.00042425 | 37.2917 | 0.0051201 | 3.2622e-16 | 1.7909e-16 | 0.001904 | 37.2917 | 0.90345 | 0.68767 | 0.98403 | 0.87514
| 37.3333 | 0.0011409 | 2.8262e-16 | 2.123e-16 | 0.00042425 | 37.3333 | 0.0051198 | 3.2622e-16 | 1.7909e-16 | 0.0019039 | 37.3333 | 0.90345 | 0.68767 | 0.98403 | 0.87514
| 37.375 | 0.0011409 | 2.8262e-16 | 2.123e-16 | 0.00042425 | 37.375 | 0.00512 | 3.2622e-16 | 1.7909e-16 | 0.0019039 | 37.375 | 0.90345 | 0.68767 | 0.98403 | 0.87513
| 37.4167 | 0.0011409 | 2.8262e-16 | 2.123e-16 | 0.00042425 | 37.4167 | 0.00512 | 3.2622e-16 | 1.7909e-16 | 0.0019039 | 37.4167 | 0.90344 | 0.68767 | 0.98403 | 0.87513
| 37.4583 | 0.0011409 | 2.8262e-16 | 2.123e-16 | 0.00042425 | 37.4583 | 0.0051199 | 3.2622e-16 | 1.7909e-16 | 0.0019039 | 37.4583 | 0.90344 | 0.68766 | 0.98403 | 0.87513
| 37.5 | 0.0011409 | 2.8262e-16 | 2.123e-16 | 0.00042425 | 37.5 | 0.0051197 | 3.2622e-16 | 1.7909e-16 | 0.0019038 | 37.5 | 0.90344 | 0.68766 | 0.98403 | 0.87513
| 37.5417 | 0.0011409 | 2.8262e-16 | 2.123e-16 | 0.00042425 | 37.5417 | 0.0051194 | 3.2622e-16 | 1.7909e-16 | 0.0019037 | 37.5417 | 0.90344 | 0.68766 | 0.98403 | 0.87513
| 37.5833 | 0.0011409 | 2.8262e-16 | 2.123e-16 | 0.00042425 | 37.5833 | 0.0051196 | 3.2622e-16 | 1.7909e-16 | 0.0019038 | 37.5833 | 0.90344 | 0.68766 | 0.98403 | 0.87513
| 37.625 | 0.0011409 | 2.8262e-16 | 2.123e-16 | 0.00042425 | 37.625 | 0.0051192 | 3.2622e-16 | 1.7909e-16 | 0.0019036 | 37.625 | 0.90343 | 0.68766 | 0.98403 | 0.87513
| 37.6667 | 0.0011409 | 2.8262e-16 | 2.123e-16 | 0.00042425 | 37.6667 | 0.0051189 | 3.2622e-16 | 1.7909e-16 | 0.0019035 | 37.6667 | 0.90343 | 0.68765 | 0.98403 | 0.87513
| 37.7083 | 0.0011409 | 2.8262e-16 | 2.123e-16 | 0.00042425 | 37.7083 | 0.0051188 | 3.2622e-16 | 1.7909e-16 | 0.0019035 | 37.7083 | 0.90343 | 0.68765 | 0.98403 | 0.87513
| 37.75 | 0.0011409 | 2.8262e-16 | 2.123e-16 | 0.00042425 | 37.75 | 0.0051192 | 3.2622e-16 | 1.7909e-16 | 0.0019036 | 37.75 | 0.90343 | 0.68765 | 0.98403 | 0.87512
| 37.7917 | 0.0011409 | 2.8262e-16 | 2.123e-16 | 0.00042425 | 37.7917 | 0.005119 | 3.2622e-16 | 1.7909e-16 | 0.0019035 | 37.7917 | 0.90343 | 0.68765 | 0.98403 | 0.87512
| 37.8333 | 0.0011409 | 2.8262e-16 | 2.123e-16 | 0.00042424 | 37.8333 | 0.0051184 | 3.2622e-16 | 1.7909e-16 | 0.0019033 | 37.8333 | 0.90343 | 0.68765 | 0.98403 | 0.87512
| 37.875 | 0.0011409 | 2.8262e-16 | 2.123e-16 | 0.00042424 | 37.875 | 0.0051189 | 3.2622e-16 | 1.7909e-16 | 0.0019035 | 37.875 | 0.90343 | 0.68765 | 0.98403 | 0.87512
| 37.9167 | 0.0011409 | 2.8262e-16 | 2.123e-16 | 0.00042425 | 37.9167 | 0.0051199 | 3.2622e-16 | 1.7909e-16 | 0.0019039 | 37.9167 | 0.90343 | 0.68765 | 0.98403 | 0.87512
| 37.9583 | 0.0011409 | 2.8262e-16 | 2.123e-16 | 0.00042425 | 37.9583 | 0.0031013 | 3.2622e-16 | 1.7909e-16 | 0.0011533 | 37.9583 | 0.90343 | 0.68764 | 0.98403 | 0.87512
| 38 | 0.0011409 | 2.8262e-16 | 2.123e-16 | 0.00042425 | 38 | 0.0031017 | 3.2622e-16 | 1.7909e-16 | 0.0011534 | 38 | 0.90343 | 0.68764 | 0.98403 | 0.87512
| 38.0417 | 0.0011409 | 2.8262e-16 | 2.123e-16 | 0.00042425 | 38.0417 | 0.0031017 | 3.2622e-16 | 1.7909e-16 | 0.0011534 | 38.0417 | 0.90342 | 0.68764 | 0.98403 | 0.87512
| 38.0833 | 0.0011409 | 2.8262e-16 | 2.123e-16 | 0.00042424 | 38.0833 | 0.0031024 | 3.2622e-16 | 1.7909e-16 | 0.0011537 | 38.0833 | 0.90342 | 0.68764 | 0.98403 | 0.87512
| 38.125 | 0.0011409 | 2.8262e-16 | 2.123e-16 | 0.00042424 | 38.125 | 0.0031013 | 3.2622e-16 | 1.7909e-16 | 0.0011532 | 38.125 | 0.90342 | 0.68764 | 0.98403 | 0.87512
| 38.1667 | 0.0011409 | 2.8262e-16 | 2.123e-16 | 0.00042424 | 38.1667 | 0.0031022 | 3.2622e-16 | 1.7909e-16 | 0.0011536 | 38.1667 | 0.90342 | 0.68764 | 0.98403 | 0.87512
| 38.2083 | 0.0011409 | 2.8262e-16 | 2.123e-16 | 0.00042425 | 38.2083 | 0.0031021 | 3.2622e-16 | 1.7909e-16 | 0.0011536 | 38.2083 | 0.90342 | 0.68764 | 0.98403 | 0.87512
| 38.25 | 0.0011409 | 2.8262e-16 | 2.123e-16 | 0.00042425 | 38.25 | 0.0031024 | 3.2622e-16 | 1.7909e-16 | 0.0011537 | 38.25 | 0.90342 | 0.68764 | 0.98403 | 0.87512
| 38.2917 | 0.0011409 | 2.8262e-16 | 2.123e-16 | 0.00042425 | 38.2917 | 0.0031023 | 3.2622e-16 | 1.7909e-16 | 0.0011536 | 38.2917 | 0.90342 | 0.68764 | 0.98403 | 0.87512
| 38.3333 | 0.0011409 | 2.8262e-16 | 2.123e-16 | 0.00042425 | 38.3333 | 0.0031025 | 3.2622e-16 | 1.7909e-16 | 0.0011537 | 38.3333 | 0.90342 | 0.68764 | 0.98403 | 0.87512
| 38.375 | 0.0011409 | 2.8262e-16 | 2.123e-16 | 0.00042425 | 38.375 | 0.0031019 | 3.2622e-16 | 1.7909e-16 | 0.0011535 | 38.375 | 0.90342 | 0.68764 | 0.98403 | 0.87512
| 38.4167 | 0.0011409 | 2.8262e-16 | 2.123e-16 | 0.00042425 | 38.4167 | 0.0031022 | 3.2622e-16 | 1.7909e-16 | 0.0011536 | 38.4167 | 0.90342 | 0.68764 | 0.98403 | 0.87512
| 38.4583 | 0.0011409 | 2.8262e-16 | 2.123e-16 | 0.00042425 | 38.4583 | 0.0031022 | 3.2622e-16 | 1.7909e-16 | 0.0011536 | 38.4583 | 0.90342 | 0.68764 | 0.98403 | 0.87512
| 38.5 | 0.0011409 | 2.8262e-16 | 2.123e-16 | 0.00042425 | 38.5 | 0.003102 | 3.2622e-16 | 1.7909e-16 | 0.0011535 | 38.5 | 0.90342 | 0.68764 | 0.98403 | 0.87512
| 38.5417 | 0.0011409 | 2.8262e-16 | 2.123e-16 | 0.00042425 | 38.5417 | 0.003102 | 3.2622e-16 | 1.7909e-16 | 0.0011535 | 38.5417 | 0.90341 | 0.68764 | 0.98403 | 0.87512
| 38.5833 | 0.0011409 | 2.8262e-16 | 2.123e-16 | 0.00042425 | 38.5833 | 0.0031019 | 3.2622e-16 | 1.7909e-16 | 0.0011535 | 38.5833 | 0.90341 | 0.68764 | 0.98403 | 0.87511
| 38.625 | 0.0011409 | 2.8262e-16 | 2.123e-16 | 0.00042425 | 38.625 | 0.0031019 | 3.2622e-16 | 1.7909e-16 | 0.0011535 | 38.625 | 0.90341 | 0.68763 | 0.98403 | 0.87511
| 38.6667 | 0.0011409 | 2.8262e-16 | 2.123e-16 | 0.00042425 | 38.6667 | 0.003102 | 3.2622e-16 | 1.7909e-16 | 0.0011535 | 38.6667 | 0.90341 | 0.68763 | 0.98403 | 0.87511
| 38.7083 | 0.0011409 | 2.8262e-16 | 2.123e-16 | 0.00042425 | 38.7083 | 0.003102 | 3.2622e-16 | 1.7909e-16 | 0.0011535 | 38.7083 | 0.90341 | 0.68763 | 0.98403 | 0.87511
| 38.75 | 0.0011409 | 2.8262e-16 | 2.123e-16 | 0.00042425 | 38.75 | 0.0031021 | 3.2622e-16 | 1.7909e-16 | 0.0011535 | 38.75 | 0.90341 | 0.68763 | 0.98403 | 0.87511
| 38.7917 | 0.0011402 | 2.8262e-16 | 2.123e-16 | 0.00042401 | 38.7917 | 0.003102 | 3.2622e-16 | 1.7909e-16 | 0.0011535 | 38.7917 | 0.90341 | 0.68763 | 0.98403 | 0.87511
| 38.8333 | 0.0011396 | 2.8262e-16 | 2.123e-16 | 0.00042376 | 38.8333 | 0.0031023 | 3.2622e-16 | 1.7909e-16 | 0.0011536 | 38.8333 | 0.90341 | 0.68763 | 0.98403 | 0.87511
| 38.875 | 0.0011388 | 2.8262e-16 | 2.123e-16 | 0.00042349 | 38.875 | 0.0031017 | 3.2622e-16 | 1.7909e-16 | 0.0011534 | 38.875 | 0.90341 | 0.68763 | 0.98403 | 0.87511
| 38.9167 | 0.0011381 | 2.8262e-16 | 2.123e-16 | 0.00042321 | 38.9167 | 0.0031013 | 3.2622e-16 | 1.7909e-16 | 0.0011532 | 38.9167 | 0.90341 | 0.68763 | 0.98403 | 0.87511
| 38.9583 | 0.0011373 | 2.8262e-16 | 2.123e-16 | 0.00042292 | 38.9583 | 0.0031008 | 3.2622e-16 | 1.7909e-16 | 0.0011531 | 38.9583 | 0.9034 | 0.68763 | 0.98403 | 0.87511
| 39 | 0.0011366 | 2.8262e-16 | 2.123e-16 | 0.00042265 | 39 | 0.0031001 | 3.2622e-16 | 1.7909e-16 | 0.0011528 | 39 | 0.9034 | 0.68762 | 0.98403 | 0.87511
| 39.0417 | 0.0011362 | 2.8262e-16 | 2.123e-16 | 0.0004225 | 39.0417 | 0.0030992 | 3.2622e-16 | 1.7909e-16 | 0.0011525 | 39.0417 | 0.9034 | 0.68762 | 0.98403 | 0.87511
| 39.0833 | 0.0011358 | 2.8262e-16 | 2.123e-16 | 0.00042235 | 39.0833 | 0.003098 | 3.2622e-16 | 1.7909e-16 | 0.001152 | 39.0833 | 0.9034 | 0.68762 | 0.98403 | 0.87511
| 39.125 | 0.0011354 | 2.8262e-16 | 2.123e-16 | 0.00042219 | 39.125 | 0.0030986 | 3.2622e-16 | 1.7909e-16 | 0.0011522 | 39.125 | 0.9034 | 0.68762 | 0.98403 | 0.87511
| 39.1667 | 0.001135 | 2.8262e-16 | 2.123e-16 | 0.00042204 | 39.1667 | 0.0030984 | 3.2622e-16 | 1.7909e-16 | 0.0011522 | 39.1667 | 0.9034 | 0.68762 | 0.98403 | 0.87511
| 39.2083 | 0.0011345 | 2.8262e-16 | 2.123e-16 | 0.00042189 | 39.2083 | 0.0030987 | 3.2622e-16 | 1.7909e-16 | 0.0011523 | 39.2083 | 0.9034 | 0.68762 | 0.98403 | 0.87511
| 39.25 | 0.0011342 | 2.8262e-16 | 2.123e-16 | 0.00042176 | 39.25 | 0.0030987 | 3.2622e-16 | 1.7909e-16 | 0.0011523 | 39.25 | 0.9034 | 0.68762 | 0.98403 | 0.87511
| 39.2917 | 0.001134 | 2.8262e-16 | 2.123e-16 | 0.0004217 | 39.2917 | 0.0030983 | 3.2622e-16 | 1.7909e-16 | 0.0011521 | 39.2917 | 0.9034 | 0.68762 | 0.98403 | 0.8751
| 39.3333 | 0.001134 | 2.8262e-16 | 2.123e-16 | 0.00042167 | 39.3333 | 0.0030981 | 3.2622e-16 | 1.7909e-16 | 0.0011521 | 39.3333 | 0.9034 | 0.68761 | 0.98403 | 0.8751
| 39.375 | 0.0011339 | 2.8262e-16 | 2.123e-16 | 0.00042164 | 39.375 | 0.0030985 | 3.2622e-16 | 1.7909e-16 | 0.0011522 | 39.375 | 0.9034 | 0.68761 | 0.98403 | 0.8751
| 39.4167 | 0.0011338 | 2.8262e-16 | 2.123e-16 | 0.0004216 | 39.4167 | 0.0030983 | 3.2622e-16 | 1.7909e-16 | 0.0011521 | 39.4167 | 0.9034 | 0.68761 | 0.98403 | 0.8751
| 39.4583 | 0.0011337 | 2.8262e-16 | 2.123e-16 | 0.00042157 | 39.4583 | 0.0030981 | 3.2622e-16 | 1.7909e-16 | 0.0011521 | 39.4583 | 0.9034 | 0.68761 | 0.98403 | 0.8751
| 39.5 | 0.0011336 | 2.8262e-16 | 2.123e-16 | 0.00042154 | 39.5 | 0.0030986 | 3.2622e-16 | 1.7909e-16 | 0.0011522 | 39.5 | 0.9034 | 0.6876 | 0.98403 | 0.8751
| 39.5417 | 0.0011335 | 2.8262e-16 | 2.123e-16 | 0.00042151 | 39.5417 | 0.0030986 | 3.2622e-16 | 1.7909e-16 | 0.0011522 | 39.5417 | 0.9034 | 0.6876 | 0.98403 | 0.8751
| 39.5833 | 0.0011334 | 2.8262e-16 | 2.123e-16 | 0.00042148 | 39.5833 | 0.0030985 | 3.2622e-16 | 1.7909e-16 | 0.0011522 | 39.5833 | 0.90339 | 0.6876 | 0.98403 | 0.8751
| 39.625 | 0.0011333 | 2.8262e-16 | 2.123e-16 | 0.00042144 | 39.625 | 0.0030986 | 3.2622e-16 | 1.7909e-16 | 0.0011523 | 39.625 | 0.90339 | 0.6876 | 0.98403 | 0.8751
| 39.6667 | 0.0011333 | 2.8262e-16 | 2.123e-16 | 0.00042141 | 39.6667 | 0.0030985 | 3.2622e-16 | 1.7909e-16 | 0.0011522 | 39.6667 | 0.90339 | 0.6876 | 0.98403 | 0.8751
| 39.7083 | 0.0011332 | 2.8262e-16 | 2.123e-16 | 0.00042138 | 39.7083 | 0.0030984 | 3.2622e-16 | 1.7909e-16 | 0.0011522 | 39.7083 | 0.90339 | 0.6876 | 0.98403 | 0.8751
| 39.75 | 0.001133 | 2.8262e-16 | 2.123e-16 | 0.00042132 | 39.75 | 0.003098 | 3.2622e-16 | 1.7909e-16 | 0.001152 | 39.75 | 0.90339 | 0.6876 | 0.98403 | 0.8751
| 39.7917 | 0.0011333 | 2.8262e-16 | 2.123e-16 | 0.00042143 | 39.7917 | 0.003098 | 3.2622e-16 | 1.7909e-16 | 0.001152 | 39.7917 | 0.90339 | 0.6876 | 0.98403 | 0.8751
| 39.8333 | 0.0011336 | 2.8262e-16 | 2.123e-16 | 0.00042156 | 39.8333 | 0.003098 | 3.2622e-16 | 1.7909e-16 | 0.001152 | 39.8333 | 0.90339 | 0.68759 | 0.98403 | 0.87509
| 39.875 | 0.001134 | 2.8262e-16 | 2.123e-16 | 0.00042168 | 39.875 | 0.003099 | 3.2622e-16 | 1.7909e-16 | 0.0011524 | 39.875 | 0.90339 | 0.68759 | 0.98403 | 0.87509
| 39.9167 | 0.0011343 | 2.8262e-16 | 2.123e-16 | 0.00042181 | 39.9167 | 0.0030988 | 3.2622e-16 | 1.7909e-16 | 0.0011523 | 39.9167 | 0.90339 | 0.68759 | 0.98403 | 0.87509
| 39.9583 | 0.0011347 | 2.8262e-16 | 2.123e-16 | 0.00042194 | 39.9583 | 0.0030987 | 3.2622e-16 | 1.7909e-16 | 0.0011523 | 39.9583 | 0.90339 | 0.68759 | 0.98403 | 0.87509
| 40 | 0.001135 | 2.8262e-16 | 2.123e-16 | 0.00042207 | 40 | 0.0030992 | 3.2622e-16 | 1.7909e-16 | 0.0011525 | 40 | 0.90339 | 0.68759 | 0.98403 | 0.87509
| 40.0417 | 0.001135 | 2.8262e-16 | 2.123e-16 | 0.00042207 | 40.0417 | 0.0030996 | 3.2622e-16 | 1.7909e-16 | 0.0011526 | 40.0417 | 0.90339 | 0.68759 | 0.98403 | 0.87509
| 40.0833 | 0.001135 | 2.8262e-16 | 2.123e-16 | 0.00042207 | 40.0833 | 0.0030992 | 3.2622e-16 | 1.7909e-16 | 0.0011525 | 40.0833 | 0.90339 | 0.68759 | 0.98403 | 0.87509
| 40.125 | 0.0011351 | 2.8262e-16 | 2.123e-16 | 0.00042208 | 40.125 | 0.0030991 | 3.2622e-16 | 1.7909e-16 | 0.0011524 | 40.125 | 0.90339 | 0.68759 | 0.98403 | 0.87509
| 40.1667 | 0.0011351 | 2.8262e-16 | 2.123e-16 | 0.00042208 | 40.1667 | 0.0030989 | 3.2622e-16 | 1.7909e-16 | 0.0011524 | 40.1667 | 0.90339 | 0.68759 | 0.98403 | 0.87509
| 40.2083 | 0.0011351 | 2.8262e-16 | 2.123e-16 | 0.0004221 | 40.2083 | 0.0030985 | 3.2622e-16 | 1.7909e-16 | 0.0011522 | 40.2083 | 0.90339 | 0.68759 | 0.98403 | 0.87509
| 40.25 | 0.0011351 | 2.8262e-16 | 2.123e-16 | 0.00042209 | 40.25 | 0.0030981 | 3.2622e-16 | 1.7909e-16 | 0.0011521 | 40.25 | 0.90339 | 0.68759 | 0.98403 | 0.87509
| 40.2917 | 0.0011351 | 2.8262e-16 | 2.123e-16 | 0.0004221 | 40.2917 | 0.0030984 | 3.2622e-16 | 1.7909e-16 | 0.0011522 | 40.2917 | 0.90339 | 0.68759 | 0.98403 | 0.87509
| 40.3333 | 0.0011351 | 2.8262e-16 | 2.123e-16 | 0.0004221 | 40.3333 | 0.0030983 | 3.2622e-16 | 1.7909e-16 | 0.0011521 | 40.3333 | 0.90339 | 0.68759 | 0.98403 | 0.87509
| 40.375 | 0.0011351 | 2.8262e-16 | 2.123e-16 | 0.0004221 | 40.375 | 0.0030981 | 3.2622e-16 | 1.7909e-16 | 0.0011521 | 40.375 | 0.90339 | 0.68759 | 0.98403 | 0.87509
| 40.4167 | 0.0011351 | 2.8262e-16 | 2.123e-16 | 0.0004221 | 40.4167 | 0.0030982 | 3.2622e-16 | 1.7909e-16 | 0.0011521 | 40.4167 | 0.90339 | 0.68759 | 0.98403 | 0.87509
| 40.4583 | 0.0011351 | 2.8262e-16 | 2.123e-16 | 0.0004221 | 40.4583 | 0.0030984 | 3.2622e-16 | 1.7909e-16 | 0.0011522 | 40.4583 | 0.90338 | 0.6876 | 0.98403 | 0.87509
| 40.5 | 0.0011351 | 2.8262e-16 | 2.123e-16 | 0.0004221 | 40.5 | 0.003098 | 3.2622e-16 | 1.7909e-16 | 0.001152 | 40.5 | 0.90338 | 0.6876 | 0.98403 | 0.87509
| 40.5417 | 0.0011351 | 2.8262e-16 | 2.123e-16 | 0.00042209 | 40.5417 | 0.003098 | 3.2622e-16 | 1.7909e-16 | 0.001152 | 40.5417 | 0.90338 | 0.6876 | 0.98403 | 0.87509
| 40.5833 | 0.0011351 | 2.8262e-16 | 2.123e-16 | 0.00042209 | 40.5833 | 0.003098 | 3.2622e-16 | 1.7909e-16 | 0.001152 | 40.5833 | 0.90338 | 0.6876 | 0.98403 | 0.87509
| 40.625 | 0.0011351 | 2.8262e-16 | 2.123e-16 | 0.00042209 | 40.625 | 0.0030979 | 3.2622e-16 | 1.7909e-16 | 0.001152 | 40.625 | 0.90338 | 0.6876 | 0.98403 | 0.87509
| 40.6667 | 0.0011351 | 2.8262e-16 | 2.123e-16 | 0.00042209 | 40.6667 | 0.0030981 | 3.2622e-16 | 1.7909e-16 | 0.0011521 | 40.6667 | 0.90338 | 0.6876 | 0.98403 | 0.87509
| 40.7083 | 0.0011351 | 2.8262e-16 | 2.123e-16 | 0.00042209 | 40.7083 | 0.0030981 | 3.2622e-16 | 1.7909e-16 | 0.0011521 | 40.7083 | 0.90338 | 0.68759 | 0.98403 | 0.87509
| 40.75 | 0.0011351 | 2.8262e-16 | 2.123e-16 | 0.00042209 | 40.75 | 0.0030982 | 3.2622e-16 | 1.7909e-16 | 0.0011521 | 40.75 | 0.90338 | 0.68759 | 0.98403 | 0.87509
| 40.7917 | 0.0011351 | 2.8262e-16 | 2.123e-16 | 0.00042209 | 40.7917 | 0.0030983 | 3.2622e-16 | 1.7909e-16 | 0.0011521 | 40.7917 | 0.90338 | 0.68759 | 0.98403 | 0.87509
| 40.8333 | 0.0011351 | 2.8262e-16 | 2.123e-16 | 0.00042209 | 40.8333 | 0.003098 | 3.2622e-16 | 1.7909e-16 | 0.001152 | 40.8333 | 0.90338 | 0.68759 | 0.98403 | 0.87509
| 40.875 | 0.0011351 | 2.8262e-16 | 2.123e-16 | 0.00042209 | 40.875 | 0.0030965 | 3.2622e-16 | 1.7909e-16 | 0.0011515 | 40.875 | 0.90338 | 0.68759 | 0.98403 | 0.87509
| 40.9167 | 0.0011351 | 2.8262e-16 | 2.123e-16 | 0.00042209 | 40.9167 | 0.0030969 | 3.2622e-16 | 1.7909e-16 | 0.0011516 | 40.9167 | 0.90338 | 0.68759 | 0.98403 | 0.87509
| 40.9583 | 0.0011351 | 2.8262e-16 | 2.123e-16 | 0.00042209 | 40.9583 | 0.0030977 | 3.2622e-16 | 1.7909e-16 | 0.0011519 | 40.9583 | 0.90338 | 0.68759 | 0.98403 | 0.87509
| 41 | 0.0011351 | 2.8262e-16 | 2.123e-16 | 0.0004221 | 41 | 0.0030983 | 3.2622e-16 | 1.7909e-16 | 0.0011521 | 41 | 0.90338 | 0.68759 | 0.98403 | 0.87509
| 41.0417 | 0.0011351 | 2.8262e-16 | 2.123e-16 | 0.00042209 | 41.0417 | 0.0030981 | 3.2622e-16 | 1.7909e-16 | 0.0011521 | 41.0417 | 0.90338 | 0.68759 | 0.98403 | 0.87509
| 41.0833 | 0.0011351 | 2.8262e-16 | 2.123e-16 | 0.0004221 | 41.0833 | 0.0030983 | 3.2622e-16 | 1.7909e-16 | 0.0011521 | 41.0833 | 0.90338 | 0.68759 | 0.98403 | 0.87509
| 41.125 | 0.0011351 | 2.8262e-16 | 2.123e-16 | 0.00042208 | 41.125 | 0.0030989 | 3.2622e-16 | 1.7909e-16 | 0.0011524 | 41.125 | 0.90338 | 0.68759 | 0.98403 | 0.87509
| 41.1667 | 0.001135 | 2.8262e-16 | 2.123e-16 | 0.00042208 | 41.1667 | 0.003099 | 3.2622e-16 | 1.7909e-16 | 0.0011524 | 41.1667 | 0.90338 | 0.68759 | 0.98403 | 0.87509
| 41.2083 | 0.001135 | 2.8262e-16 | 2.123e-16 | 0.00042207 | 41.2083 | 0.0030996 | 3.2622e-16 | 1.7909e-16 | 0.0011526 | 41.2083 | 0.90338 | 0.68759 | 0.98403 | 0.87509
| 41.25 | 0.001135 | 2.8262e-16 | 2.123e-16 | 0.00042207 | 41.25 | 0.0030999 | 3.2622e-16 | 1.7909e-16 | 0.0011527 | 41.25 | 0.90338 | 0.68759 | 0.98403 | 0.87509
| 41.2917 | 0.001135 | 2.8262e-16 | 2.123e-16 | 0.00042207 | 41.2917 | 0.0031 | 3.2622e-16 | 1.7909e-16 | 0.0011527 | 41.2917 | 0.90338 | 0.68759 | 0.98403 | 0.87509
| 41.3333 | 0.001135 | 2.8262e-16 | 2.123e-16 | 0.00042207 | 41.3333 | 0.0031002 | 3.2622e-16 | 1.7909e-16 | 0.0011528 | 41.3333 | 0.90338 | 0.68759 | 0.98403 | 0.87509
| 41.375 | 0.001135 | 2.8262e-16 | 2.123e-16 | 0.00042207 | 41.375 | 0.0031005 | 3.2622e-16 | 1.7909e-16 | 0.001153 | 41.375 | 0.90338 | 0.68758 | 0.98403 | 0.87509
| 41.4167 | 0.001135 | 2.8262e-16 | 2.123e-16 | 0.00042207 | 41.4167 | 0.0031003 | 3.2622e-16 | 1.7909e-16 | 0.0011529 | 41.4167 | 0.90338 | 0.68758 | 0.98403 | 0.87509
| 41.4583 | 0.001135 | 2.8262e-16 | 2.123e-16 | 0.00042207 | 41.4583 | 0.0031007 | 3.2622e-16 | 1.7909e-16 | 0.001153 | 41.4583 | 0.90338 | 0.68758 | 0.98403 | 0.87509
| 41.5 | 0.001135 | 2.8262e-16 | 2.123e-16 | 0.00042207 | 41.5 | 0.0031011 | 3.2622e-16 | 1.7909e-16 | 0.0011532 | 41.5 | 0.90338 | 0.68758 | 0.98403 | 0.87508
| 41.5417 | 0.001135 | 2.8262e-16 | 2.123e-16 | 0.00042207 | 41.5417 | 0.0031012 | 3.2622e-16 | 1.7909e-16 | 0.0011532 | 41.5417 | 0.90338 | 0.68757 | 0.98403 | 0.87508
| 41.5833 | 0.001135 | 2.8262e-16 | 2.123e-16 | 0.00042207 | 41.5833 | 0.0031011 | 3.2622e-16 | 1.7909e-16 | 0.0011532 | 41.5833 | 0.90337 | 0.68757 | 0.98403 | 0.87508
| 41.625 | 0.001135 | 2.8262e-16 | 2.123e-16 | 0.00042207 | 41.625 | 0.003101 | 3.2622e-16 | 1.7909e-16 | 0.0011531 | 41.625 | 0.90337 | 0.68757 | 0.98403 | 0.87508
| 41.6667 | 0.001135 | 2.8262e-16 | 2.123e-16 | 0.00042207 | 41.6667 | 0.0031007 | 3.2622e-16 | 1.7909e-16 | 0.001153 | 41.6667 | 0.90337 | 0.68757 | 0.98403 | 0.87508
| 41.7083 | 0.001135 | 2.8262e-16 | 2.123e-16 | 0.00042207 | 41.7083 | 0.0031005 | 3.2622e-16 | 1.7909e-16 | 0.001153 | 41.7083 | 0.90337 | 0.68757 | 0.98403 | 0.87508
| 41.75 | 0.001135 | 2.8262e-16 | 2.123e-16 | 0.00042207 | 41.75 | 0.0031006 | 3.2622e-16 | 1.7909e-16 | 0.001153 | 41.75 | 0.90337 | 0.68757 | 0.98403 | 0.87508
| 41.7917 | 0.001135 | 2.8262e-16 | 2.123e-16 | 0.00042207 | 41.7917 | 0.0031005 | 3.2622e-16 | 1.7909e-16 | 0.001153 | 41.7917 | 0.90337 | 0.68757 | 0.98403 | 0.87508
| 41.8333 | 0.001135 | 2.8262e-16 | 2.123e-16 | 0.00042206 | 41.8333 | 0.0031008 | 3.2622e-16 | 1.7909e-16 | 0.0011531 | 41.8333 | 0.90337 | 0.68757 | 0.98403 | 0.87508
| 41.875 | 0.001135 | 2.8262e-16 | 2.123e-16 | 0.00042205 | 41.875 | 0.0031014 | 3.2622e-16 | 1.7909e-16 | 0.0011533 | 41.875 | 0.90337 | 0.68757 | 0.98403 | 0.87508
| 41.9167 | 0.001135 | 2.8262e-16 | 2.123e-16 | 0.00042207 | 41.9167 | 0.0031013 | 3.2622e-16 | 1.7909e-16 | 0.0011532 | 41.9167 | 0.90337 | 0.68757 | 0.98403 | 0.87508
| 41.9583 | 0.001135 | 2.8262e-16 | 2.123e-16 | 0.00042206 | 41.9583 | 0.0031006 | 3.2622e-16 | 1.7909e-16 | 0.001153 | 41.9583 | 0.90337 | 0.68757 | 0.98403 | 0.87508
| 42 | 0.001351 | 2.8262e-16 | 2.123e-16 | 0.00050236 | 42 | 0.0031006 | 3.2622e-16 | 1.7909e-16 | 0.001153 | 42 | 0.90348 | 0.68878 | 0.98403 | 0.87544
| 42.0417 | 0.041105 | 0.041186 | 0.040717 | 0.040986 | 42.0417 | 0.042714 | 0.041187 | 0.040717 | 0.041585 | 42.0417 | 0.90547 | 0.70091 | 0.98402 | 0.87941
| 42.0833 | 0.080885 | 0.082375 | 0.081511 | 0.081508 | 42.0833 | 0.082354 | 0.082375 | 0.081511 | 0.082055 | 42.0833 | 0.90747 | 0.71302 | 0.984 | 0.88337
| 42.125 | 0.12069 | 0.12357 | 0.12238 | 0.12207 | 42.125 | 0.12202 | 0.12357 | 0.12238 | 0.12256 | 42.125 | 0.90948 | 0.72513 | 0.98398 | 0.88734
| 42.1667 | 0.16052 | 0.16476 | 0.16331 | 0.16266 | 42.1667 | 0.16171 | 0.16476 | 0.16331 | 0.1631 | 42.1667 | 0.91151 | 0.73723 | 0.98397 | 0.89131
| 42.2083 | 0.20033 | 0.20592 | 0.20426 | 0.20324 | 42.2083 | 0.20139 | 0.20592 | 0.20426 | 0.20363 | 42.2083 | 0.91354 | 0.74937 | 0.98395 | 0.89529
| 42.25 | 0.23997 | 0.24702 | 0.24521 | 0.24374 | 42.25 | 0.24091 | 0.24702 | 0.24521 | 0.24409 | 42.25 | 0.91558 | 0.7616 | 0.98393 | 0.8993
| 42.2917 | 0.27952 | 0.28811 | 0.28615 | 0.28421 | 42.2917 | 0.28041 | 0.28811 | 0.28615 | 0.28454 | 42.2917 | 0.91763 | 0.77403 | 0.98391 | 0.90336
| 42.3333 | 0.31853 | 0.32919 | 0.32709 | 0.32446 | 42.3333 | 0.31939 | 0.32919 | 0.32709 | 0.32479 | 42.3333 | 0.91991 | 0.78675 | 0.98389 | 0.90759
| 42.375 | 0.35779 | 0.37028 | 0.36803 | 0.36482 | 42.375 | 0.35862 | 0.37028 | 0.36803 | 0.36513 | 42.375 | 0.92221 | 0.79942 | 0.98386 | 0.91181
| 42.4167 | 0.39732 | 0.41139 | 0.40899 | 0.40529 | 42.4167 | 0.39813 | 0.41139 | 0.40899 | 0.40559 | 42.4167 | 0.92436 | 0.81203 | 0.98384 | 0.91597
| 42.4583 | 0.43687 | 0.45249 | 0.44995 | 0.44576 | 42.4583 | 0.43765 | 0.45249 | 0.44995 | 0.44605 | 42.4583 | 0.92653 | 0.82467 | 0.98382 | 0.92013
| 42.5 | 0.47644 | 0.4936 | 0.49091 | 0.48625 | 42.5 | 0.47719 | 0.4936 | 0.49091 | 0.48652 | 42.5 | 0.92872 | 0.83733 | 0.9838 | 0.92431
| 42.5417 | 0.51603 | 0.53471 | 0.53187 | 0.52674 | 42.5417 | 0.51675 | 0.53471 | 0.53187 | 0.527 | 42.5417 | 0.93094 | 0.85 | 0.98377 | 0.9285
| 42.5833 | 0.55563 | 0.57583 | 0.57284 | 0.56723 | 42.5833 | 0.55632 | 0.57583 | 0.57284 | 0.56749 | 42.5833 | 0.93317 | 0.86269 | 0.98375 | 0.9327
| 42.625 | 0.59515 | 0.61693 | 0.6138 | 0.6077 | 42.625 | 0.59582 | 0.61693 | 0.6138 | 0.60794 | 42.625 | 0.9356 | 0.87549 | 0.98373 | 0.937
| 42.6667 | 0.63442 | 0.65802 | 0.65475 | 0.64806 | 42.6667 | 0.63506 | 0.65802 | 0.65475 | 0.6483 | 42.6667 | 0.93826 | 0.88845 | 0.9837 | 0.94144
| 42.7083 | 0.67341 | 0.69911 | 0.69571 | 0.68832 | 42.7083 | 0.67402 | 0.69911 | 0.69571 | 0.68855 | 42.7083 | 0.94121 | 0.90159 | 0.98368 | 0.94602
| 42.75 | 0.71312 | 0.7402 | 0.73667 | 0.72885 | 42.75 | 0.71368 | 0.7402 | 0.73667 | 0.72906 | 42.75 | 0.94354 | 0.9145 | 0.98366 | 0.95032
| 42.7917 | 0.75288 | 0.78131 | 0.77763 | 0.76941 | 42.7917 | 0.75333 | 0.78131 | 0.77763 | 0.76958 | 42.7917 | 0.94572 | 0.92715 | 0.98363 | 0.95449
| 42.8333 | 0.79271 | 0.82244 | 0.81861 | 0.81 | 42.8333 | 0.79304 | 0.82244 | 0.81861 | 0.81012 | 42.8333 | 0.94795 | 0.93968 | 0.98361 | 0.95865
| 42.875 | 0.83258 | 0.86358 | 0.85959 | 0.85061 | 42.875 | 0.83279 | 0.86358 | 0.85959 | 0.85068 | 42.875 | 0.95017 | 0.95207 | 0.98359 | 0.96277
| 42.9167 | 0.87251 | 0.90477 | 0.90059 | 0.89126 | 42.9167 | 0.87258 | 0.90477 | 0.90059 | 0.89128 | 42.9167 | 0.95238 | 0.96436 | 0.98356 | 0.96686
| 42.9583 | 0.91247 | 0.94597 | 0.94159 | 0.93193 | 42.9583 | 0.91239 | 0.94597 | 0.94159 | 0.9319 | 42.9583 | 0.95459 | 0.97663 | 0.98354 | 0.97093
| 43 | 0.95241 | 0.98723 | 0.9826 | 0.97261 | 43 | 0.95241 | 0.98723 | 0.9826 | 0.97261 | 43 | 0.95669 | 0.98765 | 0.98352 | 0.97464
| 43.0417 | 0.95282 | 0.98729 | 0.98291 | 0.97288 | 43.0417 | 0.95282 | 0.98729 | 0.98291 | 0.97288 | 43.0417 | 0.95699 | 0.98776 | 0.98352 | 0.97478
| 43.0833 | 0.95323 | 0.98736 | 0.98313 | 0.97314 | 43.0833 | 0.95323 | 0.98736 | 0.98313 | 0.97314 | 43.0833 | 0.95728 | 0.98786 | 0.98352 | 0.97492
| 43.125 | 0.95362 | 0.98744 | 0.98328 | 0.97336 | 43.125 | 0.95362 | 0.98744 | 0.98328 | 0.97336 | 43.125 | 0.95758 | 0.98797 | 0.98352 | 0.97506
| 43.1667 | 0.95401 | 0.98753 | 0.98336 | 0.97355 | 43.1667 | 0.95401 | 0.98753 | 0.98336 | 0.97356 | 43.1667 | 0.95786 | 0.98808 | 0.98353 | 0.9752
| 43.2083 | 0.95417 | 0.98755 | 0.9834 | 0.97364 | 43.2083 | 0.95417 | 0.98756 | 0.9834 | 0.97364 | 43.2083 | 0.95815 | 0.98819 | 0.98353 | 0.97533
| 43.25 | 0.95448 | 0.98762 | 0.98343 | 0.97378 | 43.25 | 0.95448 | 0.98762 | 0.98343 | 0.97378 | 43.25 | 0.95836 | 0.98829 | 0.98353 | 0.97544
| 43.2917 | 0.95482 | 0.98769 | 0.98346 | 0.97394 | 43.2917 | 0.95482 | 0.98769 | 0.98346 | 0.97394 | 43.2917 | 0.95859 | 0.98838 | 0.98353 | 0.97555
| 43.3333 | 0.95553 | 0.98776 | 0.98349 | 0.97423 | 43.3333 | 0.95553 | 0.98776 | 0.98349 | 0.97423 | 43.3333 | 0.95885 | 0.98848 | 0.98353 | 0.97567
| 43.375 | 0.95607 | 0.98783 | 0.98351 | 0.97446 | 43.375 | 0.95607 | 0.98783 | 0.98351 | 0.97446 | 43.375 | 0.95908 | 0.98857 | 0.98354 | 0.97578
| 43.4167 | 0.95641 | 0.98791 | 0.98353 | 0.97461 | 43.4167 | 0.95641 | 0.98791 | 0.98353 | 0.97461 | 43.4167 | 0.95931 | 0.98867 | 0.98354 | 0.9759
| 43.4583 | 0.95675 | 0.98799 | 0.98354 | 0.97477 | 43.4583 | 0.95675 | 0.988 | 0.98354 | 0.97477 | 43.4583 | 0.95954 | 0.98878 | 0.98354 | 0.97601
| 43.5 | 0.95709 | 0.98808 | 0.98355 | 0.97492 | 43.5 | 0.95709 | 0.98808 | 0.98355 | 0.97492 | 43.5 | 0.95976 | 0.98888 | 0.98354 | 0.97612
| 43.5417 | 0.95741 | 0.98817 | 0.98356 | 0.97507 | 43.5417 | 0.95742 | 0.98817 | 0.98356 | 0.97507 | 43.5417 | 0.95998 | 0.98899 | 0.98354 | 0.97623
| 43.5833 | 0.95771 | 0.98826 | 0.98357 | 0.9752 | 43.5833 | 0.95771 | 0.98826 | 0.98357 | 0.9752 | 43.5833 | 0.96019 | 0.9891 | 0.98355 | 0.97634
| 43.625 | 0.95803 | 0.98834 | 0.98357 | 0.97535 | 43.625 | 0.95803 | 0.98834 | 0.98357 | 0.97535 | 43.625 | 0.96041 | 0.9892 | 0.98355 | 0.97645
| 43.6667 | 0.95854 | 0.98843 | 0.98358 | 0.97556 | 43.6667 | 0.95854 | 0.98843 | 0.98358 | 0.97556 | 43.6667 | 0.96064 | 0.9893 | 0.98355 | 0.97656
| 43.7083 | 0.95925 | 0.98851 | 0.98358 | 0.97585 | 43.7083 | 0.95925 | 0.98851 | 0.98358 | 0.97585 | 43.7083 | 0.96087 | 0.98941 | 0.98355 | 0.97668
| 43.75 | 0.95946 | 0.9886 | 0.98359 | 0.97595 | 43.75 | 0.95946 | 0.9886 | 0.98359 | 0.97595 | 43.75 | 0.96109 | 0.98952 | 0.98355 | 0.97679
| 43.7917 | 0.95969 | 0.98869 | 0.98359 | 0.97606 | 43.7917 | 0.95969 | 0.98869 | 0.98359 | 0.97606 | 43.7917 | 0.96124 | 0.98962 | 0.98355 | 0.97687
| 43.8333 | 0.95989 | 0.98879 | 0.98359 | 0.97616 | 43.8333 | 0.95989 | 0.98879 | 0.98359 | 0.97616 | 43.8333 | 0.96142 | 0.98973 | 0.98355 | 0.97697
| 43.875 | 0.96009 | 0.98889 | 0.98359 | 0.97626 | 43.875 | 0.96009 | 0.98889 | 0.98359 | 0.97626 | 43.875 | 0.96162 | 0.98983 | 0.98356 | 0.97707
| 43.9167 | 0.96029 | 0.98899 | 0.9836 | 0.97637 | 43.9167 | 0.96029 | 0.98899 | 0.9836 | 0.97637 | 43.9167 | 0.96187 | 0.98993 | 0.98356 | 0.97719
| 43.9583 | 0.96056 | 0.98909 | 0.9836 | 0.9765 | 43.9583 | 0.96056 | 0.98909 | 0.9836 | 0.9765 | 43.9583 | 0.96218 | 0.99004 | 0.98356 | 0.97734
| 44 | 0.96064 | 0.98915 | 0.98359 | 0.97654 | 44 | 0.96064 | 0.98915 | 0.98359 | 0.97654 | 44 | 0.9625 | 0.99016 | 0.98357 | 0.97749
| 44.0417 | 0.96073 | 0.98922 | 0.98357 | 0.97658 | 44.0417 | 0.96073 | 0.98922 | 0.98357 | 0.97658 | 44.0417 | 0.96274 | 0.99025 | 0.98356 | 0.9776
| 44.0833 | 0.96082 | 0.98928 | 0.98357 | 0.97663 | 44.0833 | 0.96082 | 0.98928 | 0.98357 | 0.97663 | 44.0833 | 0.96364 | 0.99046 | 0.98378 | 0.97807
| 44.125 | 0.96083 | 0.98933 | 0.98356 | 0.97665 | 44.125 | 0.96083 | 0.98933 | 0.98356 | 0.97665 | 44.125 | 0.96438 | 0.99059 | 0.98378 | 0.97838
| 44.1667 | 0.96085 | 0.98938 | 0.98355 | 0.97666 | 44.1667 | 0.96085 | 0.98938 | 0.98355 | 0.97666 | 44.1667 | 0.9651 | 0.99072 | 0.98378 | 0.97868
| 44.2083 | 0.96108 | 0.98947 | 0.98355 | 0.97678 | 44.2083 | 0.96108 | 0.98947 | 0.98355 | 0.97678 | 44.2083 | 0.9658 | 0.99085 | 0.98378 | 0.97898
| 44.25 | 0.96128 | 0.98957 | 0.98356 | 0.97687 | 44.25 | 0.96128 | 0.98957 | 0.98356 | 0.97687 | 44.25 | 0.96657 | 0.99099 | 0.98379 | 0.9793
| 44.2917 | 0.96146 | 0.98966 | 0.98356 | 0.97697 | 44.2917 | 0.96146 | 0.98966 | 0.98356 | 0.97697 | 44.2917 | 0.96725 | 0.99113 | 0.98379 | 0.97959
| 44.3333 | 0.96167 | 0.98976 | 0.98356 | 0.97707 | 44.3333 | 0.96167 | 0.98976 | 0.98356 | 0.97707 | 44.3333 | 0.96779 | 0.99127 | 0.98379 | 0.97983
| 44.375 | 0.96187 | 0.98986 | 0.98356 | 0.97717 | 44.375 | 0.96187 | 0.98986 | 0.98356 | 0.97717 | 44.375 | 0.96834 | 0.99142 | 0.98379 | 0.98008
| 44.4167 | 0.96204 | 0.98995 | 0.98356 | 0.97726 | 44.4167 | 0.96204 | 0.98995 | 0.98356 | 0.97726 | 44.4167 | 0.96896 | 0.99158 | 0.98379 | 0.98035
| 44.4583 | 0.96219 | 0.99004 | 0.98356 | 0.97734 | 44.4583 | 0.96219 | 0.99004 | 0.98356 | 0.97734 | 44.4583 | 0.96957 | 0.99173 | 0.9838 | 0.98062
| 44.5 | 0.96236 | 0.99013 | 0.98356 | 0.97743 | 44.5 | 0.96236 | 0.99013 | 0.98356 | 0.97743 | 44.5 | 0.97018 | 0.99188 | 0.9838 | 0.98089
| 44.5417 | 0.96252 | 0.99022 | 0.98356 | 0.97751 | 44.5417 | 0.96252 | 0.99022 | 0.98356 | 0.97751 | 44.5417 | 0.97077 | 0.99203 | 0.9838 | 0.98115
| 44.5833 | 0.9627 | 0.99032 | 0.98356 | 0.9776 | 44.5833 | 0.9627 | 0.99032 | 0.98356 | 0.9776 | 44.5833 | 0.97137 | 0.99218 | 0.9838 | 0.98141
| 44.625 | 0.96289 | 0.99041 | 0.98356 | 0.9777 | 44.625 | 0.96289 | 0.99041 | 0.98356 | 0.9777 | 44.625 | 0.97191 | 0.99235 | 0.9838 | 0.98165
| 44.6667 | 0.96343 | 0.99054 | 0.98356 | 0.97794 | 44.6667 | 0.96343 | 0.99054 | 0.98356 | 0.97794 | 44.6667 | 0.97244 | 0.9925 | 0.9838 | 0.98189
| 44.7083 | 0.96397 | 0.99067 | 0.98356 | 0.97817 | 44.7083 | 0.96397 | 0.99067 | 0.98356 | 0.97817 | 44.7083 | 0.97296 | 0.99266 | 0.98381 | 0.98213
| 44.75 | 0.96458 | 0.99081 | 0.98356 | 0.97843 | 44.75 | 0.96458 | 0.99081 | 0.98356 | 0.97843 | 44.75 | 0.97352 | 0.99282 | 0.98381 | 0.98238
| 44.7917 | 0.96533 | 0.99095 | 0.98357 | 0.97875 | 44.7917 | 0.96533 | 0.99095 | 0.98357 | 0.97875 | 44.7917 | 0.97424 | 0.993 | 0.98381 | 0.9827
| 44.8333 | 0.96611 | 0.99109 | 0.98357 | 0.97908 | 44.8333 | 0.96611 | 0.99109 | 0.98357 | 0.97908 | 44.8333 | 0.97495 | 0.99317 | 0.98382 | 0.98301
| 44.875 | 0.96688 | 0.99124 | 0.98357 | 0.97941 | 44.875 | 0.96688 | 0.99124 | 0.98357 | 0.97941 | 44.875 | 0.97564 | 0.99335 | 0.98382 | 0.98332
| 44.9167 | 0.96763 | 0.99139 | 0.98357 | 0.97973 | 44.9167 | 0.96763 | 0.99139 | 0.98357 | 0.97973 | 44.9167 | 0.97629 | 0.99353 | 0.98382 | 0.98361
| 44.9583 | 0.96831 | 0.99154 | 0.98358 | 0.98002 | 44.9583 | 0.96831 | 0.99154 | 0.98358 | 0.98002 | 44.9583 | 0.97688 | 0.99371 | 0.98383 | 0.98387
| 45 | 0.96913 | 0.99175 | 0.9838 | 0.98046 | 45 | 0.96913 | 0.99175 | 0.9838 | 0.98046 | 45 | 0.97746 | 0.99389 | 0.98383 | 0.98414
| 45.0417 | 0.96979 | 0.9919 | 0.98381 | 0.98075 | 45.0417 | 0.96979 | 0.9919 | 0.98381 | 0.98075 | 45.0417 | 0.97804 | 0.99407 | 0.98384 | 0.9844
| 45.0833 | 0.97058 | 0.99211 | 0.98403 | 0.98118 | 45.0833 | 0.97058 | 0.99211 | 0.98403 | 0.98118 | 45.0833 | 0.97794 | 0.99413 | 0.98362 | 0.98431
| 45.125 | 0.97128 | 0.99227 | 0.98404 | 0.98149 | 45.125 | 0.97128 | 0.99227 | 0.98404 | 0.98149 | 45.125 | 0.97799 | 0.99427 | 0.98362 | 0.98437
| 45.1667 | 0.97203 | 0.99245 | 0.98409 | 0.98183 | 45.1667 | 0.97203 | 0.99246 | 0.98409 | 0.98183 | 45.1667 | 0.97818 | 0.99445 | 0.98386 | 0.98457
| 45.2083 | 0.97269 | 0.99262 | 0.9841 | 0.98213 | 45.2083 | 0.97269 | 0.99262 | 0.9841 | 0.98213 | 45.2083 | 0.9783 | 0.99461 | 0.98387 | 0.98466
| 45.25 | 0.97339 | 0.99278 | 0.9841 | 0.98243 | 45.25 | 0.97339 | 0.99278 | 0.9841 | 0.98243 | 45.25 | 0.97843 | 0.99477 | 0.98387 | 0.98475
| 45.2917 | 0.97404 | 0.99294 | 0.9841 | 0.98272 | 45.2917 | 0.97404 | 0.99294 | 0.9841 | 0.98272 | 45.2917 | 0.97867 | 0.99492 | 0.98388 | 0.98488
| 45.3333 | 0.97456 | 0.9931 | 0.98411 | 0.98295 | 45.3333 | 0.97456 | 0.99311 | 0.98411 | 0.98295 | 45.3333 | 0.97904 | 0.99508 | 0.98389 | 0.98507
| 45.375 | 0.9751 | 0.99327 | 0.98411 | 0.9832 | 45.375 | 0.9751 | 0.99327 | 0.98411 | 0.9832 | 45.375 | 0.97922 | 0.99522 | 0.98389 | 0.98517
| 45.4167 | 0.97571 | 0.99344 | 0.98411 | 0.98347 | 45.4167 | 0.97571 | 0.99344 | 0.98411 | 0.98347 | 45.4167 | 0.97939 | 0.99537 | 0.9839 | 0.98528
| 45.4583 | 0.97632 | 0.99362 | 0.98412 | 0.98375 | 45.4583 | 0.97632 | 0.99362 | 0.98412 | 0.98375 | 45.4583 | 0.97957 | 0.99552 | 0.9839 | 0.98538
| 45.5 | 0.97692 | 0.99379 | 0.98412 | 0.98402 | 45.5 | 0.97692 | 0.99379 | 0.98412 | 0.98402 | 45.5 | 0.97974 | 0.99566 | 0.98391 | 0.98549
| 45.5417 | 0.97752 | 0.99397 | 0.98412 | 0.98429 | 45.5417 | 0.97752 | 0.99397 | 0.98412 | 0.98429 | 45.5417 | 0.9799 | 0.99581 | 0.98391 | 0.98559
| 45.5833 | 0.97811 | 0.99415 | 0.98413 | 0.98456 | 45.5833 | 0.97811 | 0.99415 | 0.98413 | 0.98456 | 45.5833 | 0.98007 | 0.99596 | 0.98392 | 0.98569
| 45.625 | 0.97862 | 0.99433 | 0.98413 | 0.9848 | 45.625 | 0.97862 | 0.99433 | 0.98413 | 0.9848 | 45.625 | 0.98022 | 0.9961 | 0.98392 | 0.98579
| 45.6667 | 0.97878 | 0.99448 | 0.98413 | 0.9849 | 45.6667 | 0.97878 | 0.99448 | 0.98413 | 0.9849 | 45.6667 | 0.98035 | 0.99624 | 0.98392 | 0.98587
| 45.7083 | 0.97893 | 0.99462 | 0.98414 | 0.98499 | 45.7083 | 0.97893 | 0.99462 | 0.98414 | 0.98499 | 45.7083 | 0.98046 | 0.99637 | 0.98393 | 0.98595
| 45.75 | 0.97907 | 0.99476 | 0.98414 | 0.98508 | 45.75 | 0.97907 | 0.99476 | 0.98414 | 0.98508 | 45.75 | 0.98061 | 0.99651 | 0.98393 | 0.98605
| 45.7917 | 0.97913 | 0.9949 | 0.98414 | 0.98514 | 45.7917 | 0.97913 | 0.9949 | 0.98414 | 0.98514 | 45.7917 | 0.98074 | 0.99666 | 0.98394 | 0.98613
| 45.8333 | 0.97918 | 0.99504 | 0.98415 | 0.9852 | 45.8333 | 0.97918 | 0.99504 | 0.98415 | 0.9852 | 45.8333 | 0.98084 | 0.9968 | 0.98395 | 0.98621
| 45.875 | 0.97923 | 0.99518 | 0.98415 | 0.98526 | 45.875 | 0.97923 | 0.99518 | 0.98415 | 0.98526 | 45.875 | 0.98093 | 0.99694 | 0.98395 | 0.98629
| 45.9167 | 0.97932 | 0.99534 | 0.98416 | 0.98534 | 45.9167 | 0.97932 | 0.99534 | 0.98416 | 0.98534 | 45.9167 | 0.98099 | 0.99708 | 0.98396 | 0.98635
| 45.9583 | 0.97939 | 0.99549 | 0.98416 | 0.98541 | 45.9583 | 0.97939 | 0.99549 | 0.98416 | 0.98541 | 45.9583 | 0.98104 | 0.99721 | 0.98396 | 0.98641
| 46 | 0.97931 | 0.99559 | 0.98394 | 0.98532 | 46 | 0.97931 | 0.99559 | 0.98394 | 0.98532 | 46 | 0.98108 | 0.99734 | 0.98397 | 0.98646
| 46.0417 | 0.97938 | 0.99574 | 0.98395 | 0.98539 | 46.0417 | 0.97938 | 0.99574 | 0.98395 | 0.98539 | 46.0417 | 0.98112 | 0.99747 | 0.98397 | 0.98651
| 46.0833 | 0.97929 | 0.99584 | 0.98373 | 0.9853 | 46.0833 | 0.97929 | 0.99584 | 0.98373 | 0.9853 | 46.0833 | 0.98117 | 0.9976 | 0.98398 | 0.98656
| 46.125 | 0.97949 | 0.99603 | 0.98401 | 0.98553 | 46.125 | 0.97949 | 0.99603 | 0.98401 | 0.98553 | 46.125 | 0.9812 | 0.99773 | 0.98399 | 0.98661
| 46.1667 | 0.9795 | 0.99617 | 0.98397 | 0.98556 | 46.1667 | 0.9795 | 0.99617 | 0.98397 | 0.98556 | 46.1667 | 0.98109 | 0.99782 | 0.98376 | 0.98651
| 46.2083 | 0.97958 | 0.99632 | 0.98397 | 0.98563 | 46.2083 | 0.97958 | 0.99632 | 0.98397 | 0.98563 | 46.2083 | 0.98108 | 0.99792 | 0.98376 | 0.98654
| 46.25 | 0.97967 | 0.99647 | 0.98398 | 0.98571 | 46.25 | 0.97967 | 0.99647 | 0.98398 | 0.98571 | 46.25 | 0.98108 | 0.99802 | 0.98376 | 0.98656
| 46.2917 | 0.97985 | 0.99662 | 0.98399 | 0.98581 | 46.2917 | 0.97985 | 0.99662 | 0.98399 | 0.98581 | 46.2917 | 0.98108 | 0.99812 | 0.98377 | 0.98659
| 46.3333 | 0.98017 | 0.99677 | 0.98399 | 0.98597 | 46.3333 | 0.98017 | 0.99677 | 0.98399 | 0.98597 | 46.3333 | 0.98111 | 0.99821 | 0.98377 | 0.98662
| 46.375 | 0.98045 | 0.99691 | 0.984 | 0.98612 | 46.375 | 0.98045 | 0.99691 | 0.984 | 0.98612 | 46.375 | 0.98129 | 0.99831 | 0.98377 | 0.98672
| 46.4167 | 0.98066 | 0.99705 | 0.98401 | 0.98623 | 46.4167 | 0.98066 | 0.99705 | 0.98401 | 0.98623 | 46.4167 | 0.9814 | 0.99841 | 0.98378 | 0.98679
| 46.4583 | 0.98085 | 0.99718 | 0.98401 | 0.98634 | 46.4583 | 0.98085 | 0.99718 | 0.98401 | 0.98634 | 46.4583 | 0.9815 | 0.9985 | 0.98378 | 0.98685
| 46.5 | 0.98095 | 0.99731 | 0.98402 | 0.98642 | 46.5 | 0.98095 | 0.99731 | 0.98402 | 0.98642 | 46.5 | 0.98152 | 0.99859 | 0.98378 | 0.98688
| 46.5417 | 0.98105 | 0.99744 | 0.98402 | 0.98649 | 46.5417 | 0.98105 | 0.99744 | 0.98402 | 0.98649 | 46.5417 | 0.98154 | 0.99867 | 0.98378 | 0.98691
| 46.5833 | 0.98115 | 0.99757 | 0.98403 | 0.98656 | 46.5833 | 0.98115 | 0.99757 | 0.98403 | 0.98656 | 46.5833 | 0.98155 | 0.99875 | 0.98378 | 0.98694
| 46.625 | 0.98125 | 0.99769 | 0.98403 | 0.98663 | 46.625 | 0.98125 | 0.99769 | 0.98403 | 0.98663 | 46.625 | 0.9816 | 0.99883 | 0.98379 | 0.98698
| 46.6667 | 0.98135 | 0.99781 | 0.98403 | 0.9867 | 46.6667 | 0.98135 | 0.99781 | 0.98403 | 0.9867 | 46.6667 | 0.98168 | 0.99892 | 0.98379 | 0.98703
| 46.7083 | 0.98144 | 0.99793 | 0.98403 | 0.98677 | 46.7083 | 0.98144 | 0.99793 | 0.98403 | 0.98677 | 46.7083 | 0.98176 | 0.999 | 0.98379 | 0.98709
| 46.75 | 0.98154 | 0.99804 | 0.98404 | 0.98684 | 46.75 | 0.98154 | 0.99804 | 0.98404 | 0.98684 | 46.75 | 0.98178 | 0.99907 | 0.98379 | 0.98711
| 46.7917 | 0.98163 | 0.99816 | 0.98404 | 0.98691 | 46.7917 | 0.98163 | 0.99816 | 0.98404 | 0.98691 | 46.7917 | 0.98178 | 0.99914 | 0.98379 | 0.98713
| 46.8333 | 0.98171 | 0.99827 | 0.98405 | 0.98697 | 46.8333 | 0.98171 | 0.99827 | 0.98405 | 0.98697 | 46.8333 | 0.98178 | 0.99921 | 0.98379 | 0.98715
| 46.875 | 0.98177 | 0.99838 | 0.98405 | 0.98702 | 46.875 | 0.98177 | 0.99838 | 0.98405 | 0.98702 | 46.875 | 0.98178 | 0.99928 | 0.98379 | 0.98717
| 46.9167 | 0.98177 | 0.99847 | 0.98406 | 0.98705 | 46.9167 | 0.98177 | 0.99847 | 0.98406 | 0.98705 | 46.9167 | 0.98178 | 0.99934 | 0.98379 | 0.98719
| 46.9583 | 0.98177 | 0.99855 | 0.98406 | 0.98707 | 46.9583 | 0.98177 | 0.99855 | 0.98406 | 0.98707 | 46.9583 | 0.98178 | 0.99941 | 0.98379 | 0.9872
| 47 | 0.98177 | 0.99864 | 0.98406 | 0.98709 | 47 | 0.98177 | 0.99864 | 0.98406 | 0.98709 | 47 | 0.98178 | 0.99948 | 0.98379 | 0.98722
| 47.0417 | 0.98177 | 0.99872 | 0.98406 | 0.98711 | 47.0417 | 0.98177 | 0.99872 | 0.98406 | 0.98711 | 47.0417 | 0.98193 | 0.99956 | 0.98408 | 0.9874
| 47.0833 | 0.98177 | 0.9988 | 0.98406 | 0.98713 | 47.0833 | 0.98177 | 0.9988 | 0.98406 | 0.98713 | 47.0833 | 0.98192 | 0.99963 | 0.98408 | 0.98742
| 47.125 | 0.98162 | 0.99884 | 0.98378 | 0.98699 | 47.125 | 0.98162 | 0.99884 | 0.98378 | 0.98699 | 47.125 | 0.98192 | 0.99969 | 0.98408 | 0.98744
| 47.1667 | 0.98162 | 0.99891 | 0.98378 | 0.98701 | 47.1667 | 0.98162 | 0.99891 | 0.98378 | 0.98701 | 47.1667 | 0.98193 | 0.99976 | 0.98408 | 0.98746
| 47.2083 | 0.98162 | 0.99898 | 0.98379 | 0.98703 | 47.2083 | 0.98162 | 0.99898 | 0.98379 | 0.98703 | 47.2083 | 0.98193 | 0.99982 | 0.98409 | 0.98748
| 47.25 | 0.98162 | 0.99905 | 0.98379 | 0.98705 | 47.25 | 0.98162 | 0.99905 | 0.98379 | 0.98705 | 47.25 | 0.98193 | 0.99988 | 0.98409 | 0.98749
| 47.2917 | 0.98162 | 0.99911 | 0.98379 | 0.98706 | 47.2917 | 0.98162 | 0.99911 | 0.98379 | 0.98706 | 47.2917 | 0.98193 | 0.99994 | 0.98409 | 0.98751
| 47.3333 | 0.98162 | 0.99918 | 0.98379 | 0.98708 | 47.3333 | 0.98162 | 0.99918 | 0.98379 | 0.98708 | 47.3333 | 0.98194 | 1 | 0.98409 | 0.98753
| 47.375 | 0.98163 | 0.99925 | 0.98379 | 0.9871 | 47.375 | 0.98163 | 0.99925 | 0.98379 | 0.9871 | 47.375 | 0.98194 | 1.0001 | 0.98409 | 0.98754
| 47.4167 | 0.98163 | 0.99932 | 0.98379 | 0.98712 | 47.4167 | 0.98163 | 0.99932 | 0.98379 | 0.98712 | 47.4167 | 0.98194 | 1.0001 | 0.98409 | 0.98756
| 47.4583 | 0.98163 | 0.99938 | 0.98379 | 0.98714 | 47.4583 | 0.98163 | 0.99938 | 0.98379 | 0.98714 | 47.4583 | 0.98196 | 1.0002 | 0.98409 | 0.98759
| 47.5 | 0.98165 | 0.99945 | 0.98379 | 0.98716 | 47.5 | 0.98165 | 0.99945 | 0.98379 | 0.98716 | 47.5 | 0.98206 | 1.0003 | 0.9841 | 0.98766
| 47.5417 | 0.98166 | 0.99951 | 0.98379 | 0.98719 | 47.5417 | 0.98166 | 0.99951 | 0.98379 | 0.98719 | 47.5417 | 0.98215 | 1.0004 | 0.9841 | 0.98772
| 47.5833 | 0.98168 | 0.99958 | 0.98379 | 0.98721 | 47.5833 | 0.98168 | 0.99958 | 0.98379 | 0.98721 | 47.5833 | 0.98226 | 1.0005 | 0.98411 | 0.98779
| 47.625 | 0.98173 | 0.99964 | 0.98379 | 0.98725 | 47.625 | 0.98173 | 0.99964 | 0.98379 | 0.98725 | 47.625 | 0.98241 | 1.0006 | 0.98412 | 0.98787
| 47.6667 | 0.98179 | 0.99971 | 0.98379 | 0.98729 | 47.6667 | 0.98179 | 0.99971 | 0.98379 | 0.98729 | 47.6667 | 0.98258 | 1.0007 | 0.98412 | 0.98796
| 47.7083 | 0.98187 | 0.99977 | 0.9838 | 0.98733 | 47.7083 | 0.98187 | 0.99977 | 0.9838 | 0.98733 | 47.7083 | 0.98278 | 1.0008 | 0.98413 | 0.98806
| 47.75 | 0.98188 | 0.99984 | 0.9838 | 0.98736 | 47.75 | 0.98188 | 0.99984 | 0.9838 | 0.98736 | 47.75 | 0.9829 | 1.0009 | 0.98414 | 0.98813
| 47.7917 | 0.98188 | 0.9999 | 0.9838 | 0.98737 | 47.7917 | 0.98188 | 0.9999 | 0.9838 | 0.98737 | 47.7917 | 0.98291 | 1.0009 | 0.98414 | 0.98816
| 47.8333 | 0.98188 | 0.99996 | 0.9838 | 0.98739 | 47.8333 | 0.98188 | 0.99996 | 0.9838 | 0.98739 | 47.8333 | 0.98291 | 1.001 | 0.98421 | 0.9882
| 47.875 | 0.98188 | 1 | 0.9838 | 0.98741 | 47.875 | 0.98188 | 1 | 0.9838 | 0.98741 | 47.875 | 0.9829 | 1.0011 | 0.9843 | 0.98826
| 47.9167 | 0.98188 | 1.0001 | 0.9838 | 0.98742 | 47.9167 | 0.98188 | 1.0001 | 0.9838 | 0.98742 | 47.9167 | 0.9829 | 1.0012 | 0.98439 | 0.98831
| 47.9583 | 0.98188 | 1.0001 | 0.9838 | 0.98744 | 47.9583 | 0.98188 | 1.0001 | 0.9838 | 0.98744 | 47.9583 | 0.9829 | 1.0013 | 0.98448 | 0.98837
| 48 | 0.98203 | 1.0003 | 0.98409 | 0.98763 | 48 | 0.98203 | 1.0003 | 0.98409 | 0.98763 | 48 | 0.9829 | 1.0014 | 0.98457 | 0.98843
| 48.0417 | 0.98203 | 1.0004 | 0.98418 | 0.9877 | 48.0417 | 0.98203 | 1.0004 | 0.98418 | 0.9877 | 48.0417 | 0.98274 | 1.0015 | 0.98438 | 0.98832
| 48.0833 | 0.98203 | 1.0005 | 0.98427 | 0.98776 | 48.0833 | 0.98203 | 1.0005 | 0.98427 | 0.98776 | 48.0833 | 0.98274 | 1.0015 | 0.98447 | 0.98838
| 48.125 | 0.98203 | 1.0006 | 0.98436 | 0.98782 | 48.125 | 0.98203 | 1.0006 | 0.98436 | 0.98782 | 48.125 | 0.98274 | 1.0016 | 0.98456 | 0.98843
| 48.1667 | 0.98202 | 1.0007 | 0.98445 | 0.98788 | 48.1667 | 0.98202 | 1.0007 | 0.98445 | 0.98788 | 48.1667 | 0.98274 | 1.0017 | 0.98465 | 0.98848
| 48.2083 | 0.98202 | 1.0008 | 0.98455 | 0.98794 | 48.2083 | 0.98202 | 1.0008 | 0.98455 | 0.98794 | 48.2083 | 0.98274 | 1.0018 | 0.98475 | 0.98853
| 48.25 | 0.98202 | 1.0009 | 0.98463 | 0.98799 | 48.25 | 0.98202 | 1.0009 | 0.98463 | 0.98799 | 48.25 | 0.98274 | 1.0018 | 0.98483 | 0.98857
| 48.2917 | 0.98202 | 1.001 | 0.98463 | 0.98801 | 48.2917 | 0.98202 | 1.001 | 0.98463 | 0.98801 | 48.2917 | 0.98274 | 1.0019 | 0.98483 | 0.98859
| 48.3333 | 0.98204 | 1.001 | 0.98464 | 0.98804 | 48.3333 | 0.98204 | 1.001 | 0.98464 | 0.98804 | 48.3333 | 0.98275 | 1.0019 | 0.98484 | 0.9886
| 48.375 | 0.98205 | 1.0011 | 0.98464 | 0.98806 | 48.375 | 0.98205 | 1.0011 | 0.98464 | 0.98806 | 48.375 | 0.98276 | 1.0019 | 0.98484 | 0.98862
| 48.4167 | 0.98207 | 1.0012 | 0.98465 | 0.98809 | 48.4167 | 0.98207 | 1.0012 | 0.98465 | 0.98809 | 48.4167 | 0.98277 | 1.002 | 0.98485 | 0.98864
| 48.4583 | 0.98208 | 1.0012 | 0.98465 | 0.98811 | 48.4583 | 0.98208 | 1.0012 | 0.98465 | 0.98811 | 48.4583 | 0.98277 | 1.002 | 0.98485 | 0.98864
| 48.5 | 0.98218 | 1.0013 | 0.98466 | 0.98817 | 48.5 | 0.98218 | 1.0013 | 0.98466 | 0.98817 | 48.5 | 0.98277 | 1.002 | 0.98485 | 0.98864
| 48.5417 | 0.98227 | 1.0014 | 0.98467 | 0.98823 | 48.5417 | 0.98227 | 1.0014 | 0.98467 | 0.98823 | 48.5417 | 0.98277 | 1.002 | 0.98486 | 0.98864
| 48.5833 | 0.98236 | 1.0014 | 0.98468 | 0.98828 | 48.5833 | 0.98236 | 1.0014 | 0.98468 | 0.98828 | 48.5833 | 0.98277 | 1.002 | 0.98486 | 0.98864
| 48.625 | 0.9825 | 1.0015 | 0.98469 | 0.98835 | 48.625 | 0.9825 | 1.0015 | 0.98469 | 0.98835 | 48.625 | 0.98277 | 1.002 | 0.98486 | 0.98864
| 48.6667 | 0.98264 | 1.0016 | 0.98469 | 0.98842 | 48.6667 | 0.98264 | 1.0016 | 0.98469 | 0.98842 | 48.6667 | 0.98277 | 1.002 | 0.98486 | 0.98864
| 48.7083 | 0.98281 | 1.0016 | 0.9847 | 0.9885 | 48.7083 | 0.98281 | 1.0016 | 0.9847 | 0.9885 | 48.7083 | 0.98277 | 1.002 | 0.98486 | 0.98864
| 48.75 | 0.98292 | 1.0017 | 0.98471 | 0.98856 | 48.75 | 0.98292 | 1.0017 | 0.98471 | 0.98856 | 48.75 | 0.98277 | 1.002 | 0.98486 | 0.98864
| 48.7917 | 0.98293 | 1.0017 | 0.98471 | 0.98858 | 48.7917 | 0.98293 | 1.0017 | 0.98471 | 0.98858 | 48.7917 | 0.98277 | 1.002 | 0.98486 | 0.98864
| 48.8333 | 0.98293 | 1.0018 | 0.98478 | 0.98862 | 48.8333 | 0.98293 | 1.0018 | 0.98478 | 0.98862 | 48.8333 | 0.98277 | 1.002 | 0.98486 | 0.98864
| 48.875 | 0.98293 | 1.0018 | 0.98487 | 0.98866 | 48.875 | 0.98293 | 1.0018 | 0.98487 | 0.98866 | 48.875 | 0.98277 | 1.002 | 0.98486 | 0.98864
| 48.9167 | 0.98292 | 1.0088 | 0.98496 | 0.99056 | 48.9167 | 0.98292 | 1.0148 | 0.98496 | 0.99216 | 48.9167 | 0.98277 | 1.002 | 0.98486 | 0.98864
| 48.9583 | 0.98292 | 1.0089 | 0.98505 | 0.99061 | 48.9583 | 0.98292 | 1.0149 | 0.98505 | 0.99221 | 48.9583 | 0.98277 | 1.002 | 0.98486 | 0.98864
| 49 | 0.98277 | 1.0089 | 0.98485 | 0.99048 | 49 | 0.98277 | 1.0149 | 0.98485 | 0.99208 | 49 | 0.98277 | 1.002 | 0.98486 | 0.98864
| 49.0417 | 0.98277 | 1.0089 | 0.98485 | 0.99048 | 49.0417 | 0.98277 | 1.0149 | 0.98485 | 0.99208 | 49.0417 | 0.98277 | 1.002 | 0.98486 | 0.98864
| 49.0833 | 0.98277 | 1.0089 | 0.98486 | 0.99048 | 49.0833 | 0.98277 | 1.0149 | 0.98486 | 0.99208 | 49.0833 | 0.98277 | 1.002 | 0.98486 | 0.98864
| 49.125 | 0.98277 | 1.0089 | 0.98486 | 0.99049 | 49.125 | 0.98277 | 1.0149 | 0.98486 | 0.99208 | 49.125 | 0.98277 | 1.002 | 0.98486 | 0.98864
| 49.1667 | 0.98277 | 1.0089 | 0.98486 | 0.99049 | 49.1667 | 0.98277 | 1.0149 | 0.98486 | 0.99209 | 49.1667 | 0.98277 | 1.002 | 0.98486 | 0.98864
| 49.2083 | 0.98277 | 1.0089 | 0.98486 | 0.99049 | 49.2083 | 0.98277 | 1.0149 | 0.98486 | 0.99209 | 49.2083 | 0.98277 | 1.002 | 0.98486 | 0.98864
| 49.25 | 0.98277 | 1.0089 | 0.98486 | 0.99049 | 49.25 | 0.98277 | 1.0149 | 0.98486 | 0.99209 | 49.25 | 0.98277 | 1.002 | 0.98486 | 0.98864
| 49.2917 | 0.98277 | 1.0089 | 0.98486 | 0.99049 | 49.2917 | 0.98277 | 1.0149 | 0.98486 | 0.99209 | 49.2917 | 0.98277 | 1.002 | 0.98486 | 0.98864
| 49.3333 | 0.98277 | 1.0089 | 0.98486 | 0.99049 | 49.3333 | 0.98277 | 1.0149 | 0.98486 | 0.99209 | 49.3333 | 0.98277 | 1.002 | 0.98486 | 0.98864
| 49.375 | 0.98277 | 1.0089 | 0.98486 | 0.99049 | 49.375 | 0.98277 | 1.0149 | 0.98486 | 0.99209 | 49.375 | 0.98277 | 1.002 | 0.98486 | 0.98864
| 49.4167 | 0.98277 | 1.0089 | 0.98486 | 0.99049 | 49.4167 | 0.98277 | 1.0149 | 0.98486 | 0.99209 | 49.4167 | 0.98277 | 1.002 | 0.98486 | 0.98864
| 49.4583 | 0.98277 | 1.0089 | 0.98486 | 0.99049 | 49.4583 | 0.98277 | 1.0149 | 0.98486 | 0.99209 | 49.4583 | 0.98277 | 1.002 | 0.98486 | 0.98864
| 49.5 | 0.98277 | 1.0089 | 0.98486 | 0.99049 | 49.5 | 0.98277 | 1.0149 | 0.98486 | 0.99209 | 49.5 | 0.98277 | 1.002 | 0.98486 | 0.98864
| 49.5417 | 0.98277 | 1.0089 | 0.98486 | 0.99049 | 49.5417 | 0.98277 | 1.0149 | 0.98486 | 0.99209 | 49.5417 | 0.98277 | 1.002 | 0.98486 | 0.98864
| 49.5833 | 0.98277 | 1.0089 | 0.98486 | 0.99049 | 49.5833 | 0.98277 | 1.0149 | 0.98486 | 0.99209 | 49.5833 | 0.98277 | 1.002 | 0.98486 | 0.98864
| 49.625 | 0.98277 | 1.0089 | 0.98486 | 0.99049 | 49.625 | 0.98277 | 1.0149 | 0.98486 | 0.99209 | 49.625 | 0.98277 | 1.002 | 0.98486 | 0.98864
| 49.6667 | 0.98277 | 1.0089 | 0.98486 | 0.99049 | 49.6667 | 0.98277 | 1.0149 | 0.98486 | 0.99209 | 49.6667 | 0.98277 | 1.002 | 0.98486 | 0.98864
| 49.7083 | 0.98277 | 1.0089 | 0.98486 | 0.99049 | 49.7083 | 0.98277 | 1.0149 | 0.98486 | 0.99209 | 49.7083 | 0.98277 | 1.002 | 0.98486 | 0.98865
| 49.75 | 0.98277 | 1.0089 | 0.98486 | 0.99049 | 49.75 | 0.98277 | 1.0149 | 0.98486 | 0.99209 | 49.75 | 0.98277 | 1.002 | 0.98486 | 0.98865
| 49.7917 | 0.98277 | 1.0089 | 0.98486 | 0.99049 | 49.7917 | 0.98277 | 1.0149 | 0.98486 | 0.99209 | 49.7917 | 0.98277 | 1.002 | 0.98486 | 0.98865
| 49.8333 | 0.98277 | 1.0089 | 0.98486 | 0.99049 | 49.8333 | 0.98277 | 1.0149 | 0.98486 | 0.99209 | 49.8333 | 0.98277 | 1.002 | 0.98486 | 0.98865
| 49.875 | 0.98277 | 1.0089 | 0.98486 | 0.99049 | 49.875 | 0.98277 | 1.0149 | 0.98486 | 0.99209 | 49.875 | 0.98277 | 1.002 | 0.98486 | 0.98865
| 49.9167 | 0.98277 | 1.002 | 0.98486 | 0.98864 | 49.9167 | 0.98277 | 1.002 | 0.98486 | 0.98864 | 49.9167 | 0.98277 | 1.002 | 0.98486 | 0.98865
| 49.9583 | 0.98277 | 1.002 | 0.98486 | 0.98864 | 49.9583 | 0.98277 | 1.002 | 0.98486 | 0.98864 | 49.9583 | 0.98277 | 1.002 | 0.98486 | 0.98865
| 50 | 0.98277 | 1.002 | 0.98486 | 0.98864 | 50 | 0.98277 | 1.002 | 0.98486 | 0.98864 | 50 | 0.98277 | 1.002 | 0.98486 | 0.98865
| 50.0417 | 0.98277 | 1.002 | 0.98486 | 0.98864 | 50.0417 | 0.98277 | 1.002 | 0.98486 | 0.98864 | 50.0417 | 0.98277 | 1.002 | 0.98486 | 0.98865
| 50.0833 | 0.98277 | 1.002 | 0.98486 | 0.98864 | 50.0833 | 0.98277 | 1.002 | 0.98486 | 0.98864 | 50.0833 | 0.98277 | 1.002 | 0.98486 | 0.98865
| 50.125 | 0.98277 | 1.002 | 0.98486 | 0.98864 | 50.125 | 0.98277 | 1.002 | 0.98486 | 0.98864 | 50.125 | 0.98277 | 1.002 | 0.98486 | 0.98865
| 50.1667 | 0.98277 | 1.002 | 0.98486 | 0.98864 | 50.1667 | 0.98277 | 1.002 | 0.98486 | 0.98864 | 50.1667 | 0.98277 | 1.002 | 0.98486 | 0.98865
| 50.2083 | 0.98277 | 1.002 | 0.98486 | 0.98864 | 50.2083 | 0.98277 | 1.002 | 0.98486 | 0.98864 | 50.2083 | 0.98277 | 1.002 | 0.98486 | 0.98865
| 50.25 | 0.98277 | 1.002 | 0.98486 | 0.98864 | 50.25 | 0.98277 | 1.002 | 0.98486 | 0.98864 | 50.25 | 0.98277 | 1.002 | 0.98486 | 0.98865
| 50.2917 | 0.98277 | 1.002 | 0.98486 | 0.98864 | 50.2917 | 0.98277 | 1.002 | 0.98486 | 0.98864 | 50.2917 | 0.98277 | 1.002 | 0.98486 | 0.98865
| 50.3333 | 0.98277 | 1.002 | 0.98486 | 0.98864 | 50.3333 | 0.98277 | 1.002 | 0.98486 | 0.98864 | 50.3333 | 0.98277 | 1.002 | 0.98486 | 0.98865
| 50.375 | 0.98277 | 1.002 | 0.98486 | 0.98864 | 50.375 | 0.98277 | 1.002 | 0.98486 | 0.98864 | 50.375 | 0.98277 | 1.002 | 0.98486 | 0.98865
| 50.4167 | 0.98277 | 1.002 | 0.98486 | 0.98864 | 50.4167 | 0.98277 | 1.002 | 0.98486 | 0.98864 | 50.4167 | 0.98277 | 1.002 | 0.98486 | 0.98865
| 50.4583 | 0.98277 | 1.002 | 0.98486 | 0.98864 | 50.4583 | 0.98277 | 1.002 | 0.98486 | 0.98864 | 50.4583 | 0.98277 | 1.002 | 0.98486 | 0.98865
| 50.5 | 0.98277 | 1.002 | 0.98486 | 0.98864 | 50.5 | 0.98277 | 1.002 | 0.98486 | 0.98864 | 50.5 | 0.98277 | 1.002 | 0.98486 | 0.98865
| 50.5417 | 0.98277 | 1.002 | 0.98486 | 0.98864 | 50.5417 | 0.98277 | 1.002 | 0.98486 | 0.98864 | 50.5417 | 0.98277 | 1.002 | 0.98486 | 0.98865
| 50.5833 | 0.98277 | 1.002 | 0.98486 | 0.98864 | 50.5833 | 0.98277 | 1.002 | 0.98486 | 0.98864 | 50.5833 | 0.98277 | 1.002 | 0.98486 | 0.98865
| 50.625 | 0.98277 | 1.002 | 0.98486 | 0.98864 | 50.625 | 0.98277 | 1.002 | 0.98486 | 0.98864 | 50.625 | 0.98277 | 1.002 | 0.98486 | 0.98865
| 50.6667 | 0.98277 | 1.002 | 0.98486 | 0.98864 | 50.6667 | 0.98277 | 1.002 | 0.98486 | 0.98864 | 50.6667 | 0.98277 | 1.002 | 0.98486 | 0.98865
| 50.7083 | 0.98277 | 1.002 | 0.98486 | 0.98864 | 50.7083 | 0.98277 | 1.002 | 0.98486 | 0.98864 | 50.7083 | 0.98277 | 1.002 | 0.98486 | 0.98864
| 50.75 | 0.98277 | 1.002 | 0.98486 | 0.98864 | 50.75 | 0.98277 | 1.002 | 0.98486 | 0.98864 | 50.75 | 0.98277 | 1.002 | 0.98486 | 0.98864
| 50.7917 | 0.98277 | 1.002 | 0.98487 | 0.98865 | 50.7917 | 0.98277 | 1.002 | 0.98488 | 0.98865 | 50.7917 | 0.98277 | 1.002 | 0.98486 | 0.98864
| 50.8333 | 0.98277 | 1.002 | 0.98487 | 0.98865 | 50.8333 | 0.98277 | 1.002 | 0.98488 | 0.98865 | 50.8333 | 0.98277 | 1.002 | 0.98486 | 0.98864
| 50.875 | 0.98277 | 1.002 | 0.98487 | 0.98865 | 50.875 | 0.98277 | 1.002 | 0.98488 | 0.98865 | 50.875 | 0.98277 | 1.002 | 0.98486 | 0.98864
| 50.9167 | 0.98277 | 1.002 | 0.98487 | 0.98865 | 50.9167 | 0.98277 | 1.002 | 0.98488 | 0.98865 | 50.9167 | 0.98277 | 1.002 | 0.98486 | 0.98864
| 50.9583 | 0.98277 | 1.002 | 0.98487 | 0.98865 | 50.9583 | 0.98277 | 1.002 | 0.98488 | 0.98865 | 50.9583 | 0.98277 | 1.002 | 0.98486 | 0.98864
| 51 | 0.98277 | 1.002 | 0.98487 | 0.98865 | 51 | 0.98277 | 1.002 | 0.98488 | 0.98865 | 51 | 0.98277 | 1.002 | 0.98486 | 0.98864
| 51.0417 | 0.98277 | 1.002 | 0.98487 | 0.98865 | 51.0417 | 0.98277 | 1.002 | 0.98488 | 0.98865 | 51.0417 | 0.98277 | 1.002 | 0.98486 | 0.98864
| 51.0833 | 0.98277 | 1.002 | 0.98487 | 0.98865 | 51.0833 | 0.98277 | 1.002 | 0.98488 | 0.98865 | 51.0833 | 0.98277 | 1.002 | 0.98486 | 0.98864
| 51.125 | 0.98277 | 1.002 | 0.98487 | 0.98865 | 51.125 | 0.98277 | 1.002 | 0.98488 | 0.98865 | 51.125 | 0.98277 | 1.002 | 0.98486 | 0.98864
| 51.1667 | 0.98277 | 1.002 | 0.98487 | 0.98865 | 51.1667 | 0.98277 | 1.002 | 0.98488 | 0.98865 | 51.1667 | 0.98277 | 1.002 | 0.98486 | 0.98864
| 51.2083 | 0.98277 | 1.002 | 0.98487 | 0.98865 | 51.2083 | 0.98277 | 1.002 | 0.98488 | 0.98865 | 51.2083 | 0.98277 | 1.002 | 0.98486 | 0.98864
| 51.25 | 0.98277 | 1.002 | 0.98487 | 0.98865 | 51.25 | 0.98277 | 1.002 | 0.98488 | 0.98865 | 51.25 | 0.98277 | 1.002 | 0.98486 | 0.98864
| 51.2917 | 0.98277 | 1.002 | 0.98487 | 0.98865 | 51.2917 | 0.98277 | 1.002 | 0.98488 | 0.98865 | 51.2917 | 0.98277 | 1.002 | 0.98486 | 0.98864
| 51.3333 | 0.98277 | 1.002 | 0.98487 | 0.98865 | 51.3333 | 0.98277 | 1.002 | 0.98488 | 0.98865 | 51.3333 | 0.98277 | 1.002 | 0.98486 | 0.98864
| 51.375 | 0.98277 | 1.002 | 0.98487 | 0.98865 | 51.375 | 0.98277 | 1.002 | 0.98488 | 0.98865 | 51.375 | 0.98277 | 1.002 | 0.98486 | 0.98864
| 51.4167 | 0.98277 | 1.002 | 0.98487 | 0.98865 | 51.4167 | 0.98277 | 1.002 | 0.98488 | 0.98865 | 51.4167 | 0.98277 | 1.002 | 0.98486 | 0.98864
| 51.4583 | 0.98277 | 1.002 | 0.98487 | 0.98865 | 51.4583 | 0.98277 | 1.002 | 0.98488 | 0.98865 | 51.4583 | 0.98277 | 1.002 | 0.98486 | 0.98864
| 51.5 | 0.98277 | 1.002 | 0.98487 | 0.98865 | 51.5 | 0.98277 | 1.002 | 0.98488 | 0.98865 | 51.5 | 0.98277 | 1.002 | 0.98486 | 0.98864
| 51.5417 | 0.98277 | 1.002 | 0.98487 | 0.98865 | 51.5417 | 0.98277 | 1.002 | 0.98488 | 0.98865 | 51.5417 | 0.98277 | 1.002 | 0.98486 | 0.98864
| 51.5833 | 0.98277 | 1.002 | 0.98487 | 0.98865 | 51.5833 | 0.98277 | 1.002 | 0.98488 | 0.98865 | 51.5833 | 0.98277 | 1.002 | 0.98486 | 0.98864
| 51.625 | 0.98277 | 1.002 | 0.98487 | 0.98865 | 51.625 | 0.98277 | 1.002 | 0.98488 | 0.98865 | 51.625 | 0.98277 | 1.002 | 0.98486 | 0.98864
| 51.6667 | 0.98277 | 1.002 | 0.98487 | 0.98865 | 51.6667 | 0.98277 | 1.002 | 0.98488 | 0.98865 | 51.6667 | 0.98277 | 1.002 | 0.98486 | 0.98864
| 51.7083 | 0.98277 | 1.002 | 0.98487 | 0.98865 | 51.7083 | 0.98277 | 1.002 | 0.98488 | 0.98865 | 51.7083 | 0.98277 | 1.002 | 0.98486 | 0.98865
| 51.75 | 0.98277 | 1.002 | 0.98487 | 0.98865 | 51.75 | 0.98277 | 1.002 | 0.98488 | 0.98865 | 51.75 | 0.98277 | 1.002 | 0.98486 | 0.98865
| 51.7917 | 0.98277 | 1.002 | 0.98486 | 0.98864 | 51.7917 | 0.98277 | 1.002 | 0.98486 | 0.98864 | 51.7917 | 0.98277 | 1.002 | 0.98486 | 0.98865
| 51.8333 | 0.98277 | 1.002 | 0.98486 | 0.98864 | 51.8333 | 0.98277 | 1.002 | 0.98486 | 0.98864 | 51.8333 | 0.98277 | 1.002 | 0.98486 | 0.98865
| 51.875 | 0.98277 | 1.002 | 0.98486 | 0.98864 | 51.875 | 0.98277 | 1.002 | 0.98486 | 0.98864 | 51.875 | 0.98277 | 1.002 | 0.98486 | 0.98865
| 51.9167 | 0.98277 | 1.002 | 0.98486 | 0.98864 | 51.9167 | 0.98277 | 1.002 | 0.98486 | 0.98864 | 51.9167 | 0.98277 | 1.002 | 0.98486 | 0.98865
| 51.9583 | 0.98277 | 1.002 | 0.98486 | 0.98864 | 51.9583 | 0.98277 | 1.002 | 0.98486 | 0.98864 | 51.9583 | 0.98277 | 1.002 | 0.98486 | 0.98865
| 52 | 0.98277 | 1.002 | 0.98486 | 0.98864 | 52 | 0.98277 | 1.002 | 0.98486 | 0.98864 | 52 | 0.98277 | 1.002 | 0.98486 | 0.98865
| 52.0417 | 0.98277 | 1.002 | 0.98486 | 0.98864 | 52.0417 | 0.98277 | 1.002 | 0.98486 | 0.98864 | 52.0417 | 0.98277 | 1.002 | 0.98486 | 0.98865
| 52.0833 | 0.98277 | 1.002 | 0.98486 | 0.98864 | 52.0833 | 0.98277 | 1.002 | 0.98486 | 0.98864 | 52.0833 | 0.98277 | 1.002 | 0.98486 | 0.98865
| 52.125 | 0.98277 | 1.002 | 0.98486 | 0.98864 | 52.125 | 0.98277 | 1.002 | 0.98486 | 0.98864 | 52.125 | 0.98277 | 1.002 | 0.98486 | 0.98865
| 52.1667 | 0.98277 | 1.002 | 0.98486 | 0.98864 | 52.1667 | 0.98277 | 1.002 | 0.98486 | 0.98864 | 52.1667 | 0.98277 | 1.002 | 0.98486 | 0.98865
| 52.2083 | 0.98277 | 1.002 | 0.98486 | 0.98864 | 52.2083 | 0.98277 | 1.002 | 0.98486 | 0.98864 | 52.2083 | 0.98277 | 1.002 | 0.98486 | 0.98865
| 52.25 | 0.98277 | 1.002 | 0.98486 | 0.98864 | 52.25 | 0.98277 | 1.002 | 0.98486 | 0.98864 | 52.25 | 0.98277 | 1.002 | 0.98486 | 0.98865
| 52.2917 | 0.98277 | 1.002 | 0.98486 | 0.98864 | 52.2917 | 0.98277 | 1.002 | 0.98486 | 0.98864 | 52.2917 | 0.98277 | 1.002 | 0.98486 | 0.98865
| 52.3333 | 0.98277 | 1.002 | 0.98486 | 0.98864 | 52.3333 | 0.98277 | 1.002 | 0.98486 | 0.98864 | 52.3333 | 0.98277 | 1.002 | 0.98486 | 0.98865
| 52.375 | 0.98277 | 1.002 | 0.98486 | 0.98864 | 52.375 | 0.98277 | 1.002 | 0.98486 | 0.98864 | 52.375 | 0.98277 | 1.002 | 0.98486 | 0.98865
| 52.4167 | 0.98277 | 1.002 | 0.98486 | 0.98864 | 52.4167 | 0.98277 | 1.002 | 0.98486 | 0.98864 | 52.4167 | 0.98277 | 1.002 | 0.98486 | 0.98865
| 52.4583 | 0.98277 | 1.002 | 0.98486 | 0.98864 | 52.4583 | 0.98277 | 1.002 | 0.98486 | 0.98864 | 52.4583 | 0.98277 | 1.002 | 0.98486 | 0.98865
| 52.5 | 0.98277 | 1.002 | 0.98486 | 0.98864 | 52.5 | 0.98277 | 1.002 | 0.98486 | 0.98864 | 52.5 | 0.98277 | 1.002 | 0.98486 | 0.98865
| 52.5417 | 0.98277 | 1.002 | 0.98486 | 0.98864 | 52.5417 | 0.98277 | 1.002 | 0.98486 | 0.98864 | 52.5417 | 0.98277 | 1.002 | 0.98486 | 0.98865
| 52.5833 | 0.98277 | 1.002 | 0.98486 | 0.98864 | 52.5833 | 0.98277 | 1.002 | 0.98486 | 0.98864 | 52.5833 | 0.98277 | 1.002 | 0.98486 | 0.98865
| 52.625 | 0.98277 | 1.002 | 0.98486 | 0.98864 | 52.625 | 0.98277 | 1.002 | 0.98486 | 0.98864 | 52.625 | 0.98277 | 1.002 | 0.98486 | 0.98865
| 52.6667 | 0.98277 | 1.002 | 0.98486 | 0.98864 | 52.6667 | 0.98277 | 1.002 | 0.98486 | 0.98864 | 52.6667 | 0.98277 | 1.002 | 0.98486 | 0.98865
| 52.7083 | 0.98277 | 1.002 | 0.98486 | 0.98865 | 52.7083 | 0.98277 | 1.002 | 0.98486 | 0.98865 | 52.7083 | 0.98277 | 1.002 | 0.98486 | 0.98864
| 52.75 | 0.98277 | 1.002 | 0.98486 | 0.98865 | 52.75 | 0.98277 | 1.002 | 0.98486 | 0.98865 | 52.75 | 0.98277 | 1.002 | 0.98486 | 0.98864
| 52.7917 | 0.98277 | 1.002 | 0.98486 | 0.98865 | 52.7917 | 0.98277 | 1.002 | 0.98486 | 0.98865 | 52.7917 | 0.98277 | 1.002 | 0.98486 | 0.98864
| 52.8333 | 0.98277 | 1.002 | 0.98486 | 0.98865 | 52.8333 | 0.98277 | 1.002 | 0.98486 | 0.98865 | 52.8333 | 0.98277 | 1.002 | 0.98486 | 0.98864
| 52.875 | 0.98277 | 1.002 | 0.98486 | 0.98865 | 52.875 | 0.98277 | 1.002 | 0.98486 | 0.98865 | 52.875 | 0.98277 | 1.002 | 0.98486 | 0.98864
| 52.9167 | 0.98277 | 1.002 | 0.98486 | 0.98865 | 52.9167 | 0.98277 | 1.002 | 0.98486 | 0.98865 | 52.9167 | 0.98277 | 1.002 | 0.98486 | 0.98864
| 52.9583 | 0.98277 | 1.002 | 0.98486 | 0.98865 | 52.9583 | 0.98277 | 1.002 | 0.98486 | 0.98865 | 52.9583 | 0.98277 | 1.002 | 0.98486 | 0.98864
| 53 | 0.98277 | 1.002 | 0.98486 | 0.98865 | 53 | 0.98277 | 1.002 | 0.98486 | 0.98865 | 53 | 0.98277 | 1.002 | 0.98486 | 0.98864
| 53.0417 | 0.98277 | 1.002 | 0.98486 | 0.98865 | 53.0417 | 0.98277 | 1.002 | 0.98486 | 0.98865 | 53.0417 | 0.98277 | 1.002 | 0.98486 | 0.98864
| 53.0833 | 0.98277 | 1.002 | 0.98486 | 0.98865 | 53.0833 | 0.98277 | 1.002 | 0.98486 | 0.98865 | 53.0833 | 0.98277 | 1.002 | 0.98486 | 0.98864
| 53.125 | 0.98277 | 1.002 | 0.98486 | 0.98865 | 53.125 | 0.98277 | 1.002 | 0.98486 | 0.98865 | 53.125 | 0.98277 | 1.002 | 0.98486 | 0.98864
| 53.1667 | 0.98277 | 1.002 | 0.98486 | 0.98865 | 53.1667 | 0.98277 | 1.002 | 0.98486 | 0.98865 | 53.1667 | 0.98277 | 1.002 | 0.98486 | 0.98864
| 53.2083 | 0.98277 | 1.002 | 0.98486 | 0.98865 | 53.2083 | 0.98277 | 1.002 | 0.98486 | 0.98865 | 53.2083 | 0.98277 | 1.002 | 0.98486 | 0.98864
| 53.25 | 0.98277 | 1.002 | 0.98486 | 0.98865 | 53.25 | 0.98277 | 1.002 | 0.98486 | 0.98865 | 53.25 | 0.98277 | 1.002 | 0.98486 | 0.98864
| 53.2917 | 0.98277 | 1.002 | 0.98486 | 0.98865 | 53.2917 | 0.98277 | 1.002 | 0.98486 | 0.98865 | 53.2917 | 0.98277 | 1.002 | 0.98486 | 0.98864
| 53.3333 | 0.98277 | 1.002 | 0.98486 | 0.98865 | 53.3333 | 0.98277 | 1.002 | 0.98486 | 0.98865 | 53.3333 | 0.98277 | 1.002 | 0.98486 | 0.98864
| 53.375 | 0.98277 | 1.002 | 0.98486 | 0.98865 | 53.375 | 0.98277 | 1.002 | 0.98486 | 0.98865 | 53.375 | 0.98277 | 1.002 | 0.98486 | 0.98864
| 53.4167 | 0.98277 | 1.002 | 0.98486 | 0.98865 | 53.4167 | 0.98277 | 1.002 | 0.98486 | 0.98865 | 53.4167 | 0.98277 | 1.002 | 0.98486 | 0.98864
| 53.4583 | 0.98277 | 1.002 | 0.98486 | 0.98865 | 53.4583 | 0.98277 | 1.002 | 0.98486 | 0.98865 | 53.4583 | 0.98277 | 1.002 | 0.98486 | 0.98864
| 53.5 | 0.98277 | 1.002 | 0.98486 | 0.98865 | 53.5 | 0.98277 | 1.002 | 0.98486 | 0.98865 | 53.5 | 0.98277 | 1.002 | 0.98486 | 0.98864
| 53.5417 | 0.98277 | 1.002 | 0.98486 | 0.98865 | 53.5417 | 0.98277 | 1.002 | 0.98486 | 0.98865 | 53.5417 | 0.98277 | 1.002 | 0.98486 | 0.98864
| 53.5833 | 0.98277 | 1.002 | 0.98486 | 0.98865 | 53.5833 | 0.98277 | 1.002 | 0.98486 | 0.98865 | 53.5833 | 0.98277 | 1.002 | 0.98486 | 0.98864
| 53.625 | 0.98277 | 1.002 | 0.98486 | 0.98865 | 53.625 | 0.98277 | 1.002 | 0.98486 | 0.98865 | 53.625 | 0.98277 | 1.002 | 0.98486 | 0.98864
| 53.6667 | 0.98277 | 1.002 | 0.98486 | 0.98865 | 53.6667 | 0.98277 | 1.002 | 0.98486 | 0.98865 | 53.6667 | 0.98277 | 1.002 | 0.98486 | 0.98864
| 53.7083 | 0.98277 | 1.002 | 0.98486 | 0.98864 | 53.7083 | 0.98277 | 1.002 | 0.98486 | 0.98864 | 53.7083 | 0.98277 | 1.002 | 0.98486 | 0.98864
| 53.75 | 0.98277 | 1.002 | 0.98486 | 0.98864 | 53.75 | 0.98277 | 1.002 | 0.98486 | 0.98864 | 53.75 | 0.98277 | 1.002 | 0.98486 | 0.98864
| 53.7917 | 0.98277 | 1.002 | 0.98486 | 0.98864 | 53.7917 | 0.98277 | 1.002 | 0.98486 | 0.98864 | 53.7917 | 0.98277 | 1.002 | 0.98486 | 0.98864
| 53.8333 | 0.98277 | 1.002 | 0.98486 | 0.98864 | 53.8333 | 0.98277 | 1.002 | 0.98486 | 0.98864 | 53.8333 | 0.98277 | 1.002 | 0.98486 | 0.98864
| 53.875 | 0.98277 | 1.002 | 0.98486 | 0.98864 | 53.875 | 0.98277 | 1.002 | 0.98486 | 0.98864 | 53.875 | 0.98277 | 1.002 | 0.98486 | 0.98864
| 53.9167 | 0.98277 | 1.002 | 0.98486 | 0.98864 | 53.9167 | 0.98277 | 1.002 | 0.98486 | 0.98864 | 53.9167 | 0.98277 | 1.002 | 0.98486 | 0.98864
| 53.9583 | 0.98277 | 1.002 | 0.98486 | 0.98864 | 53.9583 | 0.98277 | 1.002 | 0.98486 | 0.98864 | 53.9583 | 0.98277 | 1.002 | 0.98486 | 0.98864
| 54 | 0.98277 | 1.002 | 0.98486 | 0.98864 | 54 | 0.98277 | 1.002 | 0.98486 | 0.98864 | 54 | 0.98277 | 1.002 | 0.98486 | 0.98864
| 54.0417 | 0.98277 | 1.002 | 0.98486 | 0.98864 | 54.0417 | 0.98277 | 1.002 | 0.98486 | 0.98864 | 54.0417 | 0.98277 | 1.002 | 0.98486 | 0.98864
| 54.0833 | 0.98277 | 1.002 | 0.98486 | 0.98864 | 54.0833 | 0.98277 | 1.002 | 0.98486 | 0.98864 | 54.0833 | 0.98277 | 1.002 | 0.98486 | 0.98864
| 54.125 | 0.98277 | 1.002 | 0.98486 | 0.98864 | 54.125 | 0.98277 | 1.002 | 0.98486 | 0.98864 | 54.125 | 0.98277 | 1.002 | 0.98486 | 0.98864
| 54.1667 | 0.98277 | 1.002 | 0.98486 | 0.98864 | 54.1667 | 0.98277 | 1.002 | 0.98486 | 0.98864 | 54.1667 | 0.98277 | 1.002 | 0.98486 | 0.98864
| 54.2083 | 0.98277 | 1.002 | 0.98486 | 0.98864 | 54.2083 | 0.98277 | 1.002 | 0.98486 | 0.98864 | 54.2083 | 0.98277 | 1.002 | 0.98486 | 0.98864
| 54.25 | 0.98277 | 1.002 | 0.98486 | 0.98864 | 54.25 | 0.98277 | 1.002 | 0.98486 | 0.98864 | 54.25 | 0.98277 | 1.002 | 0.98486 | 0.98864
| 54.2917 | 0.98277 | 1.002 | 0.98486 | 0.98864 | 54.2917 | 0.98277 | 1.002 | 0.98486 | 0.98864 | 54.2917 | 0.98277 | 1.002 | 0.98486 | 0.98864
| 54.3333 | 0.98277 | 1.002 | 0.98486 | 0.98864 | 54.3333 | 0.98277 | 1.002 | 0.98486 | 0.98864 | 54.3333 | 0.98277 | 1.002 | 0.98486 | 0.98864
| 54.375 | 0.98277 | 1.002 | 0.98486 | 0.98864 | 54.375 | 0.98277 | 1.002 | 0.98486 | 0.98864 | 54.375 | 0.98277 | 1.002 | 0.98486 | 0.98864
| 54.4167 | 0.98277 | 1.002 | 0.98486 | 0.98864 | 54.4167 | 0.98277 | 1.002 | 0.98486 | 0.98864 | 54.4167 | 0.98277 | 1.002 | 0.98486 | 0.98864
| 54.4583 | 0.98277 | 1.002 | 0.98486 | 0.98864 | 54.4583 | 0.98277 | 1.002 | 0.98486 | 0.98864 | 54.4583 | 0.98277 | 1.002 | 0.98486 | 0.98864
| 54.5 | 0.98277 | 1.002 | 0.98486 | 0.98864 | 54.5 | 0.98277 | 1.002 | 0.98486 | 0.98864 | 54.5 | 0.98277 | 1.002 | 0.98486 | 0.98864
| 54.5417 | 0.98277 | 1.002 | 0.98486 | 0.98864 | 54.5417 | 0.98277 | 1.002 | 0.98486 | 0.98864 | 54.5417 | 0.98277 | 1.002 | 0.98486 | 0.98864
| 54.5833 | 0.98277 | 1.002 | 0.98486 | 0.98864 | 54.5833 | 0.98277 | 1.002 | 0.98486 | 0.98864 | 54.5833 | 0.98277 | 1.002 | 0.98486 | 0.98864
| 54.625 | 0.98277 | 1.002 | 0.98486 | 0.98864 | 54.625 | 0.98277 | 1.002 | 0.98486 | 0.98864 | 54.625 | 0.98277 | 1.002 | 0.98486 | 0.98864
| 54.6667 | 0.98277 | 1.002 | 0.98486 | 0.98864 | 54.6667 | 0.98277 | 1.002 | 0.98486 | 0.98864 | 54.6667 | 0.98277 | 1.002 | 0.98486 | 0.98864
| 54.7083 | 0.98277 | 1.002 | 0.98486 | 0.98865 | 54.7083 | 0.98277 | 1.002 | 0.98486 | 0.98865 | 54.7083 | 0.98277 | 1.002 | 0.98486 | 0.98864
| 54.75 | 0.98277 | 1.002 | 0.98486 | 0.98865 | 54.75 | 0.98277 | 1.002 | 0.98486 | 0.98865 | 54.75 | 0.98277 | 1.002 | 0.98486 | 0.98864
| 54.7917 | 0.98277 | 1.002 | 0.98486 | 0.98865 | 54.7917 | 0.98277 | 1.002 | 0.98486 | 0.98865 | 54.7917 | 0.98277 | 1.002 | 0.98486 | 0.98864
| 54.8333 | 0.98277 | 1.002 | 0.98486 | 0.98865 | 54.8333 | 0.98277 | 1.002 | 0.98486 | 0.98865 | 54.8333 | 0.98277 | 1.002 | 0.98486 | 0.98864
| 54.875 | 0.98277 | 1.002 | 0.98486 | 0.98865 | 54.875 | 0.98277 | 1.002 | 0.98486 | 0.98865 | 54.875 | 0.98277 | 1.002 | 0.98486 | 0.98864
| 54.9167 | 0.98277 | 1.002 | 0.98486 | 0.98865 | 54.9167 | 0.98277 | 1.002 | 0.98486 | 0.98865 | 54.9167 | 0.98277 | 1.002 | 0.98486 | 0.98864
| 54.9583 | 0.98277 | 1.002 | 0.98486 | 0.98865 | 54.9583 | 0.98277 | 1.002 | 0.98486 | 0.98865 | 54.9583 | 0.98277 | 1.002 | 0.98486 | 0.98864
| 55 | 0.98277 | 1.002 | 0.98486 | 0.98865 | 55 | 0.98277 | 1.002 | 0.98486 | 0.98865 | 55 | 0.98277 | 1.002 | 0.98486 | 0.98864
| 55.0417 | 0.98277 | 1.002 | 0.98486 | 0.98865 | 55.0417 | 0.98277 | 1.002 | 0.98486 | 0.98865 | 55.0417 | 0.98277 | 1.002 | 0.98486 | 0.98864
| 55.0833 | 0.98277 | 1.002 | 0.98486 | 0.98865 | 55.0833 | 0.98277 | 1.002 | 0.98486 | 0.98865 | 55.0833 | 0.98277 | 1.002 | 0.98486 | 0.98864
| 55.125 | 0.98277 | 1.002 | 0.98486 | 0.98865 | 55.125 | 0.98277 | 1.002 | 0.98486 | 0.98865 | 55.125 | 0.98277 | 1.002 | 0.98486 | 0.98864
| 55.1667 | 0.98277 | 1.002 | 0.98486 | 0.98865 | 55.1667 | 0.98277 | 1.002 | 0.98486 | 0.98865 | 55.1667 | 0.98277 | 1.002 | 0.98486 | 0.98864
| 55.2083 | 0.98277 | 1.002 | 0.98486 | 0.98865 | 55.2083 | 0.98277 | 1.002 | 0.98486 | 0.98865 | 55.2083 | 0.98277 | 1.002 | 0.98486 | 0.98864
| 55.25 | 0.98277 | 1.002 | 0.98486 | 0.98865 | 55.25 | 0.98277 | 1.002 | 0.98486 | 0.98865 | 55.25 | 0.98277 | 1.002 | 0.98486 | 0.98864
| 55.2917 | 0.98277 | 1.002 | 0.98486 | 0.98865 | 55.2917 | 0.98277 | 1.002 | 0.98486 | 0.98865 | 55.2917 | 0.98277 | 1.002 | 0.98486 | 0.98864
| 55.3333 | 0.98277 | 1.002 | 0.98486 | 0.98865 | 55.3333 | 0.98277 | 1.002 | 0.98486 | 0.98865 | 55.3333 | 0.98277 | 1.002 | 0.98486 | 0.98864
| 55.375 | 0.98277 | 1.002 | 0.98486 | 0.98865 | 55.375 | 0.98277 | 1.002 | 0.98486 | 0.98865 | 55.375 | 0.98277 | 1.002 | 0.98486 | 0.98864
| 55.4167 | 0.98277 | 1.002 | 0.98486 | 0.98865 | 55.4167 | 0.98277 | 1.002 | 0.98486 | 0.98865 | 55.4167 | 0.98277 | 1.002 | 0.98486 | 0.98864
| 55.4583 | 0.98277 | 1.002 | 0.98486 | 0.98865 | 55.4583 | 0.98277 | 1.002 | 0.98486 | 0.98865 | 55.4583 | 0.98277 | 1.002 | 0.98486 | 0.98864
| 55.5 | 0.98277 | 1.002 | 0.98486 | 0.98865 | 55.5 | 0.98277 | 1.002 | 0.98486 | 0.98865 | 55.5 | 0.98277 | 1.002 | 0.98486 | 0.98865
| 55.5417 | 0.98277 | 1.002 | 0.98486 | 0.98865 | 55.5417 | 0.98277 | 1.002 | 0.98486 | 0.98865 | 55.5417 | 0.98277 | 1.002 | 0.98486 | 0.98865
| 55.5833 | 0.98277 | 1.002 | 0.98486 | 0.98865 | 55.5833 | 0.98277 | 1.002 | 0.98486 | 0.98865 | 55.5833 | 0.98277 | 1.002 | 0.98486 | 0.98865
| 55.625 | 0.98277 | 1.002 | 0.98486 | 0.98865 | 55.625 | 0.98277 | 1.002 | 0.98486 | 0.98865 | 55.625 | 0.98277 | 1.002 | 0.98486 | 0.98865
| 55.6667 | 0.98277 | 1.002 | 0.98486 | 0.98865 | 55.6667 | 0.98277 | 1.002 | 0.98486 | 0.98865 | 55.6667 | 0.98277 | 1.002 | 0.98486 | 0.98865
| 55.7083 | 0.98277 | 1.002 | 0.98486 | 0.98864 | 55.7083 | 0.98277 | 1.002 | 0.98486 | 0.98864 | 55.7083 | 0.98277 | 1.002 | 0.98486 | 0.98865
| 55.75 | 0.98277 | 1.002 | 0.98486 | 0.98864 | 55.75 | 0.98277 | 1.002 | 0.98486 | 0.98864 | 55.75 | 0.98277 | 1.002 | 0.98486 | 0.98865
| 55.7917 | 0.98277 | 1.002 | 0.98486 | 0.98864 | 55.7917 | 0.98277 | 1.002 | 0.98486 | 0.98864 | 55.7917 | 0.98277 | 1.002 | 0.98486 | 0.98865
| 55.8333 | 0.98277 | 1.002 | 0.98486 | 0.98864 | 55.8333 | 0.98277 | 1.002 | 0.98486 | 0.98864 | 55.8333 | 0.98277 | 1.002 | 0.98486 | 0.98865
| 55.875 | 0.98277 | 1.002 | 0.98486 | 0.98864 | 55.875 | 0.98277 | 1.002 | 0.98486 | 0.98864 | 55.875 | 0.98277 | 1.002 | 0.98486 | 0.98865
| 55.9167 | 0.98277 | 1.002 | 0.98486 | 0.98864 | 55.9167 | 0.98277 | 1.002 | 0.98486 | 0.98864 | 55.9167 | 0.98277 | 1.002 | 0.98486 | 0.98865
| 55.9583 | 0.98277 | 1.002 | 0.98486 | 0.98864 | 55.9583 | 0.98277 | 1.002 | 0.98486 | 0.98864 | 55.9583 | 0.98277 | 1.002 | 0.98486 | 0.98865
| 56 | 0.98277 | 1.002 | 0.98486 | 0.98864 | 56 | 0.98277 | 1.002 | 0.98486 | 0.98864 | 56 | 0.98277 | 1.002 | 0.98486 | 0.98865
| 56.0417 | 0.98277 | 1.002 | 0.98486 | 0.98864 | 56.0417 | 0.98277 | 1.002 | 0.98486 | 0.98864 | 56.0417 | 0.98277 | 1.002 | 0.98486 | 0.98865
| 56.0833 | 0.98277 | 1.002 | 0.98486 | 0.98864 | 56.0833 | 0.98277 | 1.002 | 0.98486 | 0.98864 | 56.0833 | 0.98277 | 1.002 | 0.98486 | 0.98865
| 56.125 | 0.98277 | 1.002 | 0.98486 | 0.98864 | 56.125 | 0.98277 | 1.002 | 0.98486 | 0.98864 | 56.125 | 0.98277 | 1.002 | 0.98486 | 0.98865
| 56.1667 | 0.98277 | 1.002 | 0.98486 | 0.98864 | 56.1667 | 0.98277 | 1.002 | 0.98486 | 0.98864 | 56.1667 | 0.98277 | 1.002 | 0.98486 | 0.98865
| 56.2083 | 0.98277 | 1.002 | 0.98486 | 0.98864 | 56.2083 | 0.98277 | 1.002 | 0.98486 | 0.98864 | 56.2083 | 0.98277 | 1.002 | 0.98486 | 0.98865
| 56.25 | 0.98277 | 1.002 | 0.98486 | 0.98864 | 56.25 | 0.98277 | 1.002 | 0.98486 | 0.98864 | 56.25 | 0.98277 | 1.002 | 0.98486 | 0.98865
| 56.2917 | 0.98277 | 1.002 | 0.98486 | 0.98864 | 56.2917 | 0.98277 | 1.002 | 0.98486 | 0.98864 | 56.2917 | 0.98277 | 1.002 | 0.98486 | 0.98865
| 56.3333 | 0.98277 | 1.002 | 0.98486 | 0.98864 | 56.3333 | 0.98277 | 1.002 | 0.98486 | 0.98864 | 56.3333 | 0.98277 | 1.002 | 0.98486 | 0.98865
| 56.375 | 0.98277 | 1.002 | 0.98486 | 0.98864 | 56.375 | 0.98277 | 1.002 | 0.98486 | 0.98864 | 56.375 | 0.98277 | 1.002 | 0.98486 | 0.98865
| 56.4167 | 0.98277 | 1.002 | 0.98486 | 0.98864 | 56.4167 | 0.98277 | 1.002 | 0.98486 | 0.98864 | 56.4167 | 0.98277 | 1.002 | 0.98486 | 0.98865
| 56.4583 | 0.98277 | 1.002 | 0.98486 | 0.98864 | 56.4583 | 0.98277 | 1.002 | 0.98486 | 0.98864 | 56.4583 | 0.98277 | 1.002 | 0.98486 | 0.98865
| 56.5 | 0.98277 | 1.002 | 0.98486 | 0.98864 | 56.5 | 0.98277 | 1.002 | 0.98486 | 0.98864 | 56.5 | 0.98277 | 1.002 | 0.98486 | 0.98865
| 56.5417 | 0.98277 | 1.002 | 0.98486 | 0.98864 | 56.5417 | 0.98277 | 1.002 | 0.98486 | 0.98864 | 56.5417 | 0.98277 | 1.002 | 0.98486 | 0.98864
| 56.5833 | 0.98277 | 1.002 | 0.98486 | 0.98865 | 56.5833 | 0.98277 | 1.002 | 0.98486 | 0.98865 | 56.5833 | 0.98277 | 1.002 | 0.98486 | 0.98864
| 56.625 | 0.98277 | 1.002 | 0.98486 | 0.98865 | 56.625 | 0.98277 | 1.002 | 0.98486 | 0.98865 | 56.625 | 0.98277 | 1.002 | 0.98486 | 0.98864
| 56.6667 | 0.98277 | 1.002 | 0.98486 | 0.98865 | 56.6667 | 0.98277 | 1.002 | 0.98486 | 0.98865 | 56.6667 | 0.98277 | 1.002 | 0.98486 | 0.98864
| 56.7083 | 0.98277 | 1.002 | 0.98486 | 0.98865 | 56.7083 | 0.98277 | 1.002 | 0.98486 | 0.98865 | 56.7083 | 0.98277 | 1.002 | 0.98486 | 0.98864
| 56.75 | 0.98277 | 1.002 | 0.98486 | 0.98865 | 56.75 | 0.98277 | 1.002 | 0.98486 | 0.98865 | 56.75 | 0.98277 | 1.002 | 0.98486 | 0.98864
| 56.7917 | 0.98277 | 1.002 | 0.98486 | 0.98865 | 56.7917 | 0.98277 | 1.002 | 0.98486 | 0.98865 | 56.7917 | 0.98277 | 1.002 | 0.98486 | 0.98864
| 56.8333 | 0.98277 | 1.002 | 0.98486 | 0.98865 | 56.8333 | 0.98277 | 1.002 | 0.98486 | 0.98865 | 56.8333 | 0.98277 | 1.002 | 0.98486 | 0.98864
| 56.875 | 0.98277 | 1.002 | 0.98486 | 0.98865 | 56.875 | 0.98277 | 1.002 | 0.98486 | 0.98865 | 56.875 | 0.98277 | 1.002 | 0.98486 | 0.98864
| 56.9167 | 0.98277 | 1.002 | 0.98486 | 0.98865 | 56.9167 | 0.98277 | 1.002 | 0.98486 | 0.98865 | 56.9167 | 0.98277 | 1.002 | 0.98486 | 0.98864
| 56.9583 | 0.98277 | 1.002 | 0.98486 | 0.98865 | 56.9583 | 0.98277 | 1.002 | 0.98486 | 0.98865 | 56.9583 | 0.98277 | 1.002 | 0.98486 | 0.98864
| 57 | 0.98277 | 1.002 | 0.98486 | 0.98865 | 57 | 0.98277 | 1.002 | 0.98486 | 0.98865 | 57 | 0.98277 | 1.002 | 0.98486 | 0.98864
| 57.0417 | 0.98277 | 1.002 | 0.98486 | 0.98865 | 57.0417 | 0.98277 | 1.002 | 0.98486 | 0.98865 | 57.0417 | 0.98277 | 1.002 | 0.98486 | 0.98864
| 57.0833 | 0.98277 | 1.002 | 0.98486 | 0.98865 | 57.0833 | 0.98277 | 1.002 | 0.98486 | 0.98865 | 57.0833 | 0.98277 | 1.002 | 0.98486 | 0.98864
| 57.125 | 0.98277 | 1.002 | 0.98486 | 0.98865 | 57.125 | 0.98277 | 1.002 | 0.98486 | 0.98865 | 57.125 | 0.98277 | 1.002 | 0.98486 | 0.98864
| 57.1667 | 0.98277 | 1.002 | 0.98486 | 0.98865 | 57.1667 | 0.98277 | 1.002 | 0.98486 | 0.98865 | 57.1667 | 0.98277 | 1.002 | 0.98486 | 0.98864
| 57.2083 | 0.98277 | 1.002 | 0.98486 | 0.98865 | 57.2083 | 0.98277 | 1.002 | 0.98486 | 0.98865 | 57.2083 | 0.98277 | 1.002 | 0.98486 | 0.98864
| 57.25 | 0.98277 | 1.002 | 0.98486 | 0.98865 | 57.25 | 0.98277 | 1.002 | 0.98486 | 0.98865 | 57.25 | 0.98277 | 1.002 | 0.98486 | 0.98864
| 57.2917 | 0.98277 | 1.002 | 0.98486 | 0.98865 | 57.2917 | 0.98277 | 1.002 | 0.98486 | 0.98865 | 57.2917 | 0.98277 | 1.002 | 0.98486 | 0.98864
| 57.3333 | 0.98277 | 1.002 | 0.98486 | 0.98865 | 57.3333 | 0.98277 | 1.002 | 0.98486 | 0.98865 | 57.3333 | 0.98277 | 1.002 | 0.98486 | 0.98864
| 57.375 | 0.98277 | 1.002 | 0.98486 | 0.98865 | 57.375 | 0.98277 | 1.002 | 0.98486 | 0.98865 | 57.375 | 0.98277 | 1.002 | 0.98486 | 0.98864
| 57.4167 | 0.98277 | 1.002 | 0.98486 | 0.98865 | 57.4167 | 0.98277 | 1.002 | 0.98486 | 0.98865 | 57.4167 | 0.98277 | 1.002 | 0.98486 | 0.98864
| 57.4583 | 0.98277 | 1.002 | 0.98486 | 0.98865 | 57.4583 | 0.98277 | 1.002 | 0.98486 | 0.98865 | 57.4583 | 0.98277 | 1.002 | 0.98486 | 0.98864
| 57.5 | 0.98277 | 1.002 | 0.98486 | 0.98865 | 57.5 | 0.98277 | 1.002 | 0.98486 | 0.98865 | 57.5 | 0.98277 | 1.002 | 0.98486 | 0.98864
| 57.5417 | 0.98277 | 1.002 | 0.98486 | 0.98865 | 57.5417 | 0.98277 | 1.002 | 0.98486 | 0.98865 | 57.5417 | 0.98277 | 1.002 | 0.98486 | 0.98864
| 57.5833 | 0.98277 | 1.002 | 0.98486 | 0.98864 | 57.5833 | 0.98277 | 1.002 | 0.98486 | 0.98864 | 57.5833 | 0.98277 | 1.002 | 0.98486 | 0.98864
| 57.625 | 0.98277 | 1.002 | 0.98486 | 0.98864 | 57.625 | 0.98277 | 1.002 | 0.98486 | 0.98864 | 57.625 | 0.98277 | 1.002 | 0.98486 | 0.98864
| 57.6667 | 0.98277 | 1.002 | 0.98486 | 0.98864 | 57.6667 | 0.98277 | 1.002 | 0.98486 | 0.98864 | 57.6667 | 0.98277 | 1.002 | 0.98486 | 0.98864
| 57.7083 | 0.98277 | 1.002 | 0.98486 | 0.98864 | 57.7083 | 0.98277 | 1.002 | 0.98486 | 0.98864 | 57.7083 | 0.98277 | 1.002 | 0.98486 | 0.98864
| 57.75 | 0.98277 | 1.002 | 0.98486 | 0.98864 | 57.75 | 0.98277 | 1.002 | 0.98486 | 0.98864 | 57.75 | 0.98277 | 1.002 | 0.98486 | 0.98864
| 57.7917 | 0.98277 | 1.002 | 0.98486 | 0.98864 | 57.7917 | 0.98277 | 1.002 | 0.98486 | 0.98864 | 57.7917 | 0.98277 | 1.002 | 0.98486 | 0.98864
| 57.8333 | 0.98277 | 1.002 | 0.98486 | 0.98864 | 57.8333 | 0.98277 | 1.002 | 0.98486 | 0.98864 | 57.8333 | 0.98277 | 1.002 | 0.98486 | 0.98864
| 57.875 | 0.98277 | 1.002 | 0.98486 | 0.98864 | 57.875 | 0.98277 | 1.002 | 0.98486 | 0.98864 | 57.875 | 0.98277 | 1.002 | 0.98486 | 0.98864
| 57.9167 | 0.98277 | 1.002 | 0.98486 | 0.98864 | 57.9167 | 0.98277 | 1.002 | 0.98486 | 0.98864 | 57.9167 | 0.98277 | 1.002 | 0.98486 | 0.98864
| 57.9583 | 0.98277 | 1.002 | 0.98486 | 0.98864 | 57.9583 | 0.98277 | 1.002 | 0.98486 | 0.98864 | 57.9583 | 0.98277 | 1.002 | 0.98486 | 0.98864
| 58 | 0.98277 | 1.002 | 0.98486 | 0.98864 | 58 | 0.98277 | 1.002 | 0.98486 | 0.98864 | 58 | 0.98277 | 1.002 | 0.98486 | 0.98864
| 58.0417 | 0.98277 | 1.002 | 0.98486 | 0.98864 | 58.0417 | 0.98277 | 1.002 | 0.98486 | 0.98864 | 58.0417 | 0.98277 | 1.002 | 0.98486 | 0.98864
| 58.0833 | 0.98277 | 1.002 | 0.98486 | 0.98864 | 58.0833 | 0.98277 | 1.002 | 0.98486 | 0.98864 | 58.0833 | 0.98277 | 1.002 | 0.98486 | 0.98864
| 58.125 | 0.98277 | 1.002 | 0.98486 | 0.98864 | 58.125 | 0.98277 | 1.002 | 0.98486 | 0.98864 | 58.125 | 0.98277 | 1.002 | 0.98486 | 0.98864
| 58.1667 | 0.98277 | 1.002 | 0.98486 | 0.98864 | 58.1667 | 0.98277 | 1.002 | 0.98486 | 0.98864 | 58.1667 | 0.98277 | 1.002 | 0.98486 | 0.98864
| 58.2083 | 0.98277 | 1.002 | 0.98486 | 0.98864 | 58.2083 | 0.98277 | 1.002 | 0.98486 | 0.98864 | 58.2083 | 0.98277 | 1.002 | 0.98486 | 0.98864
| 58.25 | 0.98277 | 1.002 | 0.98486 | 0.98864 | 58.25 | 0.98277 | 1.002 | 0.98486 | 0.98864 | 58.25 | 0.98277 | 1.002 | 0.98486 | 0.98864
| 58.2917 | 0.98277 | 1.002 | 0.98486 | 0.98864 | 58.2917 | 0.98277 | 1.002 | 0.98486 | 0.98864 | 58.2917 | 0.98277 | 1.002 | 0.98486 | 0.98864
| 58.3333 | 0.98277 | 1.002 | 0.98486 | 0.98864 | 58.3333 | 0.98277 | 1.002 | 0.98486 | 0.98864 | 58.3333 | 0.98277 | 1.002 | 0.98486 | 0.98864
| 58.375 | 0.98277 | 1.002 | 0.98486 | 0.98864 | 58.375 | 0.98277 | 1.002 | 0.98486 | 0.98864 | 58.375 | 0.98277 | 1.002 | 0.98486 | 0.98864
| 58.4167 | 0.98277 | 1.002 | 0.98486 | 0.98864 | 58.4167 | 0.98277 | 1.002 | 0.98486 | 0.98864 | 58.4167 | 0.98277 | 1.002 | 0.98486 | 0.98864
| 58.4583 | 0.98277 | 1.002 | 0.98486 | 0.98864 | 58.4583 | 0.98277 | 1.002 | 0.98486 | 0.98864 | 58.4583 | 0.98277 | 1.002 | 0.98486 | 0.98864
| 58.5 | 0.98277 | 1.002 | 0.98486 | 0.98865 | 58.5 | 0.98277 | 1.002 | 0.98486 | 0.98865 | 58.5 | 0.98277 | 1.002 | 0.98486 | 0.98864
| 58.5417 | 0.98277 | 1.002 | 0.98486 | 0.98865 | 58.5417 | 0.98277 | 1.002 | 0.98486 | 0.98865 | 58.5417 | 0.98277 | 1.002 | 0.98486 | 0.98864
| 58.5833 | 0.98277 | 1.002 | 0.98486 | 0.98865 | 58.5833 | 0.98277 | 1.002 | 0.98486 | 0.98865 | 58.5833 | 0.98277 | 1.002 | 0.98486 | 0.98864
| 58.625 | 0.98277 | 1.002 | 0.98486 | 0.98865 | 58.625 | 0.98277 | 1.002 | 0.98486 | 0.98865 | 58.625 | 0.98277 | 1.002 | 0.98486 | 0.98864
| 58.6667 | 0.98277 | 1.002 | 0.98486 | 0.98865 | 58.6667 | 0.98277 | 1.002 | 0.98486 | 0.98865 | 58.6667 | 0.98277 | 1.002 | 0.98486 | 0.98864
| 58.7083 | 0.98277 | 1.002 | 0.98486 | 0.98865 | 58.7083 | 0.98277 | 1.002 | 0.98486 | 0.98865 | 58.7083 | 0.98277 | 1.002 | 0.98486 | 0.98864
| 58.75 | 0.98277 | 1.002 | 0.98486 | 0.98865 | 58.75 | 0.98277 | 1.002 | 0.98486 | 0.98865 | 58.75 | 0.98277 | 1.002 | 0.98486 | 0.98864
| 58.7917 | 0.98277 | 1.002 | 0.98486 | 0.98865 | 58.7917 | 0.98277 | 1.002 | 0.98486 | 0.98865 | 58.7917 | 0.98277 | 1.002 | 0.98486 | 0.98864
| 58.8333 | 0.98277 | 1.002 | 0.98486 | 0.98865 | 58.8333 | 0.98277 | 1.002 | 0.98486 | 0.98865 | 58.8333 | 0.98277 | 1.002 | 0.98486 | 0.98864
| 58.875 | 0.98277 | 1.002 | 0.98486 | 0.98865 | 58.875 | 0.98277 | 1.002 | 0.98486 | 0.98865 | 58.875 | 0.98277 | 1.002 | 0.98486 | 0.98864
| 58.9167 | 0.98277 | 1.002 | 0.98486 | 0.98865 | 58.9167 | 0.98277 | 1.002 | 0.98486 | 0.98865 | 58.9167 | 0.98277 | 1.002 | 0.98486 | 0.98864
| 58.9583 | 0.98277 | 1.002 | 0.98486 | 0.98865 | 58.9583 | 0.98277 | 1.002 | 0.98486 | 0.98865 | 58.9583 | 0.98277 | 1.002 | 0.98486 | 0.98864
| 59 | 0.98277 | 1.002 | 0.98486 | 0.98865 | 59 | 0.98277 | 1.002 | 0.98486 | 0.98865 | 59 | 0.98277 | 1.002 | 0.98486 | 0.98864
| 59.0417 | 0.98277 | 1.002 | 0.98486 | 0.98865 | 59.0417 | 0.98277 | 1.002 | 0.98486 | 0.98865 | 59.0417 | 0.98277 | 1.002 | 0.98486 | 0.98864
| 59.0833 | 0.98277 | 1.002 | 0.98486 | 0.98865 | 59.0833 | 0.98277 | 1.002 | 0.98486 | 0.98865 | 59.0833 | 0.98277 | 1.002 | 0.98486 | 0.98864
| 59.125 | 0.98277 | 1.002 | 0.98486 | 0.98865 | 59.125 | 0.98277 | 1.002 | 0.98486 | 0.98865 | 59.125 | 0.98277 | 1.002 | 0.98486 | 0.98864
| 59.1667 | 0.98277 | 1.002 | 0.98486 | 0.98865 | 59.1667 | 0.98277 | 1.002 | 0.98486 | 0.98865 | 59.1667 | 0.98277 | 1.002 | 0.98486 | 0.98864
| 59.2083 | 0.98277 | 1.002 | 0.98486 | 0.98865 | 59.2083 | 0.98277 | 1.002 | 0.98486 | 0.98865 | 59.2083 | 0.98277 | 1.002 | 0.98486 | 0.98864
| 59.25 | 0.98277 | 1.002 | 0.98486 | 0.98865 | 59.25 | 0.98277 | 1.002 | 0.98486 | 0.98865 | 59.25 | 0.98277 | 1.002 | 0.98486 | 0.98864
| 59.2917 | 0.98277 | 1.002 | 0.98486 | 0.98865 | 59.2917 | 0.98277 | 1.002 | 0.98486 | 0.98865 | 59.2917 | 0.98277 | 1.002 | 0.98486 | 0.98864
| 59.3333 | 0.98277 | 1.002 | 0.98486 | 0.98865 | 59.3333 | 0.98277 | 1.002 | 0.98486 | 0.98865 | 59.3333 | 0.98277 | 1.002 | 0.98486 | 0.98864
| 59.375 | 0.98277 | 1.002 | 0.98486 | 0.98865 | 59.375 | 0.98277 | 1.002 | 0.98486 | 0.98865 | 59.375 | 0.98277 | 1.002 | 0.98486 | 0.98864
| 59.4167 | 0.98277 | 1.002 | 0.98486 | 0.98865 | 59.4167 | 0.98277 | 1.002 | 0.98486 | 0.98865 | 59.4167 | 0.98277 | 1.002 | 0.98486 | 0.98864
| 59.4583 | 0.98277 | 1.002 | 0.98486 | 0.98865 | 59.4583 | 0.98277 | 1.002 | 0.98486 | 0.98865 | 59.4583 | 0.98277 | 1.002 | 0.98486 | 0.98864
| 59.5 | 0.98277 | 1.002 | 0.98486 | 0.98865 | 59.5 | 0.98277 | 1.002 | 0.98486 | 0.98865 | 59.5 | 0.98277 | 1.002 | 0.98486 | 0.98864
| 59.5417 | 0.98277 | 1.002 | 0.98486 | 0.98864 | 59.5417 | 0.98277 | 1.002 | 0.98486 | 0.98864 | 59.5417 | 0.98277 | 1.002 | 0.98486 | 0.98864
| 59.5833 | 0.98277 | 1.002 | 0.98486 | 0.98864 | 59.5833 | 0.98277 | 1.002 | 0.98486 | 0.98864 | 59.5833 | 0.98277 | 1.002 | 0.98486 | 0.98864
| 59.625 | 0.98277 | 1.002 | 0.98486 | 0.98864 | 59.625 | 0.98277 | 1.002 | 0.98486 | 0.98864 | 59.625 | 0.98277 | 1.002 | 0.98486 | 0.98864
| 59.6667 | 0.98277 | 1.002 | 0.98486 | 0.98864 | 59.6667 | 0.98277 | 1.002 | 0.98486 | 0.98864 | 59.6667 | 0.98277 | 1.002 | 0.98486 | 0.98864
| 59.7083 | 0.98277 | 1.002 | 0.98486 | 0.98864 | 59.7083 | 0.98277 | 1.002 | 0.98486 | 0.98864 | 59.7083 | 0.98277 | 1.002 | 0.98486 | 0.98864
| 59.75 | 0.98277 | 1.002 | 0.98486 | 0.98864 | 59.75 | 0.98277 | 1.002 | 0.98486 | 0.98864 | 59.75 | 0.98277 | 1.002 | 0.98486 | 0.98864
| 59.7917 | 0.98277 | 1.002 | 0.98486 | 0.98864 | 59.7917 | 0.98277 | 1.002 | 0.98486 | 0.98864 | 59.7917 | 0.98277 | 1.002 | 0.98486 | 0.98864
| 59.8333 | 0.98277 | 1.002 | 0.98486 | 0.98864 | 59.8333 | 0.98277 | 1.002 | 0.98486 | 0.98864 | 59.8333 | 0.98277 | 1.002 | 0.98486 | 0.98864
| 59.875 | 0.98277 | 1.002 | 0.98486 | 0.98864 | 59.875 | 0.98277 | 1.002 | 0.98486 | 0.98864 | 59.875 | 0.98277 | 1.002 | 0.98486 | 0.98864
| 59.9167 | 0.98277 | 1.002 | 0.98486 | 0.98864 | 59.9167 | 0.98277 | 1.002 | 0.98486 | 0.98864 | 59.9167 | 0.98277 | 1.002 | 0.98486 | 0.98864
| 59.9583 | 0.98277 | 1.002 | 0.98486 | 0.98864 | 59.9583 | 0.98277 | 1.002 | 0.98486 | 0.98864 | 59.9583 | 0.98277 | 1.002 | 0.98486 | 0.98864
| 60 | 0.98277 | 1.002 | 0.98486 | 0.98864 | 60 | 0.98277 | 1.002 | 0.98486 | 0.98864 | 60 | 0.98277 | 1.002 | 0.98486 | 0.98864
| 60.0417 | 0.98277 | 1.002 | 0.98486 | 0.98864 | 60.0417 | 0.98277 | 1.002 | 0.98486 | 0.98864 | 60.0417 | 0.98277 | 1.002 | 0.98486 | 0.98864
| 60.0833 | 0.98277 | 1.002 | 0.98486 | 0.98864 | 60.0833 | 0.98277 | 1.002 | 0.98486 | 0.98864 | 60.0833 | 0.98277 | 1.002 | 0.98486 | 0.98864
| 60.125 | 0.98277 | 1.002 | 0.98486 | 0.98864 | 60.125 | 0.98277 | 1.002 | 0.98486 | 0.98864 | 60.125 | 0.98277 | 1.002 | 0.98486 | 0.98864
| 60.1667 | 0.98277 | 1.002 | 0.98486 | 0.98864 | 60.1667 | 0.98277 | 1.002 | 0.98486 | 0.98864 | 60.1667 | 0.98277 | 1.002 | 0.98486 | 0.98864
| 60.2083 | 0.98277 | 1.002 | 0.98486 | 0.98864 | 60.2083 | 0.98277 | 1.002 | 0.98486 | 0.98864 | 60.2083 | 0.98277 | 1.002 | 0.98486 | 0.98864
| 60.25 | 0.98277 | 1.002 | 0.98486 | 0.98864 | 60.25 | 0.98277 | 1.002 | 0.98486 | 0.98864 | 60.25 | 0.98277 | 1.002 | 0.98486 | 0.98864
| 60.2917 | 0.98277 | 1.002 | 0.98486 | 0.98864 | 60.2917 | 0.98277 | 1.002 | 0.98486 | 0.98864 | 60.2917 | 0.98277 | 1.002 | 0.98486 | 0.98864
| 60.3333 | 0.98277 | 1.002 | 0.98486 | 0.98864 | 60.3333 | 0.98277 | 1.002 | 0.98486 | 0.98864 | 60.3333 | 0.98277 | 1.002 | 0.98486 | 0.98864
| 60.375 | 0.98277 | 1.002 | 0.98486 | 0.98864 | 60.375 | 0.98277 | 1.002 | 0.98486 | 0.98864 | 60.375 | 0.98277 | 1.002 | 0.98486 | 0.98864
| 60.4167 | 0.98277 | 1.002 | 0.98486 | 0.98864 | 60.4167 | 0.98277 | 1.002 | 0.98486 | 0.98864 | 60.4167 | 0.98277 | 1.002 | 0.98486 | 0.98864
| 60.4583 | 0.98277 | 1.002 | 0.98486 | 0.98864 | 60.4583 | 0.98277 | 1.002 | 0.98486 | 0.98864 | 60.4583 | 0.98277 | 1.002 | 0.98486 | 0.98864
| 60.5 | 0.98277 | 1.002 | 0.98486 | 0.98864 | 60.5 | 0.98277 | 1.002 | 0.98486 | 0.98864 | 60.5 | 0.98277 | 1.002 | 0.98486 | 0.98864
| 60.5417 | 0.98277 | 1.002 | 0.98486 | 0.98864 | 60.5417 | 0.98277 | 1.002 | 0.98486 | 0.98864 | 60.5417 | 0.98277 | 1.002 | 0.98486 | 0.98864
| 60.5833 | 0.98277 | 1.002 | 0.98486 | 0.98864 | 60.5833 | 0.98277 | 1.002 | 0.98486 | 0.98864 | 60.5833 | 0.98277 | 1.002 | 0.98486 | 0.98864
| 60.625 | 0.98277 | 1.002 | 0.98486 | 0.98864 | 60.625 | 0.98277 | 1.002 | 0.98486 | 0.98864 | 60.625 | 0.98277 | 1.002 | 0.98486 | 0.98864
| 60.6667 | 0.98277 | 1.002 | 0.98486 | 0.98864 | 60.6667 | 0.98277 | 1.002 | 0.98486 | 0.98864 | 60.6667 | 0.98277 | 1.002 | 0.98486 | 0.98864
| 60.7083 | 0.98277 | 1.002 | 0.98486 | 0.98864 | 60.7083 | 0.98277 | 1.002 | 0.98486 | 0.98864 | 60.7083 | 0.98277 | 1.002 | 0.98486 | 0.98864
| 60.75 | 0.98277 | 1.002 | 0.98486 | 0.98864 | 60.75 | 0.98277 | 1.002 | 0.98486 | 0.98864 | 60.75 | 0.98277 | 1.002 | 0.98486 | 0.98864
| 60.7917 | 0.98277 | 1.002 | 0.98486 | 0.98864 | 60.7917 | 0.98277 | 1.002 | 0.98486 | 0.98864 | 60.7917 | 0.98277 | 1.002 | 0.98486 | 0.98864
| 60.8333 | 0.98277 | 1.002 | 0.98486 | 0.98864 | 60.8333 | 0.98277 | 1.002 | 0.98486 | 0.98864 | 60.8333 | 0.98277 | 1.002 | 0.98486 | 0.98864
| 60.875 | 0.98277 | 1.002 | 0.98486 | 0.98864 | 60.875 | 0.98277 | 1.002 | 0.98486 | 0.98864 | 60.875 | 0.98277 | 1.002 | 0.98486 | 0.98864
| 60.9167 | 0.98277 | 1.002 | 0.98486 | 0.98864 | 60.9167 | 0.98277 | 1.002 | 0.98486 | 0.98864 | 60.9167 | 0.98277 | 1.002 | 0.98486 | 0.98864
| 60.9583 | 0.98277 | 1.002 | 0.98486 | 0.98864 | 60.9583 | 0.98277 | 1.002 | 0.98486 | 0.98864 | 60.9583 | 0.98277 | 1.0089 | 0.98486 | 0.99049
| 61 | 0.98277 | 1.002 | 0.98486 | 0.98864 | 61 | 0.98277 | 1.002 | 0.98486 | 0.98864 | 61 | 0.98277 | 1.0158 | 0.98486 | 0.99233
| 61.0417 | 0.98277 | 1.002 | 0.98486 | 0.98864 | 61.0417 | 0.98277 | 1.002 | 0.98486 | 0.98864 | 61.0417 | 0.98277 | 1.0158 | 0.98486 | 0.99233
| 61.0833 | 0.98277 | 1.002 | 0.98486 | 0.98864 | 61.0833 | 0.98277 | 1.002 | 0.98486 | 0.98864 | 61.0833 | 0.98277 | 1.0158 | 0.98486 | 0.99233
| 61.125 | 0.98277 | 1.002 | 0.98486 | 0.98864 | 61.125 | 0.98277 | 1.002 | 0.98486 | 0.98864 | 61.125 | 0.98277 | 1.0158 | 0.98486 | 0.99233
| 61.1667 | 0.98277 | 1.002 | 0.98486 | 0.98864 | 61.1667 | 0.98277 | 1.002 | 0.98486 | 0.98864 | 61.1667 | 0.98277 | 1.0158 | 0.98486 | 0.99233
| 61.2083 | 0.98277 | 1.002 | 0.98486 | 0.98864 | 61.2083 | 0.98277 | 1.002 | 0.98486 | 0.98864 | 61.2083 | 0.98277 | 1.0158 | 0.98486 | 0.99233
| 61.25 | 0.98277 | 1.002 | 0.98486 | 0.98864 | 61.25 | 0.98277 | 1.002 | 0.98486 | 0.98864 | 61.25 | 0.98277 | 1.0158 | 0.98486 | 0.99233
| 61.2917 | 0.98277 | 1.002 | 0.98486 | 0.98864 | 61.2917 | 0.98277 | 1.002 | 0.98486 | 0.98864 | 61.2917 | 0.98277 | 1.0158 | 0.98486 | 0.99233
| 61.3333 | 0.98277 | 1.002 | 0.98486 | 0.98864 | 61.3333 | 0.98277 | 1.002 | 0.98486 | 0.98864 | 61.3333 | 0.98277 | 1.0158 | 0.98486 | 0.99233
| 61.375 | 0.98277 | 1.002 | 0.98486 | 0.98864 | 61.375 | 0.98277 | 1.002 | 0.98486 | 0.98864 | 61.375 | 0.98277 | 1.0158 | 0.98486 | 0.99233
| 61.4167 | 0.98277 | 1.002 | 0.98486 | 0.98864 | 61.4167 | 0.98277 | 1.002 | 0.98486 | 0.98864 | 61.4167 | 0.98277 | 1.0158 | 0.98486 | 0.99233
| 61.4583 | 0.98277 | 1.002 | 0.98486 | 0.98864 | 61.4583 | 0.98277 | 1.002 | 0.98486 | 0.98864 | 61.4583 | 0.98277 | 1.0158 | 0.98486 | 0.99233
| 61.5 | 0.98277 | 1.002 | 0.98486 | 0.98864 | 61.5 | 0.98277 | 1.002 | 0.98486 | 0.98864 | 61.5 | 0.98277 | 1.0158 | 0.98486 | 0.99233
| 61.5417 | 0.98277 | 1.002 | 0.98486 | 0.98864 | 61.5417 | 0.98277 | 1.002 | 0.98486 | 0.98864 | 61.5417 | 0.98277 | 1.0158 | 0.98486 | 0.99233
| 61.5833 | 0.98277 | 1.002 | 0.98486 | 0.98864 | 61.5833 | 0.98277 | 1.002 | 0.98486 | 0.98864 | 61.5833 | 0.98277 | 1.0158 | 0.98486 | 0.99233
| 61.625 | 0.98277 | 1.002 | 0.98486 | 0.98864 | 61.625 | 0.98277 | 1.002 | 0.98486 | 0.98864 | 61.625 | 0.98277 | 1.0158 | 0.98486 | 0.99233
| 61.6667 | 0.98277 | 1.002 | 0.98486 | 0.98864 | 61.6667 | 0.98277 | 1.002 | 0.98486 | 0.98864 | 61.6667 | 0.98277 | 1.0158 | 0.98486 | 0.99233
| 61.7083 | 0.98277 | 1.002 | 0.98486 | 0.98864 | 61.7083 | 0.98277 | 1.002 | 0.98486 | 0.98864 | 61.7083 | 0.98277 | 1.0158 | 0.98486 | 0.99233
| 61.75 | 0.98277 | 1.002 | 0.98486 | 0.98864 | 61.75 | 0.98277 | 1.002 | 0.98486 | 0.98864 | 61.75 | 0.98277 | 1.0158 | 0.98486 | 0.99233
| 61.7917 | 0.98277 | 1.002 | 0.98486 | 0.98864 | 61.7917 | 0.98277 | 1.002 | 0.98486 | 0.98864 | 61.7917 | 0.98277 | 1.0158 | 0.98486 | 0.99233
| 61.8333 | 0.98277 | 1.002 | 0.98486 | 0.98864 | 61.8333 | 0.98277 | 1.002 | 0.98486 | 0.98864 | 61.8333 | 0.98277 | 1.0158 | 0.98486 | 0.99233
| 61.875 | 0.98277 | 1.002 | 0.98486 | 0.98864 | 61.875 | 0.98277 | 1.002 | 0.98486 | 0.98864 | 61.875 | 0.98277 | 1.0158 | 0.98486 | 0.99233
| 61.9167 | 0.98277 | 1.002 | 0.98486 | 0.98864 | 61.9167 | 0.98277 | 1.002 | 0.98486 | 0.98864 | 61.9167 | 0.98277 | 1.0158 | 0.98486 | 0.99233
| 61.9583 | 0.98277 | 1.002 | 0.98486 | 0.98864 | 61.9583 | 0.98277 | 1.002 | 0.98486 | 0.98864 | 61.9583 | 0.98277 | 1.0089 | 0.98486 | 0.99049
| 62 | 0.98277 | 1.002 | 0.98486 | 0.98864 | 62 | 0.98277 | 1.002 | 0.98486 | 0.98864 | 62 | 0.98277 | 1.002 | 0.98486 | 0.98864
| 62.0417 | 0.98277 | 1.002 | 0.98486 | 0.98864 | 62.0417 | 0.98277 | 1.002 | 0.98486 | 0.98864 | 62.0417 | 0.98277 | 1.002 | 0.98486 | 0.98864
| 62.0833 | 0.98277 | 1.002 | 0.98486 | 0.98864 | 62.0833 | 0.98277 | 1.002 | 0.98486 | 0.98864 | 62.0833 | 0.98277 | 1.002 | 0.98486 | 0.98864
| 62.125 | 0.98277 | 1.002 | 0.98486 | 0.98864 | 62.125 | 0.98277 | 1.002 | 0.98486 | 0.98864 | 62.125 | 0.98277 | 1.002 | 0.98486 | 0.98864
| 62.1667 | 0.98277 | 1.002 | 0.98486 | 0.98864 | 62.1667 | 0.98277 | 1.002 | 0.98486 | 0.98864 | 62.1667 | 0.98277 | 1.002 | 0.98486 | 0.98864
| 62.2083 | 0.98277 | 1.002 | 0.98486 | 0.98864 | 62.2083 | 0.98277 | 1.002 | 0.98486 | 0.98864 | 62.2083 | 0.98277 | 1.002 | 0.98486 | 0.98864
| 62.25 | 0.98277 | 1.002 | 0.98486 | 0.98864 | 62.25 | 0.98277 | 1.002 | 0.98486 | 0.98864 | 62.25 | 0.98277 | 1.002 | 0.98486 | 0.98864
| 62.2917 | 0.98277 | 1.002 | 0.98486 | 0.98864 | 62.2917 | 0.98277 | 1.002 | 0.98486 | 0.98864 | 62.2917 | 0.98277 | 1.002 | 0.98486 | 0.98864
| 62.3333 | 0.98277 | 1.002 | 0.98486 | 0.98864 | 62.3333 | 0.98277 | 1.002 | 0.98486 | 0.98864 | 62.3333 | 0.98277 | 1.002 | 0.98486 | 0.98864
| 62.375 | 0.98277 | 1.002 | 0.98486 | 0.98864 | 62.375 | 0.98277 | 1.002 | 0.98486 | 0.98864 | 62.375 | 0.98277 | 1.002 | 0.98486 | 0.98864
| 62.4167 | 0.98277 | 1.002 | 0.98486 | 0.98864 | 62.4167 | 0.98277 | 1.002 | 0.98486 | 0.98864 | 62.4167 | 0.98277 | 1.002 | 0.98486 | 0.98864
| 62.4583 | 0.98277 | 1.002 | 0.98486 | 0.98864 | 62.4583 | 0.98277 | 1.002 | 0.98486 | 0.98864 | 62.4583 | 0.98277 | 1.002 | 0.98486 | 0.98864
| 62.5 | 0.98277 | 1.002 | 0.98486 | 0.98864 | 62.5 | 0.98277 | 1.002 | 0.98486 | 0.98864 | 62.5 | 0.98277 | 1.002 | 0.98486 | 0.98864
| 62.5417 | 0.98277 | 1.002 | 0.98486 | 0.98864 | 62.5417 | 0.98277 | 1.002 | 0.98486 | 0.98864 | 62.5417 | 0.98277 | 1.002 | 0.98486 | 0.98864
| 62.5833 | 0.98277 | 1.002 | 0.98486 | 0.98864 | 62.5833 | 0.98277 | 1.002 | 0.98486 | 0.98864 | 62.5833 | 0.98277 | 1.002 | 0.98486 | 0.98864
| 62.625 | 0.98277 | 1.002 | 0.98486 | 0.98864 | 62.625 | 0.98277 | 1.002 | 0.98486 | 0.98864 | 62.625 | 0.98277 | 1.002 | 0.98486 | 0.98864
| 62.6667 | 0.98277 | 1.002 | 0.98486 | 0.98864 | 62.6667 | 0.98277 | 1.002 | 0.98486 | 0.98864 | 62.6667 | 0.98277 | 1.002 | 0.98486 | 0.98864
| 62.7083 | 0.98277 | 1.002 | 0.98486 | 0.98864 | 62.7083 | 0.98277 | 1.002 | 0.98486 | 0.98864 | 62.7083 | 0.98277 | 1.002 | 0.98486 | 0.98864
| 62.75 | 0.98277 | 1.002 | 0.98486 | 0.98864 | 62.75 | 0.98277 | 1.002 | 0.98486 | 0.98864 | 62.75 | 0.98277 | 1.002 | 0.98486 | 0.98864
| 62.7917 | 0.98277 | 1.002 | 0.98486 | 0.98864 | 62.7917 | 0.98277 | 1.002 | 0.98486 | 0.98864 | 62.7917 | 0.98277 | 1.002 | 0.98488 | 0.98865
| 62.8333 | 0.98277 | 1.002 | 0.98486 | 0.98864 | 62.8333 | 0.98277 | 1.002 | 0.98486 | 0.98864 | 62.8333 | 0.98277 | 1.002 | 0.98488 | 0.98865
| 62.875 | 0.98277 | 1.002 | 0.98486 | 0.98864 | 62.875 | 0.98277 | 1.002 | 0.98486 | 0.98864 | 62.875 | 0.98277 | 1.002 | 0.98488 | 0.98865
| 62.9167 | 0.98277 | 1.002 | 0.98486 | 0.98864 | 62.9167 | 0.98277 | 1.002 | 0.98486 | 0.98864 | 62.9167 | 0.98277 | 1.002 | 0.98488 | 0.98865
| 62.9583 | 0.98277 | 1.002 | 0.98486 | 0.98864 | 62.9583 | 0.98277 | 1.002 | 0.98486 | 0.98864 | 62.9583 | 0.98277 | 1.002 | 0.98488 | 0.98865
| 63 | 0.98277 | 1.002 | 0.98486 | 0.98864 | 63 | 0.98277 | 1.002 | 0.98486 | 0.98864 | 63 | 0.98277 | 1.002 | 0.98488 | 0.98865
| 63.0417 | 0.98277 | 1.002 | 0.98486 | 0.98864 | 63.0417 | 0.98277 | 1.002 | 0.98486 | 0.98864 | 63.0417 | 0.98277 | 1.002 | 0.98488 | 0.98865
| 63.0833 | 0.98277 | 1.002 | 0.98486 | 0.98864 | 63.0833 | 0.98277 | 1.002 | 0.98486 | 0.98864 | 63.0833 | 0.98277 | 1.002 | 0.98488 | 0.98865
| 63.125 | 0.98277 | 1.002 | 0.98486 | 0.98864 | 63.125 | 0.98277 | 1.002 | 0.98486 | 0.98864 | 63.125 | 0.98277 | 1.002 | 0.98488 | 0.98865
| 63.1667 | 0.98277 | 1.002 | 0.98486 | 0.98864 | 63.1667 | 0.98277 | 1.002 | 0.98486 | 0.98864 | 63.1667 | 0.98277 | 1.002 | 0.98488 | 0.98865
| 63.2083 | 0.98277 | 1.002 | 0.98486 | 0.98864 | 63.2083 | 0.98277 | 1.002 | 0.98486 | 0.98864 | 63.2083 | 0.98277 | 1.002 | 0.98488 | 0.98865
| 63.25 | 0.98277 | 1.002 | 0.98486 | 0.98864 | 63.25 | 0.98277 | 1.002 | 0.98486 | 0.98864 | 63.25 | 0.98277 | 1.002 | 0.98488 | 0.98865
| 63.2917 | 0.98277 | 1.002 | 0.98486 | 0.98864 | 63.2917 | 0.98277 | 1.002 | 0.98486 | 0.98864 | 63.2917 | 0.98277 | 1.002 | 0.98488 | 0.98865
| 63.3333 | 0.98277 | 1.002 | 0.98486 | 0.98864 | 63.3333 | 0.98277 | 1.002 | 0.98486 | 0.98864 | 63.3333 | 0.98277 | 1.002 | 0.98488 | 0.98865
| 63.375 | 0.98277 | 1.002 | 0.98486 | 0.98864 | 63.375 | 0.98277 | 1.002 | 0.98486 | 0.98864 | 63.375 | 0.98277 | 1.002 | 0.98488 | 0.98865
| 63.4167 | 0.98277 | 1.002 | 0.98486 | 0.98864 | 63.4167 | 0.98277 | 1.002 | 0.98486 | 0.98864 | 63.4167 | 0.98277 | 1.002 | 0.98488 | 0.98865
| 63.4583 | 0.98277 | 1.002 | 0.98486 | 0.98864 | 63.4583 | 0.98277 | 1.002 | 0.98486 | 0.98864 | 63.4583 | 0.98277 | 1.002 | 0.98488 | 0.98865
| 63.5 | 0.98277 | 1.002 | 0.98486 | 0.98864 | 63.5 | 0.98277 | 1.002 | 0.98486 | 0.98864 | 63.5 | 0.98277 | 1.002 | 0.98488 | 0.98865
| 63.5417 | 0.98277 | 1.002 | 0.98486 | 0.98864 | 63.5417 | 0.98277 | 1.002 | 0.98486 | 0.98864 | 63.5417 | 0.98277 | 1.002 | 0.98488 | 0.98865
| 63.5833 | 0.98277 | 1.002 | 0.98486 | 0.98864 | 63.5833 | 0.98277 | 1.002 | 0.98486 | 0.98864 | 63.5833 | 0.98277 | 1.002 | 0.98488 | 0.98865
| 63.625 | 0.98277 | 1.002 | 0.98486 | 0.98864 | 63.625 | 0.98277 | 1.002 | 0.98486 | 0.98864 | 63.625 | 0.98277 | 1.002 | 0.98488 | 0.98865
| 63.6667 | 0.98277 | 1.002 | 0.98486 | 0.98864 | 63.6667 | 0.98277 | 1.002 | 0.98486 | 0.98864 | 63.6667 | 0.98277 | 1.002 | 0.98488 | 0.98865
| 63.7083 | 0.98277 | 1.002 | 0.98486 | 0.98864 | 63.7083 | 0.98277 | 1.002 | 0.98486 | 0.98864 | 63.7083 | 0.98277 | 1.002 | 0.98488 | 0.98865
| 63.75 | 0.98277 | 1.002 | 0.98486 | 0.98864 | 63.75 | 0.98277 | 1.002 | 0.98486 | 0.98864 | 63.75 | 0.98277 | 1.002 | 0.98488 | 0.98865
| 63.7917 | 0.98277 | 1.002 | 0.98486 | 0.98864 | 63.7917 | 0.98277 | 1.002 | 0.98486 | 0.98864 | 63.7917 | 0.98277 | 1.002 | 0.98486 | 0.98864
| 63.8333 | 0.98277 | 1.002 | 0.98486 | 0.98864 | 63.8333 | 0.98277 | 1.002 | 0.98486 | 0.98864 | 63.8333 | 0.98277 | 1.002 | 0.98486 | 0.98864
| 63.875 | 0.98277 | 1.002 | 0.98486 | 0.98864 | 63.875 | 0.98277 | 1.002 | 0.98486 | 0.98864 | 63.875 | 0.98277 | 1.002 | 0.98486 | 0.98864
| 63.9167 | 0.98277 | 1.0089 | 0.98486 | 0.99049 | 63.9167 | 0.98277 | 1.0149 | 0.98486 | 0.99209 | 63.9167 | 0.98277 | 1.002 | 0.98486 | 0.98864
| 63.9583 | 0.98277 | 1.0089 | 0.98486 | 0.99049 | 63.9583 | 0.98277 | 1.0149 | 0.98486 | 0.99209 | 63.9583 | 0.98277 | 1.002 | 0.98486 | 0.98864
| 64 | 0.98277 | 1.0089 | 0.98486 | 0.99049 | 64 | 0.98277 | 1.0149 | 0.98486 | 0.99209 | 64 | 0.98277 | 1.002 | 0.98486 | 0.98864
| 64.0417 | 0.98277 | 1.0089 | 0.98486 | 0.99049 | 64.0417 | 0.98277 | 1.0149 | 0.98486 | 0.99209 | 64.0417 | 0.98277 | 1.002 | 0.98486 | 0.98864
| 64.0833 | 0.98277 | 1.0089 | 0.98486 | 0.99049 | 64.0833 | 0.98277 | 1.0149 | 0.98486 | 0.99209 | 64.0833 | 0.98277 | 1.002 | 0.98486 | 0.98864
| 64.125 | 0.98277 | 1.0089 | 0.98486 | 0.99049 | 64.125 | 0.98277 | 1.0149 | 0.98486 | 0.99209 | 64.125 | 0.98277 | 1.002 | 0.98486 | 0.98864
| 64.1667 | 0.98277 | 1.0089 | 0.98486 | 0.99049 | 64.1667 | 0.98277 | 1.0149 | 0.98486 | 0.99209 | 64.1667 | 0.98277 | 1.002 | 0.98486 | 0.98864
| 64.2083 | 0.98277 | 1.0089 | 0.98486 | 0.99049 | 64.2083 | 0.98277 | 1.0149 | 0.98486 | 0.99209 | 64.2083 | 0.98277 | 1.002 | 0.98486 | 0.98864
| 64.25 | 0.98277 | 1.0089 | 0.98486 | 0.99049 | 64.25 | 0.98277 | 1.0149 | 0.98486 | 0.99209 | 64.25 | 0.98277 | 1.002 | 0.98486 | 0.98864
| 64.2917 | 0.98277 | 1.0089 | 0.98486 | 0.99049 | 64.2917 | 0.98277 | 1.0149 | 0.98486 | 0.99209 | 64.2917 | 0.98277 | 1.002 | 0.98486 | 0.98864
| 64.3333 | 0.98277 | 1.0089 | 0.98486 | 0.99049 | 64.3333 | 0.98277 | 1.0149 | 0.98486 | 0.99209 | 64.3333 | 0.98277 | 1.002 | 0.98486 | 0.98864
| 64.375 | 0.98277 | 1.0089 | 0.98486 | 0.99049 | 64.375 | 0.98277 | 1.0149 | 0.98486 | 0.99209 | 64.375 | 0.98277 | 1.002 | 0.98486 | 0.98864
| 64.4167 | 0.98277 | 1.0089 | 0.98486 | 0.99049 | 64.4167 | 0.98277 | 1.0149 | 0.98486 | 0.99209 | 64.4167 | 0.98277 | 1.002 | 0.98486 | 0.98864
| 64.4583 | 0.98277 | 1.0089 | 0.98486 | 0.99049 | 64.4583 | 0.98277 | 1.0149 | 0.98486 | 0.99209 | 64.4583 | 0.98277 | 1.002 | 0.98486 | 0.98864
| 64.5 | 0.98277 | 1.0089 | 0.98486 | 0.99049 | 64.5 | 0.98277 | 1.0149 | 0.98486 | 0.99209 | 64.5 | 0.98277 | 1.002 | 0.98486 | 0.98864
| 64.5417 | 0.98277 | 1.0089 | 0.98486 | 0.99049 | 64.5417 | 0.98277 | 1.0149 | 0.98486 | 0.99209 | 64.5417 | 0.98277 | 1.002 | 0.98486 | 0.98864
| 64.5833 | 0.98277 | 1.0089 | 0.98486 | 0.99049 | 64.5833 | 0.98277 | 1.0149 | 0.98486 | 0.99209 | 64.5833 | 0.98277 | 1.002 | 0.98486 | 0.98864
| 64.625 | 0.98277 | 1.0089 | 0.98486 | 0.99049 | 64.625 | 0.98277 | 1.0149 | 0.98486 | 0.99209 | 64.625 | 0.98277 | 1.002 | 0.98486 | 0.98864
| 64.6667 | 0.98277 | 1.0089 | 0.98486 | 0.99049 | 64.6667 | 0.98277 | 1.0149 | 0.98486 | 0.99209 | 64.6667 | 0.98277 | 1.002 | 0.98486 | 0.98864
| 64.7083 | 0.98277 | 1.0089 | 0.98486 | 0.99049 | 64.7083 | 0.98277 | 1.0149 | 0.98486 | 0.99209 | 64.7083 | 0.98277 | 1.002 | 0.98486 | 0.98865
| 64.75 | 0.98277 | 1.0089 | 0.98486 | 0.99049 | 64.75 | 0.98277 | 1.0149 | 0.98486 | 0.99209 | 64.75 | 0.98277 | 1.002 | 0.98486 | 0.98865
| 64.7917 | 0.98277 | 1.0089 | 0.98486 | 0.99049 | 64.7917 | 0.98277 | 1.0149 | 0.98486 | 0.99209 | 64.7917 | 0.98277 | 1.002 | 0.98486 | 0.98865
| 64.8333 | 0.98277 | 1.0089 | 0.98486 | 0.99049 | 64.8333 | 0.98277 | 1.0149 | 0.98486 | 0.99209 | 64.8333 | 0.98277 | 1.002 | 0.98486 | 0.98865
| 64.875 | 0.98277 | 1.0089 | 0.98486 | 0.99049 | 64.875 | 0.98277 | 1.0149 | 0.98486 | 0.99209 | 64.875 | 0.98277 | 1.002 | 0.98486 | 0.98865
| 64.9167 | 0.98277 | 1.002 | 0.98486 | 0.98864 | 64.9167 | 0.98277 | 1.002 | 0.98486 | 0.98864 | 64.9167 | 0.98277 | 1.002 | 0.98486 | 0.98865
| 64.9583 | 0.98277 | 1.002 | 0.98486 | 0.98864 | 64.9583 | 0.98277 | 1.002 | 0.98486 | 0.98864 | 64.9583 | 0.98277 | 1.002 | 0.98486 | 0.98865
| 65 | 0.98277 | 1.002 | 0.98486 | 0.98864 | 65 | 0.98277 | 1.002 | 0.98486 | 0.98864 | 65 | 0.98277 | 1.002 | 0.98486 | 0.98865
| 65.0417 | 0.98277 | 1.002 | 0.98486 | 0.98864 | 65.0417 | 0.98277 | 1.002 | 0.98486 | 0.98864 | 65.0417 | 0.98277 | 1.002 | 0.98486 | 0.98865
| 65.0833 | 0.98277 | 1.002 | 0.98486 | 0.98864 | 65.0833 | 0.98277 | 1.002 | 0.98486 | 0.98864 | 65.0833 | 0.98277 | 1.002 | 0.98486 | 0.98865
| 65.125 | 0.98277 | 1.002 | 0.98486 | 0.98864 | 65.125 | 0.98277 | 1.002 | 0.98486 | 0.98864 | 65.125 | 0.98277 | 1.002 | 0.98486 | 0.98865
| 65.1667 | 0.98277 | 1.002 | 0.98486 | 0.98864 | 65.1667 | 0.98277 | 1.002 | 0.98486 | 0.98864 | 65.1667 | 0.98277 | 1.002 | 0.98486 | 0.98865
| 65.2083 | 0.98277 | 1.002 | 0.98486 | 0.98864 | 65.2083 | 0.98277 | 1.002 | 0.98486 | 0.98864 | 65.2083 | 0.98277 | 1.002 | 0.98486 | 0.98865
| 65.25 | 0.98277 | 1.002 | 0.98486 | 0.98864 | 65.25 | 0.98277 | 1.002 | 0.98486 | 0.98864 | 65.25 | 0.98277 | 1.002 | 0.98486 | 0.98865
| 65.2917 | 0.98277 | 1.002 | 0.98486 | 0.98864 | 65.2917 | 0.98277 | 1.002 | 0.98486 | 0.98864 | 65.2917 | 0.98277 | 1.002 | 0.98486 | 0.98865
| 65.3333 | 0.98277 | 1.002 | 0.98486 | 0.98864 | 65.3333 | 0.98277 | 1.002 | 0.98486 | 0.98864 | 65.3333 | 0.98277 | 1.002 | 0.98486 | 0.98865
| 65.375 | 0.98277 | 1.002 | 0.98486 | 0.98864 | 65.375 | 0.98277 | 1.002 | 0.98486 | 0.98864 | 65.375 | 0.98277 | 1.002 | 0.98486 | 0.98865
| 65.4167 | 0.98277 | 1.002 | 0.98486 | 0.98864 | 65.4167 | 0.98277 | 1.002 | 0.98486 | 0.98864 | 65.4167 | 0.98277 | 1.002 | 0.98486 | 0.98865
| 65.4583 | 0.98277 | 1.002 | 0.98486 | 0.98864 | 65.4583 | 0.98277 | 1.002 | 0.98486 | 0.98864 | 65.4583 | 0.98277 | 1.002 | 0.98486 | 0.98865
| 65.5 | 0.98277 | 1.002 | 0.98486 | 0.98864 | 65.5 | 0.98277 | 1.002 | 0.98486 | 0.98864 | 65.5 | 0.98277 | 1.002 | 0.98486 | 0.98865
| 65.5417 | 0.98277 | 1.002 | 0.98486 | 0.98864 | 65.5417 | 0.98277 | 1.002 | 0.98486 | 0.98864 | 65.5417 | 0.98277 | 1.002 | 0.98486 | 0.98865
| 65.5833 | 0.98277 | 1.002 | 0.98486 | 0.98864 | 65.5833 | 0.98277 | 1.002 | 0.98486 | 0.98864 | 65.5833 | 0.98277 | 1.002 | 0.98486 | 0.98865
| 65.625 | 0.98277 | 1.002 | 0.98486 | 0.98864 | 65.625 | 0.98277 | 1.002 | 0.98486 | 0.98864 | 65.625 | 0.98277 | 1.002 | 0.98486 | 0.98865
| 65.6667 | 0.98277 | 1.002 | 0.98486 | 0.98864 | 65.6667 | 0.98277 | 1.002 | 0.98486 | 0.98864 | 65.6667 | 0.98277 | 1.002 | 0.98486 | 0.98865
| 65.7083 | 0.98277 | 1.002 | 0.98486 | 0.98864 | 65.7083 | 0.98277 | 1.002 | 0.98486 | 0.98864 | 65.7083 | 0.98277 | 1.002 | 0.98486 | 0.98864
| 65.75 | 0.98277 | 1.002 | 0.98486 | 0.98864 | 65.75 | 0.98277 | 1.002 | 0.98486 | 0.98864 | 65.75 | 0.98277 | 1.002 | 0.98486 | 0.98864
| 65.7917 | 0.98277 | 1.002 | 0.98488 | 0.98865 | 65.7917 | 0.98277 | 1.002 | 0.98488 | 0.98865 | 65.7917 | 0.98277 | 1.002 | 0.98486 | 0.98864
| 65.8333 | 0.98277 | 1.002 | 0.98488 | 0.98865 | 65.8333 | 0.98277 | 1.002 | 0.98488 | 0.98865 | 65.8333 | 0.98277 | 1.002 | 0.98486 | 0.98864
| 65.875 | 0.98277 | 1.002 | 0.98488 | 0.98865 | 65.875 | 0.98277 | 1.002 | 0.98488 | 0.98865 | 65.875 | 0.98277 | 1.002 | 0.98486 | 0.98864
| 65.9167 | 0.98277 | 1.002 | 0.98488 | 0.98865 | 65.9167 | 0.98277 | 1.002 | 0.98488 | 0.98865 | 65.9167 | 0.98277 | 1.002 | 0.98486 | 0.98864
| 65.9583 | 0.98277 | 1.002 | 0.98488 | 0.98865 | 65.9583 | 0.98277 | 1.002 | 0.98488 | 0.98865 | 65.9583 | 0.98277 | 1.002 | 0.98486 | 0.98864
| 66 | 0.98277 | 1.002 | 0.98488 | 0.98865 | 66 | 0.98277 | 1.002 | 0.98488 | 0.98865 | 66 | 0.98277 | 1.002 | 0.98486 | 0.98864
| 66.0417 | 0.98277 | 1.002 | 0.98488 | 0.98865 | 66.0417 | 0.98277 | 1.002 | 0.98488 | 0.98865 | 66.0417 | 0.98277 | 1.002 | 0.98486 | 0.98864
| 66.0833 | 0.98277 | 1.002 | 0.98488 | 0.98865 | 66.0833 | 0.98277 | 1.002 | 0.98488 | 0.98865 | 66.0833 | 0.98277 | 1.002 | 0.98486 | 0.98864
| 66.125 | 0.98277 | 1.002 | 0.98488 | 0.98865 | 66.125 | 0.98277 | 1.002 | 0.98488 | 0.98865 | 66.125 | 0.98277 | 1.002 | 0.98486 | 0.98864
| 66.1667 | 0.98277 | 1.002 | 0.98488 | 0.98865 | 66.1667 | 0.98277 | 1.002 | 0.98488 | 0.98865 | 66.1667 | 0.98277 | 1.002 | 0.98486 | 0.98864
| 66.2083 | 0.98277 | 1.002 | 0.98488 | 0.98865 | 66.2083 | 0.98277 | 1.002 | 0.98488 | 0.98865 | 66.2083 | 0.98277 | 1.002 | 0.98486 | 0.98864
| 66.25 | 0.98277 | 1.002 | 0.98488 | 0.98865 | 66.25 | 0.98277 | 1.002 | 0.98488 | 0.98865 | 66.25 | 0.98277 | 1.002 | 0.98486 | 0.98864
| 66.2917 | 0.98277 | 1.002 | 0.98488 | 0.98865 | 66.2917 | 0.98277 | 1.002 | 0.98488 | 0.98865 | 66.2917 | 0.98277 | 1.002 | 0.98486 | 0.98864
| 66.3333 | 0.98277 | 1.002 | 0.98488 | 0.98865 | 66.3333 | 0.98277 | 1.002 | 0.98488 | 0.98865 | 66.3333 | 0.98277 | 1.002 | 0.98486 | 0.98864
| 66.375 | 0.98277 | 1.002 | 0.98488 | 0.98865 | 66.375 | 0.98277 | 1.002 | 0.98488 | 0.98865 | 66.375 | 0.98277 | 1.002 | 0.98486 | 0.98864
| 66.4167 | 0.98277 | 1.002 | 0.98488 | 0.98865 | 66.4167 | 0.98277 | 1.002 | 0.98488 | 0.98865 | 66.4167 | 0.98277 | 1.002 | 0.98486 | 0.98864
| 66.4583 | 0.98277 | 1.002 | 0.98488 | 0.98865 | 66.4583 | 0.98277 | 1.002 | 0.98488 | 0.98865 | 66.4583 | 0.98277 | 1.002 | 0.98486 | 0.98864
| 66.5 | 0.98277 | 1.002 | 0.98488 | 0.98865 | 66.5 | 0.98277 | 1.002 | 0.98488 | 0.98865 | 66.5 | 0.98277 | 1.002 | 0.98486 | 0.98864
| 66.5417 | 0.98277 | 1.002 | 0.98488 | 0.98865 | 66.5417 | 0.98277 | 1.002 | 0.98488 | 0.98865 | 66.5417 | 0.98277 | 1.002 | 0.98486 | 0.98864
| 66.5833 | 0.98277 | 1.002 | 0.98488 | 0.98865 | 66.5833 | 0.98277 | 1.002 | 0.98488 | 0.98865 | 66.5833 | 0.98277 | 1.002 | 0.98486 | 0.98864
| 66.625 | 0.98277 | 1.002 | 0.98488 | 0.98865 | 66.625 | 0.98277 | 1.002 | 0.98488 | 0.98865 | 66.625 | 0.98277 | 1.002 | 0.98486 | 0.98864
| 66.6667 | 0.98277 | 1.002 | 0.98488 | 0.98865 | 66.6667 | 0.98277 | 1.002 | 0.98488 | 0.98865 | 66.6667 | 0.98277 | 1.002 | 0.98486 | 0.98864
| 66.7083 | 0.98277 | 1.002 | 0.98488 | 0.98865 | 66.7083 | 0.98277 | 1.002 | 0.98488 | 0.98865 | 66.7083 | 0.98277 | 1.002 | 0.98486 | 0.98865
| 66.75 | 0.98277 | 1.002 | 0.98488 | 0.98865 | 66.75 | 0.98277 | 1.002 | 0.98488 | 0.98865 | 66.75 | 0.98277 | 1.002 | 0.98486 | 0.98865
| 66.7917 | 0.98277 | 1.002 | 0.98486 | 0.98864 | 66.7917 | 0.98277 | 1.002 | 0.98486 | 0.98864 | 66.7917 | 0.98277 | 1.002 | 0.98486 | 0.98865
| 66.8333 | 0.98277 | 1.002 | 0.98486 | 0.98864 | 66.8333 | 0.98277 | 1.002 | 0.98486 | 0.98864 | 66.8333 | 0.98277 | 1.002 | 0.98486 | 0.98865
| 66.875 | 0.98277 | 1.002 | 0.98486 | 0.98864 | 66.875 | 0.98277 | 1.002 | 0.98486 | 0.98864 | 66.875 | 0.98277 | 1.002 | 0.98486 | 0.98865
| 66.9167 | 0.98277 | 1.002 | 0.98486 | 0.98864 | 66.9167 | 0.98277 | 1.002 | 0.98486 | 0.98864 | 66.9167 | 0.98277 | 1.002 | 0.98486 | 0.98865
| 66.9583 | 0.98277 | 1.002 | 0.98486 | 0.98864 | 66.9583 | 0.98277 | 1.002 | 0.98486 | 0.98864 | 66.9583 | 0.98277 | 1.002 | 0.98486 | 0.98865
| 67 | 0.98277 | 1.002 | 0.98486 | 0.98864 | 67 | 0.98277 | 1.002 | 0.98486 | 0.98864 | 67 | 0.98277 | 1.002 | 0.98486 | 0.98865
| 67.0417 | 0.98277 | 1.002 | 0.98486 | 0.98864 | 67.0417 | 0.98277 | 1.002 | 0.98486 | 0.98864 | 67.0417 | 0.98277 | 1.002 | 0.98486 | 0.98865
| 67.0833 | 0.98277 | 1.002 | 0.98486 | 0.98864 | 67.0833 | 0.98277 | 1.002 | 0.98486 | 0.98864 | 67.0833 | 0.98277 | 1.002 | 0.98486 | 0.98865
| 67.125 | 0.98277 | 1.002 | 0.98486 | 0.98864 | 67.125 | 0.98277 | 1.002 | 0.98486 | 0.98864 | 67.125 | 0.98277 | 1.002 | 0.98486 | 0.98865
| 67.1667 | 0.98277 | 1.002 | 0.98486 | 0.98864 | 67.1667 | 0.98277 | 1.002 | 0.98486 | 0.98864 | 67.1667 | 0.98277 | 1.002 | 0.98486 | 0.98865
| 67.2083 | 0.98277 | 1.002 | 0.98486 | 0.98864 | 67.2083 | 0.98277 | 1.002 | 0.98486 | 0.98864 | 67.2083 | 0.98277 | 1.002 | 0.98486 | 0.98865
| 67.25 | 0.98277 | 1.002 | 0.98486 | 0.98864 | 67.25 | 0.98277 | 1.002 | 0.98486 | 0.98864 | 67.25 | 0.98277 | 1.002 | 0.98486 | 0.98865
| 67.2917 | 0.98277 | 1.002 | 0.98486 | 0.98864 | 67.2917 | 0.98277 | 1.002 | 0.98486 | 0.98864 | 67.2917 | 0.98277 | 1.002 | 0.98486 | 0.98865
| 67.3333 | 0.98277 | 1.002 | 0.98486 | 0.98864 | 67.3333 | 0.98277 | 1.002 | 0.98486 | 0.98864 | 67.3333 | 0.98277 | 1.002 | 0.98486 | 0.98865
| 67.375 | 0.98277 | 1.002 | 0.98486 | 0.98864 | 67.375 | 0.98277 | 1.002 | 0.98486 | 0.98864 | 67.375 | 0.98277 | 1.002 | 0.98486 | 0.98865
| 67.4167 | 0.98277 | 1.002 | 0.98486 | 0.98864 | 67.4167 | 0.98277 | 1.002 | 0.98486 | 0.98864 | 67.4167 | 0.98277 | 1.002 | 0.98486 | 0.98865
| 67.4583 | 0.98277 | 1.002 | 0.98486 | 0.98864 | 67.4583 | 0.98277 | 1.002 | 0.98486 | 0.98864 | 67.4583 | 0.98277 | 1.002 | 0.98486 | 0.98865
| 67.5 | 0.98277 | 1.002 | 0.98486 | 0.98864 | 67.5 | 0.98277 | 1.002 | 0.98486 | 0.98864 | 67.5 | 0.98277 | 1.002 | 0.98486 | 0.98865
| 67.5417 | 0.98277 | 1.002 | 0.98486 | 0.98864 | 67.5417 | 0.98277 | 1.002 | 0.98486 | 0.98864 | 67.5417 | 0.98277 | 1.002 | 0.98486 | 0.98865
| 67.5833 | 0.98277 | 1.002 | 0.98486 | 0.98864 | 67.5833 | 0.98277 | 1.002 | 0.98486 | 0.98864 | 67.5833 | 0.98277 | 1.002 | 0.98486 | 0.98865
| 67.625 | 0.98277 | 1.002 | 0.98486 | 0.98864 | 67.625 | 0.98277 | 1.002 | 0.98486 | 0.98864 | 67.625 | 0.98277 | 1.002 | 0.98486 | 0.98865
| 67.6667 | 0.98277 | 1.002 | 0.98486 | 0.98864 | 67.6667 | 0.98277 | 1.002 | 0.98486 | 0.98864 | 67.6667 | 0.98277 | 1.002 | 0.98486 | 0.98865
| 67.7083 | 0.98277 | 1.002 | 0.98486 | 0.98865 | 67.7083 | 0.98277 | 1.002 | 0.98486 | 0.98865 | 67.7083 | 0.98277 | 1.002 | 0.98486 | 0.98864
| 67.75 | 0.98277 | 1.002 | 0.98486 | 0.98865 | 67.75 | 0.98277 | 1.002 | 0.98486 | 0.98865 | 67.75 | 0.98277 | 1.002 | 0.98486 | 0.98864
| 67.7917 | 0.98277 | 1.002 | 0.98486 | 0.98865 | 67.7917 | 0.98277 | 1.002 | 0.98486 | 0.98865 | 67.7917 | 0.98277 | 1.002 | 0.98486 | 0.98864
| 67.8333 | 0.98277 | 1.002 | 0.98486 | 0.98865 | 67.8333 | 0.98277 | 1.002 | 0.98486 | 0.98865 | 67.8333 | 0.98277 | 1.002 | 0.98486 | 0.98864
| 67.875 | 0.98277 | 1.002 | 0.98486 | 0.98865 | 67.875 | 0.98277 | 1.002 | 0.98486 | 0.98865 | 67.875 | 0.98277 | 1.002 | 0.98486 | 0.98864
| 67.9167 | 0.98277 | 1.002 | 0.98486 | 0.98865 | 67.9167 | 0.98277 | 1.002 | 0.98486 | 0.98865 | 67.9167 | 0.98277 | 1.002 | 0.98486 | 0.98864
| 67.9583 | 0.98277 | 1.002 | 0.98486 | 0.98865 | 67.9583 | 0.98277 | 1.002 | 0.98486 | 0.98865 | 67.9583 | 0.98277 | 1.002 | 0.98486 | 0.98864
| 68 | 0.98277 | 1.002 | 0.98486 | 0.98865 | 68 | 0.98277 | 1.002 | 0.98486 | 0.98865 | 68 | 0.98277 | 1.002 | 0.98486 | 0.98864
| 68.0417 | 0.98277 | 1.002 | 0.98486 | 0.98865 | 68.0417 | 0.98277 | 1.002 | 0.98486 | 0.98865 | 68.0417 | 0.98277 | 1.002 | 0.98486 | 0.98864
| 68.0833 | 0.98277 | 1.002 | 0.98486 | 0.98865 | 68.0833 | 0.98277 | 1.002 | 0.98486 | 0.98865 | 68.0833 | 0.98277 | 1.002 | 0.98486 | 0.98864
| 68.125 | 0.98277 | 1.002 | 0.98486 | 0.98865 | 68.125 | 0.98277 | 1.002 | 0.98486 | 0.98865 | 68.125 | 0.98277 | 1.002 | 0.98486 | 0.98864
| 68.1667 | 0.98277 | 1.002 | 0.98486 | 0.98865 | 68.1667 | 0.98277 | 1.002 | 0.98486 | 0.98865 | 68.1667 | 0.98277 | 1.002 | 0.98486 | 0.98864
| 68.2083 | 0.98277 | 1.002 | 0.98486 | 0.98865 | 68.2083 | 0.98277 | 1.002 | 0.98486 | 0.98865 | 68.2083 | 0.98277 | 1.002 | 0.98486 | 0.98864
| 68.25 | 0.98277 | 1.002 | 0.98486 | 0.98865 | 68.25 | 0.98277 | 1.002 | 0.98486 | 0.98865 | 68.25 | 0.98277 | 1.002 | 0.98486 | 0.98864
| 68.2917 | 0.98277 | 1.002 | 0.98486 | 0.98865 | 68.2917 | 0.98277 | 1.002 | 0.98486 | 0.98865 | 68.2917 | 0.98277 | 1.002 | 0.98486 | 0.98864
| 68.3333 | 0.98277 | 1.002 | 0.98486 | 0.98865 | 68.3333 | 0.98277 | 1.002 | 0.98486 | 0.98865 | 68.3333 | 0.98277 | 1.002 | 0.98486 | 0.98864
| 68.375 | 0.98277 | 1.002 | 0.98486 | 0.98865 | 68.375 | 0.98277 | 1.002 | 0.98486 | 0.98865 | 68.375 | 0.98277 | 1.002 | 0.98486 | 0.98864
| 68.4167 | 0.98277 | 1.002 | 0.98486 | 0.98865 | 68.4167 | 0.98277 | 1.002 | 0.98486 | 0.98865 | 68.4167 | 0.98277 | 1.002 | 0.98486 | 0.98864
| 68.4583 | 0.98277 | 1.002 | 0.98486 | 0.98865 | 68.4583 | 0.98277 | 1.002 | 0.98486 | 0.98865 | 68.4583 | 0.98277 | 1.002 | 0.98486 | 0.98864
| 68.5 | 0.98277 | 1.002 | 0.98486 | 0.98865 | 68.5 | 0.98277 | 1.002 | 0.98486 | 0.98865 | 68.5 | 0.98277 | 1.002 | 0.98486 | 0.98864
| 68.5417 | 0.98277 | 1.002 | 0.98486 | 0.98865 | 68.5417 | 0.98277 | 1.002 | 0.98486 | 0.98865 | 68.5417 | 0.98277 | 1.002 | 0.98486 | 0.98864
| 68.5833 | 0.98277 | 1.002 | 0.98486 | 0.98865 | 68.5833 | 0.98277 | 1.002 | 0.98486 | 0.98865 | 68.5833 | 0.98277 | 1.002 | 0.98486 | 0.98865
| 68.625 | 0.98277 | 1.002 | 0.98486 | 0.98865 | 68.625 | 0.98277 | 1.002 | 0.98486 | 0.98865 | 68.625 | 0.98277 | 1.002 | 0.98486 | 0.98865
| 68.6667 | 0.98277 | 1.002 | 0.98486 | 0.98865 | 68.6667 | 0.98277 | 1.002 | 0.98486 | 0.98865 | 68.6667 | 0.98277 | 1.002 | 0.98486 | 0.98865
| 68.7083 | 0.98277 | 1.002 | 0.98486 | 0.98864 | 68.7083 | 0.98277 | 1.002 | 0.98486 | 0.98864 | 68.7083 | 0.98277 | 1.002 | 0.98486 | 0.98865
| 68.75 | 0.98277 | 1.002 | 0.98486 | 0.98864 | 68.75 | 0.98277 | 1.002 | 0.98486 | 0.98864 | 68.75 | 0.98277 | 1.002 | 0.98486 | 0.98865
| 68.7917 | 0.98277 | 1.002 | 0.98486 | 0.98864 | 68.7917 | 0.98277 | 1.002 | 0.98486 | 0.98864 | 68.7917 | 0.98277 | 1.002 | 0.98486 | 0.98865
| 68.8333 | 0.98277 | 1.002 | 0.98486 | 0.98864 | 68.8333 | 0.98277 | 1.002 | 0.98486 | 0.98864 | 68.8333 | 0.98277 | 1.002 | 0.98486 | 0.98865
| 68.875 | 0.98277 | 1.002 | 0.98486 | 0.98864 | 68.875 | 0.98277 | 1.002 | 0.98486 | 0.98864 | 68.875 | 0.98277 | 1.002 | 0.98486 | 0.98865
| 68.9167 | 0.98277 | 1.002 | 0.98486 | 0.98864 | 68.9167 | 0.98277 | 1.002 | 0.98486 | 0.98864 | 68.9167 | 0.98277 | 1.002 | 0.98486 | 0.98865
| 68.9583 | 0.98277 | 1.002 | 0.98486 | 0.98864 | 68.9583 | 0.98277 | 1.002 | 0.98486 | 0.98864 | 68.9583 | 0.98277 | 1.002 | 0.98486 | 0.98865
| 69 | 0.98277 | 1.002 | 0.98486 | 0.98864 | 69 | 0.98277 | 1.002 | 0.98486 | 0.98864 | 69 | 0.98277 | 1.002 | 0.98486 | 0.98865
| 69.0417 | 0.98277 | 1.002 | 0.98486 | 0.98864 | 69.0417 | 0.98277 | 1.002 | 0.98486 | 0.98864 | 69.0417 | 0.98277 | 1.002 | 0.98486 | 0.98865
| 69.0833 | 0.98277 | 1.002 | 0.98486 | 0.98864 | 69.0833 | 0.98277 | 1.002 | 0.98486 | 0.98864 | 69.0833 | 0.98277 | 1.002 | 0.98486 | 0.98865
| 69.125 | 0.98277 | 1.002 | 0.98486 | 0.98864 | 69.125 | 0.98277 | 1.002 | 0.98486 | 0.98864 | 69.125 | 0.98277 | 1.002 | 0.98486 | 0.98865
| 69.1667 | 0.98277 | 1.002 | 0.98486 | 0.98864 | 69.1667 | 0.98277 | 1.002 | 0.98486 | 0.98864 | 69.1667 | 0.98277 | 1.002 | 0.98486 | 0.98865
| 69.2083 | 0.98277 | 1.002 | 0.98486 | 0.98864 | 69.2083 | 0.98277 | 1.002 | 0.98486 | 0.98864 | 69.2083 | 0.98277 | 1.002 | 0.98486 | 0.98865
| 69.25 | 0.98277 | 1.002 | 0.98486 | 0.98864 | 69.25 | 0.98277 | 1.002 | 0.98486 | 0.98864 | 69.25 | 0.98277 | 1.002 | 0.98486 | 0.98865
| 69.2917 | 0.98277 | 1.002 | 0.98486 | 0.98864 | 69.2917 | 0.98277 | 1.002 | 0.98486 | 0.98864 | 69.2917 | 0.98277 | 1.002 | 0.98486 | 0.98865
| 69.3333 | 0.98277 | 1.002 | 0.98486 | 0.98864 | 69.3333 | 0.98277 | 1.002 | 0.98486 | 0.98864 | 69.3333 | 0.98277 | 1.002 | 0.98486 | 0.98865
| 69.375 | 0.98277 | 1.002 | 0.98486 | 0.98864 | 69.375 | 0.98277 | 1.002 | 0.98486 | 0.98864 | 69.375 | 0.98277 | 1.002 | 0.98486 | 0.98865
| 69.4167 | 0.98277 | 1.002 | 0.98486 | 0.98864 | 69.4167 | 0.98277 | 1.002 | 0.98486 | 0.98864 | 69.4167 | 0.98277 | 1.002 | 0.98486 | 0.98865
| 69.4583 | 0.98277 | 1.002 | 0.98486 | 0.98864 | 69.4583 | 0.98277 | 1.002 | 0.98486 | 0.98864 | 69.4583 | 0.98277 | 1.002 | 0.98486 | 0.98865
| 69.5 | 0.98277 | 1.002 | 0.98486 | 0.98864 | 69.5 | 0.98277 | 1.002 | 0.98486 | 0.98864 | 69.5 | 0.98277 | 1.002 | 0.98486 | 0.98865
| 69.5417 | 0.98277 | 1.002 | 0.98486 | 0.98864 | 69.5417 | 0.98277 | 1.002 | 0.98486 | 0.98864 | 69.5417 | 0.98277 | 1.002 | 0.98486 | 0.98865
| 69.5833 | 0.98277 | 1.002 | 0.98486 | 0.98864 | 69.5833 | 0.98277 | 1.002 | 0.98486 | 0.98864 | 69.5833 | 0.98277 | 1.002 | 0.98486 | 0.98864
| 69.625 | 0.98277 | 1.002 | 0.98486 | 0.98864 | 69.625 | 0.98277 | 1.002 | 0.98486 | 0.98864 | 69.625 | 0.98277 | 1.002 | 0.98486 | 0.98864
| 69.6667 | 0.98277 | 1.002 | 0.98486 | 0.98864 | 69.6667 | 0.98277 | 1.002 | 0.98486 | 0.98864 | 69.6667 | 0.98277 | 1.002 | 0.98486 | 0.98864
| 69.7083 | 0.98277 | 1.002 | 0.98486 | 0.98864 | 69.7083 | 0.98277 | 1.002 | 0.98486 | 0.98865 | 69.7083 | 0.98277 | 1.002 | 0.98486 | 0.98864
| 69.75 | 0.98277 | 1.002 | 0.98486 | 0.98864 | 69.75 | 0.98277 | 1.002 | 0.98486 | 0.98865 | 69.75 | 0.98277 | 1.002 | 0.98486 | 0.98864
| 69.7917 | 0.98277 | 1.002 | 0.98486 | 0.98864 | 69.7917 | 0.98277 | 1.002 | 0.98486 | 0.98865 | 69.7917 | 0.98277 | 1.002 | 0.98486 | 0.98864
| 69.8333 | 0.98277 | 1.002 | 0.98486 | 0.98864 | 69.8333 | 0.98277 | 1.002 | 0.98486 | 0.98865 | 69.8333 | 0.98277 | 1.002 | 0.98486 | 0.98864
| 69.875 | 0.98277 | 1.002 | 0.98486 | 0.98864 | 69.875 | 0.98277 | 1.002 | 0.98486 | 0.98865 | 69.875 | 0.98277 | 1.002 | 0.98486 | 0.98864
| 69.9167 | 0.98277 | 1.002 | 0.98486 | 0.98864 | 69.9167 | 0.98277 | 1.002 | 0.98486 | 0.98865 | 69.9167 | 0.98277 | 1.002 | 0.98486 | 0.98864
| 69.9583 | 0.98277 | 1.002 | 0.98486 | 0.98864 | 69.9583 | 0.98277 | 1.002 | 0.98486 | 0.98865 | 69.9583 | 0.98277 | 1.002 | 0.98486 | 0.98864
| 70 | 0.98277 | 1.002 | 0.98486 | 0.98864 | 70 | 0.98277 | 1.002 | 0.98486 | 0.98865 | 70 | 0.98277 | 1.002 | 0.98486 | 0.98864

## Fig4 (3rd row)
Difference in Water Age (days)
| System-wide power outage |  |  |  |  | Source-wide power outage |  |  |  |  | Distribution power outage
| Time(days) | West | Central | East | System | Time(days) | West | Central | East | System | Time(days) | West | Central | East | System
| 0 | 0 | 0 | 0 | 0 | 0 | 0 | 0 | 0 | 0 | 0 | 0 | 0 | 0 | 0
| 0.041667 | 3.7589e-07 | -3.4149e-05 | -0.0022424 | -0.00082027 | 0.041667 | 5.7564e-07 | -1.7994e-07 | 2.5608e-07 | 2.5879e-07 | 0.041667 | -8.248e-07 | -3.3978e-05 | -0.0022424 | -0.00082067
| 0.083333 | 5.155e-07 | -2.0933e-05 | -0.001418 | -0.00051844 | 0.083333 | 3.4653e-07 | -1.9993e-09 | 2.4283e-07 | 2.1619e-07 | 0.083333 | 1.6611e-07 | -2.0771e-05 | -0.0014178 | -0.00051845
| 0.125 | 5.939e-07 | -4.8366e-05 | -0.0011283 | -0.0004209 | 0.125 | 9.5045e-07 | -1.3495e-08 | 4.0178e-07 | 4.9521e-07 | 0.125 | 4.2636e-07 | -4.8246e-05 | -0.0011282 | -0.0004209
| 0.16667 | 6.7187e-07 | -3.6699e-05 | 0.00068183 | 0.00023717 | 0.16667 | 9.3477e-07 | 1.6314e-07 | 3.1524e-07 | 5.0511e-07 | 0.16667 | 2.4314e-07 | -3.6504e-05 | 0.00068178 | 0.00023704
| 0.20833 | 2.7493e-07 | -5.2645e-05 | -7.1671e-05 | -3.985e-05 | 0.20833 | 8.5201e-07 | 1.3096e-07 | 2.5314e-07 | 4.4329e-07 | 0.20833 | 7.9473e-08 | -5.2495e-05 | -7.1712e-05 | -3.9898e-05
| 0.25 | 4.4063e-07 | -0.00015603 | -0.00016502 | -0.0001011 | 0.25 | 9.2115e-07 | 7.2832e-08 | 2.7626e-07 | 4.6189e-07 | 0.25 | 1.9577e-07 | -0.00015592 | -0.00016506 | -0.00010117
| 0.29167 | 3.5011e-07 | -0.00014606 | -0.00019314 | -0.00010865 | 0.29167 | 8.291e-07 | 1.4395e-07 | 2.5332e-07 | 4.383e-07 | 0.29167 | 8.2158e-08 | -0.00014594 | -0.00019312 | -0.00010871
| 0.33333 | 2.8734e-07 | -0.00016676 | -0.00017573 | -0.00010789 | 0.33333 | 7.5368e-07 | 2.1593e-07 | 2.2664e-07 | 4.1977e-07 | 0.33333 | 1.7183e-08 | -0.00016668 | -0.00017568 | -0.00010795
| 0.375 | -2.7193e-07 | -0.00022289 | -0.00017342 | -0.00012221 | 0.375 | 3.9693e-07 | 1.6674e-07 | 2.1104e-07 | 2.6837e-07 | 0.375 | -5.1464e-07 | -0.00022284 | -0.0001734 | -0.00012228
| 0.41667 | -6.4359e-06 | -0.00021175 | -0.00016286 | -0.00011771 | 0.41667 | 2.4096e-07 | 1.8757e-07 | 1.8544e-07 | 2.0665e-07 | 0.41667 | -6.6246e-06 | -0.00021188 | -0.00016283 | -0.00011781
| 0.45833 | -2.4366e-05 | -0.00020309 | -6.9509e-05 | -8.8299e-05 | 0.45833 | 1.6611e-07 | 3.5538e-07 | 1.7403e-07 | 2.1938e-07 | 0.45833 | -2.4569e-05 | -0.00020363 | -6.9475e-05 | -8.8506e-05
| 0.5 | -3.6921e-05 | -0.00019236 | -7.0839e-05 | -9.0592e-05 | 0.5 | 1.0508e-07 | 3.3358e-07 | 1.5113e-07 | 1.826e-07 | 0.5 | -3.7129e-05 | -0.00019288 | -7.0826e-05 | -9.0802e-05
| 0.54167 | -4.5657e-05 | -0.00018162 | -7.115e-05 | -9.1092e-05 | 0.54167 | 4.7868e-08 | 3.0332e-07 | 1.0502e-07 | 1.3658e-07 | 0.54167 | -4.5819e-05 | -0.00018209 | -7.1138e-05 | -9.1273e-05
| 0.58333 | -8.092e-05 | -0.00016955 | -6.3312e-05 | -9.8153e-05 | 0.58333 | -5.7851e-08 | 3.031e-07 | 1.1332e-07 | 1.0021e-07 | 0.58333 | -8.1035e-05 | -0.00017016 | -6.3343e-05 | -9.837e-05
| 0.625 | -0.00010851 | -0.00015607 | -6.2002e-05 | -0.00010435 | 0.625 | -1.5975e-07 | 2.9203e-07 | 1.1065e-07 | 5.8407e-08 | 0.625 | -0.00010867 | -0.00015688 | -6.1985e-05 | -0.00010462
| 0.66667 | -0.00013731 | -0.00015258 | -6.2562e-05 | -0.00011433 | 0.66667 | -1.9786e-07 | 2.6956e-07 | 1.2752e-07 | 4.4353e-08 | 0.66667 | -0.00013747 | -0.00015332 | -6.2531e-05 | -0.00011458
| 0.70833 | -0.00017395 | -0.00014304 | -5.886e-05 | -0.00012408 | 0.70833 | -1.4701e-07 | 3.1356e-07 | 1.3662e-07 | 7.8275e-08 | 0.70833 | -0.00017429 | -0.00014381 | -5.8858e-05 | -0.00012441
| 0.75 | -0.00020961 | -0.00013701 | -5.9593e-05 | -0.000136 | 0.75 | -1.7975e-07 | 2.9769e-07 | 1.2665e-07 | 5.8265e-08 | 0.75 | -0.00020991 | -0.00013772 | -5.9581e-05 | -0.00013629
| 0.79167 | -0.00024492 | -0.00012908 | -5.5886e-05 | -0.00014567 | 0.79167 | -2.5088e-07 | 2.801e-07 | 1.3223e-07 | 2.9153e-08 | 0.79167 | -0.00024519 | -0.00012976 | -5.5881e-05 | -0.00014595
| 0.83333 | -0.00026562 | -0.00012204 | -5.2134e-05 | -0.00015014 | 0.83333 | -2.6409e-07 | 2.7105e-07 | 1.4864e-07 | 2.7765e-08 | 0.83333 | -0.00026584 | -0.00012269 | -5.2126e-05 | -0.00015039
| 0.875 | -0.00027722 | -0.00011893 | -4.8215e-05 | -0.00015221 | 0.875 | -2.2241e-07 | 2.4973e-07 | 1.4991e-07 | 3.8048e-08 | 0.875 | -0.00027741 | -0.00011963 | -4.8115e-05 | -0.00015243
| 0.91667 | -0.00028925 | -0.00011291 | -4.5303e-05 | -0.00015402 | 0.91667 | -2.7886e-07 | 2.42e-07 | 1.3226e-07 | 8.6123e-09 | 0.91667 | -0.00028947 | -0.00011357 | -4.5209e-05 | -0.00015425
| 0.95833 | -0.0003017 | -0.0001074 | -4.2782e-05 | -0.00015627 | 0.95833 | -2.948e-07 | 6.1479e-08 | 2.0236e-08 | -8.5929e-08 | 0.95833 | -0.00030218 | -0.00010799 | -4.2688e-05 | -0.00015657
| 1 | -0.00032757 | -0.00010668 | -4.1224e-05 | -0.00016514 | 1 | -1.2655e-07 | -5.6981e-07 | -4.3894e-07 | -3.5763e-07 | 1 | -0.0003277 | -0.00010721 | -4.1097e-05 | -0.00016528
| 1.0417 | -0.00035068 | -0.00010297 | 0.00014681 | -0.00010471 | 1.0417 | -3.5083e-08 | -4.7534e-07 | -4.0031e-07 | -2.8448e-07 | 1.0417 | -0.00035072 | -0.00010426 | 0.00014644 | -0.00010521
| 1.0833 | -0.0003691 | -0.00010228 | 0.00013715 | -0.00011487 | 1.0833 | -1.849e-07 | -7.9373e-07 | -5.92e-07 | -4.9434e-07 | 1.0833 | -0.00036894 | -0.00010359 | 0.0001368 | -0.00011529
| 1.125 | -0.00038342 | -9.5916e-05 | 0.00014805 | -0.00011456 | 1.125 | -5.0548e-07 | -1.2163e-06 | -9.3473e-07 | -8.5011e-07 | 1.125 | -0.00038336 | -9.7184e-05 | 0.00014772 | -0.00011499
| 1.1667 | -0.00039522 | -9.5785e-05 | -0.00018131 | -0.00023808 | 1.1667 | -6.4706e-07 | -1.1629e-06 | -9.7759e-07 | -9.0402e-07 | 1.1667 | -0.00039534 | -9.6777e-05 | -0.00018136 | -0.0002384
| 1.2083 | -0.00040564 | -8.9406e-05 | -2.0265e-05 | -0.00018199 | 1.2083 | -8.7205e-07 | -1.7859e-06 | -1.402e-06 | -1.3072e-06 | 1.2083 | -0.00040568 | -9.0939e-05 | -2.0611e-05 | -0.00018253
| 1.25 | -0.00041491 | -5.6152e-05 | 1.1012e-05 | -0.00016526 | 1.25 | -9.3434e-07 | -1.7004e-06 | -1.434e-06 | -1.3192e-06 | 1.25 | -0.000415 | -5.7582e-05 | 1.0697e-05 | -0.00016579
| 1.2917 | -0.00042806 | -5.2167e-05 | 2.8252e-05 | -0.00016285 | 1.2917 | -1.0129e-06 | -1.8226e-06 | -1.4364e-06 | -1.3818e-06 | 1.2917 | -0.00042818 | -5.3577e-05 | 2.7945e-05 | -0.00016338
| 1.3333 | -0.0004346 | -4.9671e-05 | 3.023e-05 | -0.0001639 | 1.3333 | -9.9771e-07 | -1.7714e-06 | -1.4623e-06 | -1.3719e-06 | 1.3333 | -0.00043461 | -5.0965e-05 | 2.9927e-05 | -0.00016436
| 1.375 | -0.00043925 | -4.4546e-05 | 3.4285e-05 | -0.0001628 | 1.375 | -9.6441e-07 | -1.7564e-06 | -1.4211e-06 | -1.3406e-06 | 1.375 | -0.00043909 | -4.5872e-05 | 3.4011e-05 | -0.00016319
| 1.4167 | -0.00044659 | -4.4743e-05 | 3.7243e-05 | -0.00016451 | 1.4167 | -6.0464e-07 | -1.7924e-06 | -1.4116e-06 | -1.2129e-06 | 1.4167 | -0.00044631 | -4.5998e-05 | 3.6944e-05 | -0.00016485
| 1.4583 | -0.00043974 | -4.4485e-05 | -2.7622e-06 | -0.00017637 | 1.4583 | -4.5124e-07 | -1.8761e-06 | -1.4209e-06 | -1.1816e-06 | 1.4583 | -0.00043936 | -4.5547e-05 | -3.0477e-06 | -0.00017662
| 1.5 | -0.0004358 | -4.2217e-05 | 1.4916e-06 | -0.00017276 | 1.5 | -5.01e-07 | -1.7886e-06 | -1.4327e-06 | -1.181e-06 | 1.5 | -0.00043535 | -4.3276e-05 | 1.2132e-06 | -0.00017297
| 1.5417 | -0.00043122 | -3.9451e-05 | 5.307e-06 | -0.00016894 | 1.5417 | -4.0792e-07 | -1.7784e-06 | -1.4129e-06 | -1.1365e-06 | 1.5417 | -0.00043079 | -4.0541e-05 | 5.0206e-06 | -0.00016918
| 1.5833 | -0.00040978 | -3.9779e-05 | 4.1587e-06 | -0.00016147 | 1.5833 | -3.2129e-07 | -1.7954e-06 | -1.4084e-06 | -1.1072e-06 | 1.5833 | -0.00040942 | -4.075e-05 | 3.8807e-06 | -0.0001617
| 1.625 | -0.00039046 | -4.0742e-05 | 6.8915e-06 | -0.00015356 | 1.625 | -2.8209e-07 | -1.7996e-06 | -1.3922e-06 | -1.0879e-06 | 1.625 | -0.00039018 | -4.1568e-05 | 6.5937e-06 | -0.00015378
| 1.6667 | -0.00036846 | -3.5689e-05 | 1.0726e-05 | -0.00014264 | 1.6667 | -2.0656e-07 | -1.7404e-06 | -1.3889e-06 | -1.0429e-06 | 1.6667 | -0.00036807 | -3.6549e-05 | 1.0419e-05 | -0.00014283
| 1.7083 | -0.00033642 | -3.5416e-05 | 1.1366e-05 | -0.00013042 | 1.7083 | -9.5403e-08 | -1.7851e-06 | -1.4084e-06 | -1.0205e-06 | 1.7083 | -0.00033577 | -3.624e-05 | 1.1081e-05 | -0.0001305
| 1.75 | -0.00030225 | -3.4918e-05 | 1.4991e-05 | -0.00011627 | 1.75 | -2.8746e-07 | -1.7127e-06 | -1.4084e-06 | -1.0726e-06 | 1.75 | -0.00030143 | -3.5742e-05 | 1.4715e-05 | -0.00011628
| 1.7917 | -0.00026432 | -3.4479e-05 | 1.535e-05 | -0.00010192 | 1.7917 | -9.3255e-08 | -1.7799e-06 | -1.4265e-06 | -1.0248e-06 | 1.7917 | -0.0002635 | -3.5288e-05 | 1.5076e-05 | -0.00010193
| 1.8333 | -0.00023463 | -4.9489e-05 | 1.7271e-05 | -9.418e-05 | 1.8333 | -1.0525e-07 | -1.2893e-06 | -1.4147e-06 | -8.9437e-07 | 1.8333 | -0.000234 | -5.0616e-05 | 1.7008e-05 | -9.4342e-05
| 1.875 | -0.00021261 | -5.3779e-05 | 2.1494e-05 | -8.5606e-05 | 1.875 | 1.0811e-07 | -1.2416e-06 | -1.4022e-06 | -7.9779e-07 | 1.875 | -0.0002121 | -5.4863e-05 | 2.1207e-05 | -8.581e-05
| 1.9167 | -0.0001889 | -5.2313e-05 | 2.9182e-05 | -7.3618e-05 | 1.9167 | 3.4188e-07 | -1.1486e-06 | -1.3974e-06 | -6.8437e-07 | 1.9167 | -0.0001884 | -5.3323e-05 | 2.8904e-05 | -7.3802e-05
| 1.9583 | -0.0001636 | -5.1851e-05 | 3.9063e-05 | -6.0511e-05 | 1.9583 | 5.0906e-07 | -7.4025e-07 | -1.2015e-06 | -4.4256e-07 | 1.9583 | -0.00016338 | -5.3205e-05 | 3.8513e-05 | -6.0991e-05
| 2 | -0.0001379 | -6.3547e-05 | 4.9385e-05 | -5.0337e-05 | 2 | 1.3281e-07 | 7.6574e-07 | -4.8033e-07 | 7.9539e-08 | 2 | -0.00013822 | -6.4936e-05 | 4.8967e-05 | -5.0974e-05
| 2.0417 | -0.00011488 | -6.4747e-05 | 6.0862e-05 | -3.7941e-05 | 2.0417 | 3.7535e-07 | 1.1506e-06 | -4.1337e-07 | 2.9646e-07 | 2.0417 | -0.00011526 | -6.6415e-05 | 6.0187e-05 | -3.8774e-05
| 2.0833 | -9.6122e-05 | -6.2572e-05 | 7.4081e-05 | -2.5606e-05 | 2.0833 | 8.6668e-07 | 1.6157e-06 | -2.2076e-07 | 6.7272e-07 | 2.0833 | -9.6588e-05 | -6.406e-05 | 7.341e-05 | -2.6418e-05
| 2.125 | -8.0802e-05 | -6.5549e-05 | 8.7929e-05 | -1.5691e-05 | 2.125 | 1.0131e-06 | 2.2042e-06 | 5.151e-08 | 9.8243e-07 | 2.125 | -8.1415e-05 | -6.8203e-05 | 8.6546e-05 | -1.7126e-05
| 2.1667 | -6.8118e-05 | -6.656e-05 | 0.00010086 | -6.566e-06 | 2.1667 | 7.7074e-07 | 2.336e-06 | 1.0449e-07 | 9.4655e-07 | 2.1667 | -6.8234e-05 | -6.9131e-05 | 9.9559e-05 | -7.7639e-06
| 2.2083 | -5.6866e-05 | -6.1509e-05 | 0.0001132 | 3.4289e-06 | 2.2083 | 9.2879e-07 | 2.9922e-06 | 4.7904e-07 | 1.3156e-06 | 2.2083 | -5.6577e-05 | -6.32e-05 | 0.00011251 | 2.8361e-06
| 2.25 | -4.6762e-05 | -6.9372e-05 | 0.00012588 | 9.6802e-06 | 2.25 | 7.4712e-07 | 3.0107e-06 | 4.9339e-07 | 1.2582e-06 | 2.25 | -4.6838e-05 | -7.1234e-05 | 0.00012518 | 8.9008e-06
| 2.2917 | -3.3115e-05 | -6.2284e-05 | 0.00013913 | 2.1437e-05 | 2.2917 | 5.4593e-07 | 3.2771e-06 | 5.0443e-07 | 1.2583e-06 | 2.2917 | -3.3032e-05 | -6.4097e-05 | 0.00013841 | 2.0724e-05
| 2.3333 | -2.4797e-05 | -4.2104e-05 | 0.00015252 | 3.4747e-05 | 2.3333 | 4.8471e-07 | 3.4058e-06 | 5.6956e-07 | 1.2934e-06 | 2.3333 | -2.4751e-05 | -4.404e-05 | 0.00015179 | 3.3985e-05
| 2.375 | -1.7229e-05 | -7.322e-06 | 0.00016799 | 5.2424e-05 | 2.375 | 5.751e-07 | 3.2714e-06 | 5.0885e-07 | 1.2692e-06 | 2.375 | -1.7374e-05 | -9.5645e-06 | 0.00016727 | 5.1513e-05
| 2.4167 | -4.6416e-06 | 7.3687e-06 | 0.00018052 | 6.5551e-05 | 2.4167 | 1.9367e-07 | 3.3529e-06 | 4.9008e-07 | 1.1423e-06 | 2.4167 | -4.9291e-06 | 5.1178e-06 | 0.00017984 | 6.4599e-05
| 2.4583 | 5.9998e-07 | 2.2611e-05 | 0.00019447 | 7.6604e-05 | 2.4583 | 6.8017e-08 | 3.5108e-06 | 4.9634e-07 | 1.1399e-06 | 2.4583 | 1.5859e-07 | 2.0531e-05 | 0.00019373 | 7.5619e-05
| 2.5 | 8.1313e-06 | 3.4772e-05 | 0.00020811 | 8.7581e-05 | 2.5 | 1.4498e-07 | 3.5208e-06 | 5.048e-07 | 1.1743e-06 | 2.5 | 7.6147e-06 | 3.2814e-05 | 0.00020732 | 8.6583e-05
| 2.5417 | 1.3095e-05 | 4.5866e-05 | 0.00022358 | 9.7979e-05 | 2.5417 | -3.4367e-08 | 3.5223e-06 | 5.0038e-07 | 1.1064e-06 | 2.5417 | 1.2427e-05 | 4.3942e-05 | 0.00022277 | 9.6925e-05
| 2.5833 | 1.8908e-05 | 5.5351e-05 | 0.00023941 | 0.00010839 | 2.5833 | -5.6204e-08 | 3.9457e-06 | 4.6322e-07 | 1.1976e-06 | 2.5833 | 1.8336e-05 | 5.3283e-05 | 0.00023863 | 0.00010735
| 2.625 | 2.7644e-05 | 6.6658e-05 | 0.00025564 | 0.00012053 | 2.625 | -9.9878e-08 | 3.9856e-06 | 4.3269e-07 | 1.1809e-06 | 2.625 | 2.6575e-05 | 6.4578e-05 | 0.00025487 | 0.00011929
| 2.6667 | 3.9486e-05 | 7.8373e-05 | 0.00027148 | 0.00013378 | 2.6667 | -1.2351e-07 | 3.9122e-06 | 4.0435e-07 | 1.1423e-06 | 2.6667 | 3.8324e-05 | 7.6254e-05 | 0.00027071 | 0.0001325
| 2.7083 | 5.1216e-05 | 8.9737e-05 | 0.00028683 | 0.00014672 | 2.7083 | -3.2469e-07 | 3.8937e-06 | 4.1686e-07 | 1.0671e-06 | 2.7083 | 4.9943e-05 | 8.7659e-05 | 0.00028606 | 0.00014542
| 2.75 | 6.4352e-05 | 0.0001037 | 0.00030152 | 0.00016064 | 2.75 | -1.0954e-07 | 3.8102e-06 | 4.452e-07 | 1.1351e-06 | 2.75 | 6.2879e-05 | 0.00010162 | 0.00030079 | 0.00015927
| 2.7917 | 7.8218e-05 | 0.00011594 | 0.0003172 | 0.00017473 | 2.7917 | -1.3997e-07 | 3.8897e-06 | 4.8015e-07 | 1.1576e-06 | 2.7917 | 7.6736e-05 | 0.00011387 | 0.00031652 | 0.00017338
| 2.8333 | 9.1089e-05 | 0.00014372 | 0.00033168 | 0.00019215 | 2.8333 | -1.414e-07 | 3.4143e-06 | 4.577e-07 | 1.0224e-06 | 2.8333 | 8.9752e-05 | 0.00014199 | 0.00033102 | 0.00019096
| 2.875 | 0.0001054 | 0.00016388 | 0.00034393 | 0.00020728 | 2.875 | -4.2207e-07 | 3.4123e-06 | 4.6065e-07 | 9.1853e-07 | 2.875 | 0.00010421 | 0.0001622 | 0.00034324 | 0.00020614
| 2.9167 | 0.00011994 | 0.00017523 | 0.00035351 | 0.00021917 | 2.9167 | -8.1012e-07 | 3.3758e-06 | 4.8567e-07 | 7.7356e-07 | 2.9167 | 0.00011861 | 0.00017348 | 0.00035286 | 0.00021797
| 2.9583 | 0.00013428 | 0.00018754 | 0.00036101 | 0.0002305 | 2.9583 | -8.2874e-07 | 3.0515e-06 | 3.3739e-07 | 6.266e-07 | 2.9583 | 0.00013396 | 0.00018604 | 0.00036061 | 0.00022983
| 3 | 0.00015013 | 0.00021202 | 0.00036725 | 0.00024517 | 3 | -4.8292e-07 | 2.2137e-06 | 1.2767e-07 | 4.562e-07 | 3 | 0.00015001 | 0.00021053 | 0.00036667 | 0.00024452
| 3.0417 | 0.00016594 | 0.00022584 | 0.00037255 | 0.00025665 | 3.0417 | -8.8494e-07 | 1.9813e-06 | 1.6079e-07 | 2.5679e-07 | 3.0417 | 0.00016578 | 0.00022544 | 0.00037278 | 0.00025656
| 3.0833 | 0.00018124 | 0.0002364 | 0.00037726 | 0.00026685 | 3.0833 | -1.2429e-06 | 1.8559e-06 | 1.9316e-07 | 1.0197e-07 | 3.0833 | 0.00018098 | 0.00023586 | 0.00037743 | 0.00026667
| 3.125 | 0.00019605 | 0.00025211 | 0.00038121 | 0.00027797 | 3.125 | -1.2257e-06 | 1.7319e-06 | 2.6896e-07 | 1.0277e-07 | 3.125 | 0.00019593 | 0.00025272 | 0.00038212 | 0.00027842
| 3.1667 | 0.00021099 | 0.0002662 | 0.00038579 | 0.00028894 | 3.1667 | -9.8088e-07 | 1.6384e-06 | 2.2554e-07 | 1.5322e-07 | 3.1667 | 0.00021065 | 0.0002665 | 0.00038644 | 0.00028913
| 3.2083 | 0.00022606 | 0.00027388 | 0.00039089 | 0.00029844 | 3.2083 | -1.0668e-06 | 1.546e-06 | 2.5645e-07 | 1.0783e-07 | 3.2083 | 0.00022535 | 0.0002737 | 0.00039122 | 0.00029824
| 3.25 | 0.00024168 | 0.00029335 | 0.00039532 | 0.00031103 | 3.25 | -4.0918e-07 | 1.9658e-06 | 2.719e-07 | 4.6978e-07 | 3.25 | 0.00024141 | 0.00029309 | 0.00039566 | 0.00031098
| 3.2917 | 0.00025725 | 0.0002919 | 0.00039872 | 0.00031766 | 3.2917 | -4.4927e-07 | 1.7719e-06 | 3.0759e-07 | 4.1613e-07 | 3.2917 | 0.00025664 | 0.00029169 | 0.00039907 | 0.00031751
| 3.3333 | 0.00027246 | 0.00029739 | 0.00040117 | 0.00032567 | 3.3333 | -3.2756e-07 | 1.4075e-06 | 2.5645e-07 | 3.4585e-07 | 3.3333 | 0.00027155 | 0.00029717 | 0.00040151 | 0.0003254
| 3.375 | 0.00028653 | 0.00030328 | 0.00040331 | 0.00033325 | 3.375 | -7.1884e-07 | 1.4635e-06 | 3.0428e-07 | 2.3256e-07 | 3.375 | 0.00028554 | 0.00030328 | 0.00040363 | 0.00033299
| 3.4167 | 0.00030179 | 0.00030902 | 0.00040617 | 0.00034148 | 3.4167 | -5.6204e-07 | 1.3845e-06 | 3.1752e-07 | 2.7463e-07 | 3.4167 | 0.0003007 | 0.00030908 | 0.00040648 | 0.0003412
| 3.4583 | 0.00031663 | 0.00031425 | 0.00040811 | 0.00034909 | 3.4583 | -6.5297e-07 | 1.2441e-06 | 3.6315e-07 | 2.1991e-07 | 3.4583 | 0.00031544 | 0.00031408 | 0.00040846 | 0.00034873
| 3.5 | 0.00033131 | 0.00031882 | 0.00040973 | 0.00035636 | 3.5 | -3.562e-07 | 1.1551e-06 | 3.6425e-07 | 3.0698e-07 | 3.5 | 0.00032991 | 0.00031852 | 0.00041016 | 0.00035591
| 3.5417 | 0.00034671 | 0.00032291 | 0.00041088 | 0.00036359 | 3.5417 | -3.4367e-07 | 1.1831e-06 | 3.6131e-07 | 3.1802e-07 | 3.5417 | 0.00034512 | 0.00032258 | 0.00041138 | 0.00036309
| 3.5833 | 0.00036185 | 0.00033005 | 0.0004118 | 0.00037146 | 3.5833 | -2.4307e-07 | 7.8773e-07 | 3.7014e-07 | 2.5333e-07 | 3.5833 | 0.00036021 | 0.00032985 | 0.00041234 | 0.00037098
| 3.625 | 0.00037385 | 0.00033399 | 0.00041264 | 0.00037727 | 3.625 | -4.8972e-07 | 7.5124e-07 | 3.8338e-07 | 1.5668e-07 | 3.625 | 0.00037287 | 0.00033382 | 0.00041319 | 0.00037706
| 3.6667 | 0.00038334 | 0.00033745 | 0.00041371 | 0.00038211 | 3.6667 | -7.3244e-07 | 7.5674e-07 | 4.2422e-07 | 8.2668e-08 | 3.6667 | 0.00038201 | 0.00033737 | 0.00041425 | 0.00038178
| 3.7083 | 0.00039137 | 0.00034129 | 0.00041456 | 0.00038642 | 3.7083 | -7.5929e-07 | 8.0373e-07 | 4.0656e-07 | 7.8807e-08 | 3.7083 | 0.00039001 | 0.0003412 | 0.00041509 | 0.00038609
| 3.75 | 0.00039749 | 0.00034464 | 0.00041855 | 0.00039103 | 3.75 | -8.8709e-07 | 8.0622e-07 | 3.5984e-07 | 1.5043e-08 | 3.75 | 0.000396 | 0.00034452 | 0.00041903 | 0.00039062
| 3.7917 | 0.00040247 | 0.00034851 | 0.00042594 | 0.00039659 | 3.7917 | -1.0679e-06 | 8.0572e-07 | 3.4199e-07 | -5.8773e-08 | 3.7917 | 0.00040088 | 0.00034836 | 0.00042636 | 0.00039611
| 3.8333 | 0.00040536 | 0.00035374 | 0.00043693 | 0.00040304 | 3.8333 | -1.3743e-06 | 7.4375e-07 | 3.2286e-07 | -1.9615e-07 | 3.8333 | 0.00040362 | 0.00035356 | 0.0004373 | 0.00040248
| 3.875 | 0.00040993 | 0.00036008 | 0.00044963 | 0.00041102 | 3.875 | -1.2007e-06 | 7.4924e-07 | 2.9085e-07 | -1.4171e-07 | 3.875 | 0.00040804 | 0.00035988 | 0.00044995 | 0.00041038
| 3.9167 | 0.00041403 | 0.00036732 | 0.0004635 | 0.00041949 | 3.9167 | -1.1896e-06 | 6.9976e-07 | 2.914e-07 | -1.5056e-07 | 3.9167 | 0.00041258 | 0.00036713 | 0.00046376 | 0.00041899
| 3.9583 | 0.00041749 | 0.00037527 | 0.00047826 | 0.00042823 | 3.9583 | -1.7294e-06 | 8.862e-07 | 3.7198e-07 | -2.725e-07 | 3.9583 | 0.00041608 | 0.00037533 | 0.00047854 | 0.00042783
| 4 | 0.00042118 | 0.00038447 | 0.00049401 | 0.00043775 | 4 | -2.604e-06 | 8.737e-07 | 2.8846e-07 | -6.3126e-07 | 4 | 0.00041926 | 0.00038468 | 0.00049431 | 0.00043721
| 4.0417 | 0.00042435 | 0.00039442 | 0.00051029 | 0.00044747 | 4.0417 | -2.3996e-06 | 7.2975e-07 | 1.124e-07 | -6.5728e-07 | 4.0417 | 0.00042328 | 0.0003946 | 0.00051057 | 0.00044722
| 4.0833 | 0.00042756 | 0.00040534 | 0.00052666 | 0.0004575 | 4.0833 | -2.6734e-06 | 7.4e-07 | 1.0155e-07 | -7.6032e-07 | 4.0833 | 0.00042607 | 0.0004055 | 0.00052695 | 0.00045709
| 4.125 | 0.00043057 | 0.00041693 | 0.00054292 | 0.00046759 | 4.125 | -2.5446e-06 | 8.0098e-07 | 7.2114e-08 | -7.068e-07 | 4.125 | 0.00042918 | 0.00041707 | 0.00054315 | 0.00046719
| 4.1667 | 0.00043379 | 0.00042863 | 0.00055962 | 0.00047794 | 4.1667 | -2.4501e-06 | 7.405e-07 | 1.1774e-07 | -6.7126e-07 | 4.1667 | 0.00043241 | 0.00042875 | 0.00055974 | 0.0004775
| 4.2083 | 0.00043721 | 0.00044069 | 0.00057653 | 0.00048855 | 4.2083 | -2.0709e-06 | 6.7102e-07 | 6.3284e-08 | -5.6849e-07 | 4.2083 | 0.00043624 | 0.00044098 | 0.00057668 | 0.00048832
| 4.25 | 0.00044027 | 0.00045466 | 0.00059306 | 0.00049939 | 4.25 | -2.5438e-06 | 2.9115e-07 | 4.3416e-08 | -8.527e-07 | 4.25 | 0.00043929 | 0.0004551 | 0.00059319 | 0.00049918
| 4.2917 | 0.00044409 | 0.0004753 | 0.00060942 | 0.00051222 | 4.2917 | -2.2771e-06 | 4.351e-07 | 2.7963e-08 | -7.2078e-07 | 4.2917 | 0.00044358 | 0.00047556 | 0.00060954 | 0.00051215
| 4.3333 | 0.00044811 | 0.00048919 | 0.00062532 | 0.00052317 | 4.3333 | -2.3423e-06 | 7.5599e-07 | 4.5991e-08 | -6.5302e-07 | 4.3333 | 0.00044776 | 0.0004894 | 0.00062543 | 0.00052313
| 4.375 | 0.00045299 | 0.00050263 | 0.00064029 | 0.00053398 | 4.375 | -2.0795e-06 | 8.4746e-07 | 4.7095e-08 | -5.3055e-07 | 4.375 | 0.00045259 | 0.00050287 | 0.00064039 | 0.00053393
| 4.4167 | 0.00045779 | 0.00051607 | 0.00065576 | 0.00054494 | 4.4167 | -2.1877e-06 | 9.3943e-07 | 5.2246e-08 | -5.444e-07 | 4.4167 | 0.00045748 | 0.00051621 | 0.00065585 | 0.0005449
| 4.4583 | 0.00046339 | 0.00052981 | 0.00067127 | 0.00055629 | 4.4583 | -2.0838e-06 | 8.7545e-07 | -5.1878e-08 | -5.605e-07 | 4.4583 | 0.0004632 | 0.00052998 | 0.00067136 | 0.0005563
| 4.5 | 0.00047016 | 0.00054369 | 0.00068713 | 0.00056824 | 4.5 | -2.3226e-06 | 9.3543e-07 | -7.2482e-08 | -6.4077e-07 | 4.5 | 0.00047013 | 0.00054385 | 0.00068717 | 0.00056829
| 4.5417 | 0.0004787 | 0.0005582 | 0.00070426 | 0.00058148 | 4.5417 | -2.2238e-06 | 9.7842e-07 | -9.3822e-08 | -6.0031e-07 | 4.5417 | 0.00047902 | 0.00055837 | 0.00070429 | 0.00058166
| 4.5833 | 0.00048899 | 0.00057279 | 0.0007219 | 0.00059558 | 4.5833 | -2.3928e-06 | 9.5342e-07 | -1.0265e-07 | -6.7299e-07 | 4.5833 | 0.00048926 | 0.00057299 | 0.00072188 | 0.00059572
| 4.625 | 0.00050111 | 0.00058769 | 0.00074001 | 0.0006106 | 4.625 | -2.1468e-06 | 1.0084e-06 | -8.9407e-08 | -5.621e-07 | 4.625 | 0.00050129 | 0.00058787 | 0.00073995 | 0.0006107
| 4.6667 | 0.00051502 | 0.00060288 | 0.00075767 | 0.00062621 | 4.6667 | -1.7813e-06 | 9.6742e-07 | -1.2583e-07 | -4.5028e-07 | 4.6667 | 0.00051546 | 0.00060314 | 0.00075761 | 0.00062642
| 4.7083 | 0.00053033 | 0.00061817 | 0.00077458 | 0.0006421 | 4.7083 | -1.6553e-06 | 8.8545e-07 | -1.4901e-07 | -4.3364e-07 | 4.7083 | 0.00053073 | 0.0006185 | 0.00077449 | 0.0006423
| 4.75 | 0.00054634 | 0.00063315 | 0.00078845 | 0.00065706 | 4.75 | -1.5229e-06 | 8.6445e-07 | -1.1406e-07 | -3.7733e-07 | 4.75 | 0.00054682 | 0.0006335 | 0.00078836 | 0.0006573
| 4.7917 | 0.00056297 | 0.00064736 | 0.00079948 | 0.00067102 | 4.7917 | -1.4262e-06 | 8.3796e-07 | -9.9893e-08 | -3.4332e-07 | 4.7917 | 0.00056354 | 0.00064771 | 0.00079941 | 0.0006713
| 4.8333 | 0.00058148 | 0.00066024 | 0.00080769 | 0.0006843 | 4.8333 | -1.0163e-06 | 8.2847e-07 | -7.7817e-08 | -1.8544e-07 | 4.8333 | 0.00058222 | 0.00066058 | 0.00080763 | 0.00068464
| 4.875 | 0.00059835 | 0.00067193 | 0.00081393 | 0.00069594 | 4.875 | -1.0632e-06 | 7.7299e-07 | -6.8251e-08 | -2.1419e-07 | 4.875 | 0.00059912 | 0.00067226 | 0.00081392 | 0.00069632
| 4.9167 | 0.00061526 | 0.00068272 | 0.00081919 | 0.00070701 | 4.9167 | -9.2432e-07 | 7.8648e-07 | -6.8435e-08 | -1.5901e-07 | 4.9167 | 0.00061569 | 0.00068304 | 0.00081919 | 0.00070726
| 4.9583 | 0.00063256 | 0.00069286 | 0.00082359 | 0.00071774 | 4.9583 | -5.5058e-07 | 7.305e-07 | -9.3086e-08 | -4.3863e-08 | 4.9583 | 0.00063247 | 0.00069322 | 0.00082377 | 0.00071786
| 5 | 0.00064935 | 0.00070179 | 0.00082704 | 0.0007276 | 5 | 3.7947e-07 | 7.385e-07 | -5.1142e-08 | 3.1929e-07 | 5 | 0.00064961 | 0.000702 | 0.00082715 | 0.0007278
| 5.0417 | 0.0006661 | 0.00071014 | 0.00082994 | 0.00073711 | 5.0417 | 6.229e-08 | 6.6752e-07 | -6.2732e-08 | 1.7825e-07 | 5.0417 | 0.00066562 | 0.00071029 | 0.00083 | 0.00073699
| 5.0833 | 0.00068267 | 0.00071641 | 0.00083204 | 0.0007457 | 5.0833 | 3.3293e-07 | -6.8477e-08 | -6.4461e-07 | -1.2766e-07 | 5.0833 | 0.00068247 | 0.00071681 | 0.00083213 | 0.00074577
| 5.125 | 0.00069884 | 0.00072318 | 0.00083474 | 0.00075449 | 5.125 | 2.198e-07 | -7.6974e-08 | -6.2842e-07 | -1.6613e-07 | 5.125 | 0.00069871 | 0.0007238 | 0.00083502 | 0.00075471
| 5.1667 | 0.00071515 | 0.00072971 | 0.00083713 | 0.00076316 | 5.1667 | 1.1348e-07 | 7.9973e-09 | -5.6183e-07 | -1.5895e-07 | 5.1667 | 0.00071475 | 0.0007303 | 0.00083741 | 0.00076327
| 5.2083 | 0.00073051 | 0.00073628 | 0.00083945 | 0.00077146 | 5.2083 | -2.0727e-07 | 3.1339e-07 | -4.3931e-07 | -1.5256e-07 | 5.2083 | 0.00072942 | 0.00073708 | 0.00083995 | 0.00077145
| 5.25 | 0.00074485 | 0.00074238 | 0.00084204 | 0.00077936 | 5.25 | -2.6491e-08 | 3.9137e-07 | -4.3232e-07 | -6.2034e-08 | 5.25 | 0.00074386 | 0.00074313 | 0.00084255 | 0.00077937
| 5.2917 | 0.00076068 | 0.00074852 | 0.0008444 | 0.00078774 | 5.2917 | 1.8508e-07 | 4.2535e-07 | -4.8015e-07 | 8.3866e-09 | 5.2917 | 0.00075914 | 0.00074923 | 0.00084486 | 0.00078752
| 5.3333 | 0.00077646 | 0.0007379 | 0.00084663 | 0.00079158 | 5.3333 | 2.4558e-07 | -2.2229e-05 | -4.7242e-07 | -5.9999e-06 | 5.3333 | 0.00077464 | 0.00073597 | 0.0008471 | 0.00079056
| 5.375 | 0.00079143 | 0.00074984 | 0.00084909 | 0.00080122 | 5.375 | 4.5106e-07 | -1.5211e-05 | -5.4527e-07 | -4.0808e-06 | 5.375 | 0.00078956 | 0.00074981 | 0.00084958 | 0.00080069
| 5.4167 | 0.00080619 | 0.00075511 | 0.00085144 | 0.00080896 | 5.4167 | 4.2386e-07 | -1.5262e-05 | -5.4785e-07 | -4.1054e-06 | 5.4167 | 0.00080421 | 0.00075509 | 0.00085194 | 0.0008084
| 5.4583 | 0.0008211 | 0.0007599 | 0.00085347 | 0.00081651 | 5.4583 | 6.1896e-07 | -1.518e-05 | -5.2614e-07 | -4.0031e-06 | 5.4583 | 0.00081907 | 0.00075995 | 0.00085396 | 0.00081595
| 5.5 | 0.00083462 | 0.00076445 | 0.00085535 | 0.00082343 | 5.5 | 8.1406e-07 | -1.5286e-05 | -5.1105e-07 | -3.9534e-06 | 5.5 | 0.00083232 | 0.00076459 | 0.00085586 | 0.0008228
| 5.5417 | 0.00084667 | 0.00076865 | 0.00085676 | 0.00082954 | 5.5417 | 1.2855e-06 | -1.5405e-05 | -4.7316e-07 | -3.7959e-06 | 5.5417 | 0.00084416 | 0.0007688 | 0.00085726 | 0.00082883
| 5.5833 | 0.00085723 | 0.00077257 | 0.00085766 | 0.00083483 | 5.5833 | 1.5605e-06 | -1.544e-05 | -4.6322e-07 | -3.6994e-06 | 5.5833 | 0.00085451 | 0.00077269 | 0.00085817 | 0.00083404
| 5.625 | 0.00086614 | 0.00077627 | 0.00085854 | 0.00083945 | 5.625 | 1.7366e-06 | -1.5504e-05 | -4.7132e-07 | -3.6539e-06 | 5.625 | 0.00086319 | 0.00077639 | 0.0008591 | 0.00083859
| 5.6667 | 0.00087315 | 0.0007797 | 0.00085967 | 0.00084338 | 5.6667 | 1.7029e-06 | -1.5463e-05 | -4.6506e-07 | -3.6534e-06 | 5.6667 | 0.00087003 | 0.00077973 | 0.00086024 | 0.00084244
| 5.7083 | 0.00087868 | 0.00078337 | 0.00086287 | 0.00084758 | 5.7083 | 1.9378e-06 | -1.5362e-05 | -4.211e-07 | -3.5231e-06 | 5.7083 | 0.00087565 | 0.00078336 | 0.00086345 | 0.00084666
| 5.75 | 0.00088306 | 0.00078794 | 0.00086946 | 0.00085281 | 5.75 | 2.0631e-06 | -1.5179e-05 | -4.0638e-07 | -3.4226e-06 | 5.75 | 0.00087994 | 0.00078804 | 0.00087002 | 0.00085188
| 5.7917 | 0.00088687 | 0.00079409 | 0.00087877 | 0.00085923 | 5.7917 | 2.1139e-06 | -1.5105e-05 | -3.9589e-07 | -3.3801e-06 | 5.7917 | 0.00088381 | 0.00079422 | 0.0008793 | 0.00085832
| 5.8333 | 0.00089031 | 0.00080135 | 0.00088957 | 0.00086635 | 5.8333 | 2.1902e-06 | -1.4965e-05 | -3.7823e-07 | -3.3081e-06 | 5.8333 | 0.00088732 | 0.0008015 | 0.00089009 | 0.00086546
| 5.875 | 0.00089342 | 0.00080969 | 0.00090113 | 0.00087391 | 5.875 | 2.1189e-06 | -1.4802e-05 | -3.4015e-07 | -3.2774e-06 | 5.875 | 0.00089055 | 0.00080985 | 0.00090164 | 0.00087307
| 5.9167 | 0.00089641 | 0.00081921 | 0.00091372 | 0.00088211 | 5.9167 | 2.0205e-06 | -1.4743e-05 | -3.201e-07 | -3.2911e-06 | 5.9167 | 0.00089317 | 0.00081938 | 0.00091425 | 0.00088114
| 5.9583 | 0.0008996 | 0.00082959 | 0.0009269 | 0.00089083 | 5.9583 | 1.9972e-06 | -1.4609e-05 | -2.1947e-07 | -3.2274e-06 | 5.9583 | 0.00089643 | 0.00082954 | 0.00092737 | 0.00088981
| 6 | 0.00090262 | 0.00084066 | 0.00094051 | 0.00089983 | 6 | 1.5809e-06 | -1.4454e-05 | -1.113e-07 | -3.3019e-06 | 6 | 0.00089979 | 0.00084053 | 0.00094106 | 0.00089894
| 6.0417 | 0.00090611 | 0.00085211 | 0.00095449 | 0.00090923 | 6.0417 | 1.3074e-06 | -1.4538e-05 | -1.5895e-07 | -3.4432e-06 | 6.0417 | 0.00090299 | 0.00085191 | 0.00095493 | 0.00090818
| 6.0833 | 0.00091063 | 0.00086488 | 0.00096905 | 0.00091958 | 6.0833 | 1.5554e-06 | -1.372e-05 | 4.5862e-07 | -2.9098e-06 | 6.0833 | 0.00090722 | 0.00086469 | 0.00096962 | 0.00091847
| 6.125 | 0.00091521 | 0.00087697 | 0.00098299 | 0.00092955 | 6.125 | 1.2827e-06 | -1.4132e-05 | 3.1495e-07 | -3.173e-06 | 6.125 | 0.00091142 | 0.0008757 | 0.00098274 | 0.00092771
| 6.1667 | 0.00091972 | 0.00088883 | 0.00099693 | 0.00093943 | 6.1667 | 1.5504e-06 | -1.4297e-05 | 2.7043e-07 | -3.1334e-06 | 6.1667 | 0.00091632 | 0.00088766 | 0.00099679 | 0.0009378
| 6.2083 | 0.00092504 | 0.00090052 | 0.001011 | 0.00094962 | 6.2083 | 1.4885e-06 | -1.4506e-05 | 3.3279e-07 | -3.1895e-06 | 6.2083 | 0.00092208 | 0.00089933 | 0.0010107 | 0.0009481
| 6.25 | 0.00093117 | 0.00091233 | 0.001025 | 0.0009601 | 6.25 | 1.3688e-06 | -1.4689e-05 | 3.6296e-07 | -3.2719e-06 | 6.25 | 0.0009283 | 0.00091116 | 0.0010247 | 0.00095862
| 6.2917 | 0.00093575 | 0.00092411 | 0.0010385 | 0.00096984 | 6.2917 | 1.2889e-06 | -1.4737e-05 | 3.9902e-07 | -3.3013e-06 | 6.2917 | 0.00093309 | 0.00092292 | 0.0010384 | 0.00096847
| 6.3333 | 0.00093955 | 0.00095214 | 0.0010516 | 0.00098346 | 6.3333 | 1.1055e-06 | 7.7361e-06 | 3.8853e-07 | 2.612e-06 | 6.3333 | 0.00093702 | 0.00095364 | 0.0010515 | 0.00098285
| 6.375 | 0.00094487 | 0.00095715 | 0.0010642 | 0.00099133 | 6.375 | 1.0818e-06 | 7.28e-07 | 4.9063e-07 | 7.737e-07 | 6.375 | 0.00094246 | 0.00095682 | 0.001064 | 0.00099027
| 6.4167 | 0.00095041 | 0.00096874 | 0.0010771 | 0.0010011 | 6.4167 | 1.1914e-06 | 6.8377e-07 | 4.7647e-07 | 7.9752e-07 | 6.4167 | 0.00094823 | 0.00096845 | 0.0010769 | 0.0010002
| 6.4583 | 0.00095626 | 0.00098093 | 0.00109 | 0.0010112 | 6.4583 | 8.3321e-07 | 6.6327e-07 | 6.2401e-07 | 7.1226e-07 | 6.4583 | 0.00095424 | 0.00098061 | 0.0010898 | 0.0010103
| 6.5 | 0.00096339 | 0.00099313 | 0.0011031 | 0.0010219 | 6.5 | 6.2773e-07 | 7.4125e-07 | 6.5786e-07 | 6.6886e-07 | 6.5 | 0.00096172 | 0.00099275 | 0.0011029 | 0.0010211
| 6.5417 | 0.00097184 | 0.0010053 | 0.0011171 | 0.0010333 | 6.5417 | 1.0954e-07 | 8.0697e-07 | 6.4498e-07 | 4.8902e-07 | 6.5417 | 0.00097033 | 0.0010049 | 0.001117 | 0.0010326
| 6.5833 | 0.0009815 | 0.0010176 | 0.0011316 | 0.0010454 | 6.5833 | -2.0137e-07 | 8.1597e-07 | 6.367e-07 | 3.728e-07 | 6.5833 | 0.00098018 | 0.0010173 | 0.0011314 | 0.0010448
| 6.625 | 0.0009925 | 0.0010302 | 0.0011462 | 0.0010581 | 6.625 | -4.047e-07 | 8.822e-07 | 5.8869e-07 | 2.9746e-07 | 6.625 | 0.00099136 | 0.0010299 | 0.001146 | 0.0010576
| 6.6667 | 0.0010047 | 0.0010429 | 0.0011604 | 0.0010712 | 6.6667 | -5.5005e-07 | 9.2393e-07 | 5.7029e-07 | 2.4787e-07 | 6.6667 | 0.0010037 | 0.0010427 | 0.0011603 | 0.0010707
| 6.7083 | 0.0010175 | 0.0010552 | 0.0011722 | 0.0010835 | 6.7083 | -7.7343e-07 | 8.5021e-07 | 5.6073e-07 | 1.4171e-07 | 6.7083 | 0.0010166 | 0.0010549 | 0.0011721 | 0.001083
| 6.75 | 0.0010306 | 0.0010666 | 0.0011806 | 0.0010945 | 6.75 | -9.1609e-07 | 6.4153e-07 | 5.0572e-07 | 1.3179e-08 | 6.75 | 0.0010298 | 0.0010661 | 0.0011805 | 0.001094
| 6.7917 | 0.0010443 | 0.0010765 | 0.0011866 | 0.0011043 | 6.7917 | -9.8768e-07 | 5.9505e-07 | 4.4041e-07 | -4.9454e-08 | 6.7917 | 0.0010434 | 0.0010759 | 0.0011865 | 0.0011038
| 6.8333 | 0.0010582 | 0.0010855 | 0.0011913 | 0.0011136 | 6.8333 | -1.0999e-06 | 4.8009e-07 | 3.7032e-07 | -1.4716e-07 | 6.8333 | 0.0010573 | 0.0010849 | 0.0011913 | 0.0011131
| 6.875 | 0.0010723 | 0.0010937 | 0.0011952 | 0.0011224 | 6.875 | -1.0113e-06 | 3.1164e-07 | 3.0005e-07 | -1.845e-07 | 6.875 | 0.0010713 | 0.0010931 | 0.0011952 | 0.0011219
| 6.9167 | 0.0010861 | 0.0011009 | 0.0011982 | 0.0011306 | 6.9167 | -8.9067e-07 | 3.0215e-07 | 3.0741e-07 | -1.3951e-07 | 6.9167 | 0.0010856 | 0.0011001 | 0.0011982 | 0.0011302
| 6.9583 | 0.0011003 | 0.001107 | 0.0012007 | 0.0011384 | 6.9583 | -7.779e-07 | 1.8344e-07 | 2.6859e-07 | -1.4324e-07 | 6.9583 | 0.0010998 | 0.0011062 | 0.0012004 | 0.0011379
| 7 | 0.0011144 | 0.0011128 | 0.0012024 | 0.0011458 | 7 | -6.2146e-07 | 1.1121e-07 | 2.1818e-07 | -1.2254e-07 | 7 | 0.0011137 | 0.0011122 | 0.0012023 | 0.0011453
| 7.0417 | 0.0011288 | 0.0011182 | 0.0012042 | 0.0011533 | 7.0417 | -9.0212e-08 | 3.6413e-07 | 5.1418e-07 | 2.4947e-07 | 7.0417 | 0.0011283 | 0.0011175 | 0.001204 | 0.0011528
| 7.0833 | 0.0011423 | 0.0011247 | 0.0012058 | 0.0011606 | 7.0833 | -3.4868e-07 | 4.4815e-06 | 4.3655e-07 | 1.2218e-06 | 7.0833 | 0.0011419 | 0.001127 | 0.0012054 | 0.0011609
| 7.125 | 0.0011563 | 0.0011295 | 0.0012074 | 0.0011677 | 7.125 | -1.5751e-07 | 4.6309e-06 | 4.7389e-07 | 1.3462e-06 | 7.125 | 0.0011562 | 0.0011322 | 0.0012074 | 0.0011683
| 7.1667 | 0.0011702 | 0.0011426 | 0.0012091 | 0.0011769 | 7.1667 | -6.4258e-08 | 1.9219e-05 | 3.924e-07 | 5.2368e-06 | 7.1667 | 0.0011699 | 0.0011526 | 0.0012091 | 0.0011795
| 7.2083 | 0.001184 | 0.0011475 | 0.0012107 | 0.0011839 | 7.2083 | 1.2297e-07 | 1.9129e-05 | 3.2047e-07 | 5.2564e-06 | 7.2083 | 0.0011834 | 0.0011572 | 0.0012105 | 0.0011862
| 7.25 | 0.0011977 | 0.0011579 | 0.0012123 | 0.0011924 | 7.25 | 2.556e-07 | 2.753e-05 | 3.3518e-07 | 7.5483e-06 | 7.25 | 0.001197 | 0.0011716 | 0.0012121 | 0.0011957
| 7.2917 | 0.0012108 | 0.0011701 | 0.0012142 | 0.0012012 | 7.2917 | 6.2182e-07 | 3.656e-05 | 3.7124e-07 | 1.0103e-05 | 7.2917 | 0.0012101 | 0.0011855 | 0.0012139 | 0.0012049
| 7.3333 | 0.0012234 | 0.0011751 | 0.0012161 | 0.0012079 | 7.3333 | 1.0612e-06 | 3.685e-05 | 3.7621e-07 | 1.0345e-05 | 7.3333 | 0.0012229 | 0.0011905 | 0.0012158 | 0.0012117
| 7.375 | 0.0012349 | 0.0011797 | 0.0012184 | 0.0012142 | 7.375 | 9.3058e-07 | 3.6822e-05 | 2.9839e-07 | 1.0261e-05 | 7.375 | 0.0012347 | 0.001195 | 0.001218 | 0.0012181
| 7.4167 | 0.0012466 | 0.0011834 | 0.0012203 | 0.0012203 | 7.4167 | 9.8929e-07 | 3.6856e-05 | 3.1808e-07 | 1.0299e-05 | 7.4167 | 0.0012463 | 0.0011986 | 0.00122 | 0.0012241
| 7.4583 | 0.0012573 | 0.0011869 | 0.0012223 | 0.0012259 | 7.4583 | 1.3074e-06 | 3.6861e-05 | 2.18e-07 | 1.0382e-05 | 7.4583 | 0.001257 | 0.0012021 | 0.0012219 | 0.0012297
| 7.5 | 0.0012663 | 0.0011904 | 0.0012242 | 0.0012309 | 7.5 | 1.6145e-06 | 3.6771e-05 | 2.099e-07 | 1.047e-05 | 7.5 | 0.001266 | 0.0012056 | 0.0012238 | 0.0012346
| 7.5417 | 0.0012745 | 0.0011938 | 0.0012255 | 0.0012353 | 7.5417 | 1.8366e-06 | 3.6763e-05 | 2.5442e-07 | 1.0566e-05 | 7.5417 | 0.0012742 | 0.001209 | 0.0012251 | 0.0012391
| 7.5833 | 0.0012818 | 0.0011972 | 0.0012268 | 0.0012393 | 7.5833 | 2.1093e-06 | 3.673e-05 | 2.8588e-07 | 1.067e-05 | 7.5833 | 0.0012815 | 0.0012123 | 0.0012263 | 0.0012431
| 7.625 | 0.0012876 | 0.001201 | 0.0013772 | 0.001297 | 7.625 | 2.3924e-06 | 3.6614e-05 | 3.3942e-07 | 1.0764e-05 | 7.625 | 0.0012871 | 0.001216 | 0.0013768 | 0.0013006
| 7.6667 | 0.0012916 | 0.0013346 | 0.002293 | 0.0016653 | 7.6667 | 2.4816e-06 | 3.6589e-05 | 3.6683e-07 | 1.08e-05 | 7.6667 | 0.0012913 | 0.0013496 | 0.0022925 | 0.001669
| 7.7083 | 0.0012954 | 0.0016837 | 0.0039658 | 0.002365 | 7.7083 | 2.4637e-06 | 3.6517e-05 | 3.4714e-07 | 1.0767e-05 | 7.7083 | 0.0012951 | 0.0016986 | 0.0039653 | 0.0023687
| 7.75 | 0.0012063 | 0.002365 | 0.0050631 | 0.0029103 | 7.75 | 2.452e-06 | 3.6556e-05 | 3.8669e-07 | 1.0788e-05 | 7.75 | 0.001206 | 0.00238 | 0.0050626 | 0.002914
| 7.7917 | 0.0011864 | 0.0029925 | 0.0058534 | 0.003356 | 7.7917 | 2.742e-06 | 3.6511e-05 | 4.1135e-07 | 1.0893e-05 | 7.7917 | 0.001186 | 0.0030075 | 0.0058529 | 0.0033596
| 7.8333 | 0.0011909 | 0.0039058 | 0.0064441 | 0.0038146 | 7.8333 | 2.6845e-06 | 3.6476e-05 | 4.3305e-07 | 1.087e-05 | 7.8333 | 0.0011905 | 0.0039208 | 0.0064436 | 0.0038183
| 7.875 | 0.0012424 | 0.004904 | 0.0067287 | 0.0042026 | 7.875 | 2.51e-06 | 3.6463e-05 | 4.0914e-07 | 1.0793e-05 | 7.875 | 0.0012418 | 0.004919 | 0.0067281 | 0.0042062
| 7.9167 | 0.0013282 | 0.0058516 | 0.006835 | 0.0045253 | 7.9167 | 2.9217e-06 | 3.6371e-05 | 3.4328e-07 | 1.0897e-05 | 7.9167 | 0.0013279 | 0.0058666 | 0.0068344 | 0.004529
| 7.9583 | 0.0014568 | 0.006655 | 0.0070957 | 0.0048814 | 7.9583 | 2.7162e-06 | 3.6004e-05 | 1.4092e-07 | 1.065e-05 | 7.9583 | 0.0014561 | 0.00667 | 0.0070952 | 0.004885
| 8 | 0.0016111 | 0.0073819 | 0.0073974 | 0.0052416 | 8 | 2.58e-06 | 3.5459e-05 | -2.4155e-07 | 1.0316e-05 | 8 | 0.0016104 | 0.0073978 | 0.0073978 | 0.0052457
| 8.0417 | 0.0018088 | 0.0079621 | 0.0073413 | 0.0054493 | 8.0417 | 2.4646e-06 | 3.7851e-05 | 1.4219e-06 | 1.1512e-05 | 8.0417 | 0.0018083 | 0.007978 | 0.0073419 | 0.0054536
| 8.0833 | 0.0020605 | 0.0084387 | 0.0073436 | 0.0056706 | 8.0833 | 2.4816e-06 | 3.3647e-05 | 1.3624e-06 | 1.0377e-05 | 8.0833 | 0.0020603 | 0.0084521 | 0.0073447 | 0.0056746
| 8.125 | 0.0023691 | 0.0088848 | 0.0072569 | 0.0058729 | 8.125 | 3.0155e-06 | 3.3949e-05 | 1.5004e-06 | 1.0706e-05 | 8.125 | 0.0023691 | 0.0088984 | 0.0072582 | 0.005877
| 8.1667 | 0.0027445 | 0.0093595 | 0.007067 | 0.0060702 | 8.1667 | 3.165e-06 | 1.9916e-05 | 1.9055e-06 | 7.1707e-06 | 8.1667 | 0.0027448 | 0.0093631 | 0.0070664 | 0.0060711
| 8.2083 | 0.0031819 | 0.0098062 | 0.0069268 | 0.0063011 | 8.2083 | 3.0379e-06 | 1.998e-05 | 1.8387e-06 | 7.1163e-06 | 8.2083 | 0.0031823 | 0.0098094 | 0.0069261 | 0.0063018
| 8.25 | 0.0035795 | 0.0104 | 0.0068506 | 0.0065796 | 8.25 | 2.807e-06 | 1.1586e-05 | 1.7083e-06 | 4.7476e-06 | 8.25 | 0.0035798 | 0.010399 | 0.0068499 | 0.0065793
| 8.2917 | 0.0038991 | 0.010861 | 0.0069397 | 0.0068533 | 8.2917 | 2.3749e-06 | 2.4842e-06 | 1.5917e-06 | 2.1206e-06 | 8.2917 | 0.0038994 | 0.010858 | 0.0069391 | 0.0068525
| 8.3333 | 0.0041724 | 0.011129 | 0.006864 | 0.0069989 | 8.3333 | 2.2831e-06 | 2.1645e-06 | 1.5442e-06 | 1.9842e-06 | 8.3333 | 0.004173 | 0.011126 | 0.0068634 | 0.0069983
| 8.375 | 0.0046899 | 0.011472 | 0.0068667 | 0.0072837 | 8.375 | 2.2553e-06 | 2.1873e-06 | 1.597e-06 | 1.999e-06 | 8.375 | 0.0046904 | 0.011469 | 0.0068662 | 0.0072831
| 8.4167 | 0.005361 | 0.011625 | 0.0068109 | 0.0075539 | 8.4167 | 2.2004e-06 | 2.1223e-06 | 1.563e-06 | 1.9489e-06 | 8.4167 | 0.0053615 | 0.011623 | 0.0068104 | 0.0075533
| 8.4583 | 0.006308 | 0.01169 | 0.0066469 | 0.007864 | 8.4583 | 2.1388e-06 | 2.0643e-06 | 1.6108e-06 | 1.9279e-06 | 8.4583 | 0.0063084 | 0.011688 | 0.0066463 | 0.0078634
| 8.5 | 0.0072411 | 0.011815 | 0.0066929 | 0.0082608 | 8.5 | 1.8146e-06 | 2.107e-06 | 1.581e-06 | 1.808e-06 | 8.5 | 0.0072415 | 0.011812 | 0.0066924 | 0.0082602
| 8.5417 | 0.008088 | 0.01177 | 0.0065604 | 0.0085158 | 8.5417 | 1.6646e-06 | 2.0943e-06 | 1.5102e-06 | 1.7232e-06 | 8.5417 | 0.0080884 | 0.011767 | 0.0065599 | 0.0085152
| 8.5833 | 0.008817 | 0.0117 | 0.0064037 | 0.0087116 | 8.5833 | 1.5087e-06 | 2.1348e-06 | 1.4241e-06 | 1.6448e-06 | 8.5833 | 0.0088174 | 0.011698 | 0.0064032 | 0.008711
| 8.625 | 0.0093788 | 0.011642 | 0.0061231 | 0.0088037 | 8.625 | 1.3013e-06 | 2.1995e-06 | 1.3779e-06 | 1.5682e-06 | 8.625 | 0.0093794 | 0.01164 | 0.0061226 | 0.0088032
| 8.6667 | 0.0097723 | 0.011396 | 0.0050431 | 0.0084936 | 8.6667 | 1.2578e-06 | 2.2172e-06 | 1.3772e-06 | 1.5565e-06 | 8.6667 | 0.0097729 | 0.011394 | 0.0050425 | 0.0084931
| 8.7083 | 0.0099582 | 0.010917 | 0.0031753 | 0.0077594 | 8.7083 | 1.2615e-06 | 2.3115e-06 | 1.3819e-06 | 1.5847e-06 | 8.7083 | 0.0099586 | 0.010915 | 0.0031747 | 0.0077588
| 8.75 | 0.010123 | 0.010148 | 0.0018823 | 0.0071482 | 8.75 | 1.3364e-06 | 2.3107e-06 | 1.3913e-06 | 1.6157e-06 | 8.75 | 0.010124 | 0.010146 | 0.0018817 | 0.0071477
| 8.7917 | 0.010162 | 0.0097728 | 0.00097538 | 0.0067345 | 8.7917 | 9.7748e-07 | 2.329e-06 | 1.4246e-06 | 1.4992e-06 | 8.7917 | 0.010163 | 0.0097708 | 0.00097475 | 0.006734
| 8.8333 | 0.010145 | 0.0092082 | 0.00022683 | 0.006307 | 8.8333 | 1.0258e-06 | 2.7336e-06 | 1.4325e-06 | 1.6278e-06 | 8.8333 | 0.010146 | 0.0092053 | 0.00022619 | 0.0063063
| 8.875 | 0.010085 | 0.0086473 | -0.0002784 | 0.0059527 | 8.875 | 1.0364e-06 | 3.3176e-06 | 1.4945e-06 | 1.8097e-06 | 8.875 | 0.010086 | 0.0086429 | -0.00027903 | 0.0059516
| 8.9167 | 0.0099838 | 0.0080259 | -0.00055053 | 0.005651 | 8.9167 | 1.0632e-07 | 4.3093e-06 | 1.5402e-06 | 1.7445e-06 | 8.9167 | 0.0099843 | 0.0080216 | -0.00055117 | 0.0056498
| 8.9583 | 0.0098294 | 0.0076088 | -0.00098674 | 0.0053246 | 8.9583 | 1.8436e-07 | 4.6969e-06 | 1.6584e-06 | 1.9195e-06 | 8.9583 | 0.0098302 | 0.0076051 | -0.00098702 | 0.0053238
| 9 | 0.0096444 | 0.0072967 | -0.0014928 | 0.0049896 | 9 | 1.5859e-07 | 7.378e-06 | 2.1415e-06 | 2.7988e-06 | 9 | 0.0096453 | 0.0072891 | -0.001494 | 0.0049875
| 9.0417 | 0.0094113 | 0.0069784 | -0.0016377 | 0.0047657 | 9.0417 | -1.6235e-07 | 4.8331e-06 | 2.9526e-07 | 1.3337e-06 | 9.0417 | 0.0094124 | 0.006971 | -0.0016388 | 0.0047637
| 9.0833 | 0.0091199 | 0.0067592 | -0.0017554 | 0.0045564 | 9.0833 | -2.2786e-07 | 7.5822e-06 | 4.1613e-07 | 2.0852e-06 | 9.0833 | 0.0091208 | 0.0067482 | -0.0017569 | 0.0045533
| 9.125 | 0.0087582 | 0.0065462 | -0.0019054 | 0.0043109 | 9.125 | -1.0546e-06 | 7.8198e-06 | 6.4756e-07 | 1.9248e-06 | 9.125 | 0.0087589 | 0.0065355 | -0.0019068 | 0.0043078
| 9.1667 | 0.0083073 | 0.0062813 | -0.0019248 | 0.0040657 | 9.1667 | -1.5657e-06 | 8.3249e-06 | -1.6833e-07 | 1.5741e-06 | 9.1667 | 0.0083077 | 0.0062719 | -0.0019242 | 0.0040635
| 9.2083 | 0.0077884 | 0.0060772 | -0.0019686 | 0.0038025 | 9.2083 | -1.4038e-06 | 8.3939e-06 | -7.101e-08 | 1.6878e-06 | 9.2083 | 0.0077891 | 0.0060683 | -0.0019679 | 0.0038006
| 9.25 | 0.0073179 | 0.0057066 | -0.0020653 | 0.0034938 | 9.25 | -1.1583e-06 | 9.2293e-06 | -5.2798e-08 | 2.0083e-06 | 9.25 | 0.0073188 | 0.0056977 | -0.0020646 | 0.0034921
| 9.2917 | 0.006904 | 0.0053394 | -0.0023155 | 0.0031516 | 9.2917 | -1.466e-06 | 9.2528e-06 | 8.0945e-09 | 1.9221e-06 | 9.2917 | 0.0069053 | 0.0053305 | -0.0023147 | 0.00315
| 9.3333 | 0.0065194 | 0.0049865 | -0.0024231 | 0.0028757 | 9.3333 | -2.256e-06 | 9.3293e-06 | 8.7199e-08 | 1.6773e-06 | 9.3333 | 0.0065203 | 0.0049774 | -0.0024224 | 0.0028738
| 9.375 | 0.0059074 | 0.0045219 | -0.0025505 | 0.0024782 | 9.375 | -2.4726e-06 | 9.3116e-06 | 1.5453e-08 | 1.5661e-06 | 9.375 | 0.0059083 | 0.0045126 | -0.0025499 | 0.0024763
| 9.4167 | 0.0051588 | 0.0042316 | -0.0026426 | 0.0020892 | 9.4167 | -2.6534e-06 | 9.3691e-06 | 2.5387e-08 | 1.5178e-06 | 9.4167 | 0.0051597 | 0.0042223 | -0.002642 | 0.0020873
| 9.4583 | 0.004087 | 0.0040752 | -0.0026189 | 0.0016576 | 9.4583 | -2.7561e-06 | 9.3536e-06 | -3.1642e-08 | 1.4548e-06 | 9.4583 | 0.0040882 | 0.0040659 | -0.0026182 | 0.0016558
| 9.5 | 0.0030522 | 0.0039289 | -0.0028115 | 0.0011642 | 9.5 | -3.1318e-06 | 9.2963e-06 | 1.6373e-08 | 1.3172e-06 | 9.5 | 0.0030535 | 0.0039196 | -0.002811 | 0.0011624
| 9.5417 | 0.0020589 | 0.0040502 | -0.0028441 | 0.0008153 | 9.5417 | -3.2505e-06 | 9.2798e-06 | 6.6595e-08 | 1.2869e-06 | 9.5417 | 0.0020603 | 0.0040409 | -0.0028436 | 0.00081353
| 9.5833 | 0.0011642 | 0.0041567 | -0.0027079 | 0.00056025 | 9.5833 | -3.2303e-06 | 8.9105e-06 | 1.0799e-07 | 1.211e-06 | 9.5833 | 0.0011657 | 0.0041474 | -0.0027073 | 0.00055853
| 9.625 | 0.00042781 | 0.0044099 | -0.0019889 | 0.00061399 | 9.625 | -3.2681e-06 | 8.9242e-06 | 1.4202e-07 | 1.2129e-06 | 9.625 | 0.00042935 | 0.0044006 | -0.0019883 | 0.0006123
| 9.6667 | -0.0001443 | 0.0049493 | -0.00048829 | 0.0010878 | 9.6667 | -3.3271e-06 | 8.9502e-06 | 1.227e-07 | 1.1909e-06 | 9.6667 | -0.00014272 | 0.00494 | -0.0004877 | 0.0010862
| 9.7083 | -0.00051409 | 0.0056528 | 0.00055143 | 0.0015139 | 9.7083 | -3.3312e-06 | 8.9767e-06 | 1.2381e-07 | 1.1968e-06 | 9.7083 | -0.00051252 | 0.0056435 | 0.00055206 | 0.0015122
| 9.75 | -0.00076526 | 0.0063523 | 0.00080064 | 0.0016969 | 9.75 | -3.3062e-06 | 9.0697e-06 | 1.6354e-07 | 1.2453e-06 | 9.75 | -0.0007637 | 0.0063429 | 0.00080135 | 0.0016953
| 9.7917 | -0.00092262 | 0.0067751 | 0.0012037 | 0.0018969 | 9.7917 | -3.1692e-06 | 9.1106e-06 | 2.1487e-07 | 1.3257e-06 | 9.7917 | -0.0009211 | 0.0067656 | 0.0012045 | 0.0018952
| 9.8333 | -0.0010254 | 0.0071567 | 0.0013575 | 0.0020159 | 9.8333 | -3.1839e-06 | 8.7995e-06 | 2.535e-07 | 1.2513e-06 | 9.8333 | -0.001024 | 0.007148 | 0.0013583 | 0.0020144
| 9.875 | -0.0010818 | 0.0072862 | 0.0014996 | 0.0020808 | 9.875 | -2.9824e-06 | 8.2529e-06 | 2.5663e-07 | 1.1818e-06 | 9.875 | -0.0010803 | 0.0072792 | 0.0015005 | 0.0020799
| 9.9167 | -0.0010887 | 0.0073579 | 0.0015187 | 0.0021043 | 9.9167 | -2.6138e-06 | 7.3217e-06 | 2.4872e-07 | 1.068e-06 | 9.9167 | -0.0010872 | 0.0073509 | 0.0015197 | 0.0021033
| 9.9583 | -0.001034 | 0.0072986 | 0.001641 | 0.0021531 | 9.9583 | -2.8046e-06 | 8.0745e-06 | 9.3546e-07 | 1.446e-06 | 9.9583 | -0.0010323 | 0.007291 | 0.0016414 | 0.0021518
| 10 | -0.00092877 | 0.0070703 | 0.0017924 | 0.0021862 | 10 | -2.5573e-06 | 6.0347e-06 | 9.5975e-07 | 1.0035e-06 | 10 | -0.00092734 | 0.0070657 | 0.0017931 | 0.0021857
| 10.0417 | -0.00075332 | 0.0069747 | 0.0017467 | 0.0022094 | 10.0417 | -2.2204e-06 | 7.409e-06 | 1.9688e-06 | 1.8599e-06 | 10.0417 | -0.00075182 | 0.0069695 | 0.001747 | 0.0022087
| 10.0833 | -0.00051593 | 0.0069555 | 0.0017556 | 0.0022958 | 10.0833 | -1.992e-06 | 6.2296e-06 | 3.0176e-06 | 2.0102e-06 | 10.0833 | -0.0005144 | 0.0069538 | 0.0017563 | 0.0022962
| 10.125 | -0.00023431 | 0.0070596 | 0.001901 | 0.0024809 | 10.125 | -1.7001e-06 | 5.7493e-06 | 2.7107e-06 | 1.8798e-06 | 10.125 | -0.00023256 | 0.0070574 | 0.0019014 | 0.002481
| 10.1667 | 3.7476e-05 | 0.0071857 | 0.0019159 | 0.0026209 | 10.1667 | -1.6412e-06 | 4.4032e-06 | 2.8445e-06 | 1.5916e-06 | 10.1667 | 3.9222e-05 | 0.0071839 | 0.0019156 | 0.0026209
| 10.2083 | 0.00027273 | 0.0072561 | 0.0018681 | 0.0027099 | 10.2083 | -2.1436e-06 | 4.7936e-06 | 2.9622e-06 | 1.5513e-06 | 10.2083 | 0.00027416 | 0.0072545 | 0.0018679 | 0.0027099
| 10.25 | 0.00048003 | 0.0072384 | 0.0018488 | 0.0027752 | 10.25 | -2.3722e-06 | 3.9754e-06 | 3.033e-06 | 1.274e-06 | 10.25 | 0.00048135 | 0.0072369 | 0.0018486 | 0.0027753
| 10.2917 | 0.00071524 | 0.0072952 | 0.0021568 | 0.0029893 | 10.2917 | -2.0181e-06 | 3.9621e-06 | 2.9933e-06 | 1.3878e-06 | 10.2917 | 0.00071649 | 0.0072939 | 0.0021565 | 0.0029893
| 10.3333 | 0.0010737 | 0.0075282 | 0.0022652 | 0.0032238 | 10.3333 | -1.6372e-06 | 3.8992e-06 | 2.9548e-06 | 1.4987e-06 | 10.3333 | 0.0010749 | 0.0075272 | 0.0022649 | 0.0032239
| 10.375 | 0.0015214 | 0.0077408 | 0.0023599 | 0.0034812 | 10.375 | -1.5254e-06 | 3.9529e-06 | 2.9677e-06 | 1.5593e-06 | 10.375 | 0.0015225 | 0.0077396 | 0.0023596 | 0.0034812
| 10.4167 | 0.0021201 | 0.0078539 | 0.0023484 | 0.0037298 | 10.4167 | -1.3985e-06 | 3.9856e-06 | 2.9874e-06 | 1.6223e-06 | 10.4167 | 0.0021212 | 0.0078528 | 0.0023482 | 0.0037298
| 10.4583 | 0.002868 | 0.0077956 | 0.0022754 | 0.003966 | 10.4583 | -1.3322e-06 | 4.0161e-06 | 3.0047e-06 | 1.6613e-06 | 10.4583 | 0.0028689 | 0.0077945 | 0.0022752 | 0.0039659
| 10.5 | 0.0034994 | 0.0076867 | 0.002346 | 0.0041973 | 10.5 | -9.594e-07 | 4.0066e-06 | 2.9381e-06 | 1.7734e-06 | 10.5 | 0.0035001 | 0.0076857 | 0.0023459 | 0.0041973
| 10.5417 | 0.0040752 | 0.0074741 | 0.0022875 | 0.0043336 | 10.5417 | -7.5159e-07 | 4.0046e-06 | 2.9089e-06 | 1.8395e-06 | 10.5417 | 0.0040759 | 0.007473 | 0.0022874 | 0.0043336
| 10.5833 | 0.0045453 | 0.0072581 | 0.0020724 | 0.0043731 | 10.5833 | -7.3548e-07 | 4.3952e-06 | 2.9532e-06 | 1.9656e-06 | 10.5833 | 0.004546 | 0.0072571 | 0.0020724 | 0.0043731
| 10.625 | 0.0048646 | 0.0068404 | 0.0011597 | 0.0040503 | 10.625 | -6.6084e-07 | 4.3758e-06 | 3.004e-06 | 2.0065e-06 | 10.625 | 0.0048653 | 0.0068394 | 0.0011597 | 0.0040503
| 10.6667 | 0.0050901 | 0.0061803 | -0.00034885 | 0.0034126 | 10.6667 | -6.4008e-07 | 4.339e-06 | 3.0426e-06 | 2.0184e-06 | 10.6667 | 0.0050907 | 0.0061793 | -0.00034893 | 0.0034125
| 10.7083 | 0.0051805 | 0.0053809 | -0.0014862 | 0.0028218 | 10.7083 | -6.4563e-07 | 4.3148e-06 | 3.0643e-06 | 2.0178e-06 | 10.7083 | 0.0051812 | 0.00538 | -0.0014863 | 0.0028218
| 10.75 | 0.0052463 | 0.0048583 | -0.0017159 | 0.002624 | 10.75 | -7.3405e-07 | 4.278e-06 | 2.9986e-06 | 1.9513e-06 | 10.75 | 0.005247 | 0.0048574 | -0.0017161 | 0.0026239
| 10.7917 | 0.0052269 | 0.0044029 | -0.002223 | 0.002312 | 10.7917 | -7.2707e-07 | 4.9561e-06 | 2.9705e-06 | 2.1243e-06 | 10.7917 | 0.0052274 | 0.0044017 | -0.0022232 | 0.0023118
| 10.8333 | 0.0051704 | 0.0038484 | -0.0024734 | 0.0020527 | 10.8333 | -6.8035e-07 | 6.9441e-06 | 3.008e-06 | 2.6848e-06 | 10.8333 | 0.005171 | 0.0038465 | -0.0024736 | 0.0020524
| 10.875 | 0.0050693 | 0.0033354 | -0.0026828 | 0.0018027 | 10.875 | -7.4103e-07 | 8.7533e-06 | 2.9659e-06 | 3.1288e-06 | 10.875 | 0.0050697 | 0.0033327 | -0.002683 | 0.0018021
| 10.9167 | 0.0049452 | 0.0030036 | -0.0027941 | 0.001628 | 10.9167 | -4.9527e-07 | 1.0582e-05 | 3.0238e-06 | 3.7282e-06 | 10.9167 | 0.0049458 | 0.0030011 | -0.0027943 | 0.0016274
| 10.9583 | 0.0047554 | 0.0027451 | -0.0029713 | 0.0014244 | 10.9583 | -2.5578e-07 | 9.2976e-06 | 1.9817e-06 | 3.0981e-06 | 10.9583 | 0.0047558 | 0.0027429 | -0.0029712 | 0.001424
| 11 | 0.0044991 | 0.0026693 | -0.0031535 | 0.001243 | 11 | -3.2953e-07 | 1.2421e-05 | 2.0082e-06 | 3.912e-06 | 11 | 0.0044995 | 0.0026662 | -0.0031538 | 0.0012422
| 11.0417 | 0.004161 | 0.002659 | -0.0031481 | 0.0011165 | 11.0417 | -3.6676e-07 | 1.0832e-05 | 9.189e-07 | 3.0809e-06 | 11.0417 | 0.0041612 | 0.0026565 | -0.0031481 | 0.0011159
| 11.0833 | 0.0037554 | 0.00254 | -0.0032005 | 0.00091499 | 11.0833 | -4.9026e-07 | 1.0754e-05 | -7.6051e-07 | 2.4067e-06 | 11.0833 | 0.0037556 | 0.0025346 | -0.0032019 | 0.00091312
| 11.125 | 0.0033152 | 0.0022668 | -0.0033236 | 0.00063398 | 11.125 | -3.8358e-07 | 1.0752e-05 | -8.536e-07 | 2.4122e-06 | 11.125 | 0.0033154 | 0.0022606 | -0.0033255 | 0.00063172
| 11.1667 | 0.0029067 | 0.0019389 | -0.0033747 | 0.00037629 | 11.1667 | -5.8191e-07 | 1.2218e-05 | -5.5539e-07 | 2.8368e-06 | 11.1667 | 0.0029069 | 0.0019326 | -0.0033761 | 0.00037415
| 11.2083 | 0.0025387 | 0.0015799 | -0.0033958 | 0.00013618 | 11.2083 | -6.041e-07 | 1.1584e-05 | -8.2563e-07 | 2.5618e-06 | 11.2083 | 0.002539 | 0.0015726 | -0.0033982 | 0.00013348
| 11.25 | 0.0021972 | 0.0012726 | -0.003494 | -0.00010817 | 11.25 | -6.2737e-07 | 1.1498e-05 | -9.4172e-07 | 2.4882e-06 | 11.25 | 0.0021975 | 0.0012653 | -0.0034963 | -0.00011084
| 11.2917 | 0.001845 | 0.00095176 | -0.0038995 | -0.0004713 | 11.2917 | -6.0822e-07 | 1.155e-05 | -8.2269e-07 | 2.5522e-06 | 11.2917 | 0.0018454 | 0.0009444 | -0.0039017 | -0.00047391
| 11.3333 | 0.0014121 | 0.00058083 | -0.0040322 | -0.00077908 | 11.3333 | -6.0124e-07 | 1.1565e-05 | -8.1662e-07 | 2.5611e-06 | 11.3333 | 0.0014129 | 0.00057348 | -0.0040344 | -0.00078153
| 11.375 | 0.00088274 | 0.00025466 | -0.0041896 | -0.0011198 | 11.375 | -5.2678e-07 | 1.1478e-05 | -8.0742e-07 | 2.569e-06 | 11.375 | 0.00088376 | 0.0002474 | -0.0041918 | -0.0011221
| 11.4167 | 0.00016338 | 0.00013866 | -0.0042452 | -0.0014383 | 11.4167 | -5.5309e-07 | 1.148e-05 | -7.9602e-07 | 2.5638e-06 | 11.4167 | 0.00016458 | 0.00013137 | -0.0042474 | -0.0014405
| 11.4583 | -0.00065817 | 0.00021213 | -0.0042341 | -0.0017202 | 11.4583 | -5.1246e-07 | 1.1584e-05 | -8.2563e-07 | 2.5958e-06 | 11.4583 | -0.00065688 | 0.00020475 | -0.0042363 | -0.0017225
| 11.5 | -0.0013764 | 0.00024928 | -0.0043622 | -0.0020237 | 11.5 | -2.4092e-07 | 1.1622e-05 | -7.7339e-07 | 2.726e-06 | 11.5 | -0.0013749 | 0.00024179 | -0.0043644 | -0.0020259
| 11.5417 | -0.0020459 | 0.00033908 | -0.0043538 | -0.0022457 | 11.5417 | -2.2499e-07 | 1.1647e-05 | -7.8461e-07 | 2.7344e-06 | 11.5417 | -0.0020443 | 0.00033159 | -0.0043561 | -0.0022479
| 11.5833 | -0.0025993 | 0.00047892 | -0.0043146 | -0.0024001 | 11.5833 | -2.2804e-07 | 1.1669e-05 | -7.973e-07 | 2.7344e-06 | 11.5833 | -0.0025976 | 0.00047132 | -0.004317 | -0.0024024
| 11.625 | -0.0030083 | 0.00062389 | -0.0041651 | -0.0024595 | 11.625 | -3.3919e-07 | 1.1696e-05 | -8.685e-07 | 2.6746e-06 | 11.625 | -0.0030066 | 0.00061622 | -0.0041676 | -0.0024618
| 11.6667 | -0.0033155 | 0.00088123 | -0.0041488 | -0.0024993 | 11.6667 | -3.8143e-07 | 1.1694e-05 | -8.926e-07 | 2.6498e-06 | 11.6667 | -0.0033137 | 0.00087363 | -0.0041513 | -0.0025015
| 11.7083 | -0.0034921 | 0.0011195 | -0.0039805 | -0.0024406 | 11.7083 | -3.7016e-07 | 1.1745e-05 | -8.8432e-07 | 2.6705e-06 | 11.7083 | -0.0034903 | 0.0011118 | -0.0039829 | -0.0024428
| 11.75 | -0.0036422 | 0.00095219 | -0.0039154 | -0.0025174 | 11.75 | -3.6228e-07 | 1.1712e-05 | -8.593e-07 | 2.6736e-06 | 11.75 | -0.0036404 | 0.00094449 | -0.0039178 | -0.0025197
| 11.7917 | -0.0037509 | 0.00061883 | -0.0038165 | -0.0026109 | 11.7917 | -4.3764e-07 | 1.1013e-05 | -9.0658e-07 | 2.4425e-06 | 11.7917 | -0.0037491 | 0.00061162 | -0.0038189 | -0.002613
| 11.8333 | -0.003844 | 0.00031603 | -0.0036939 | -0.0026817 | 11.8333 | -4.3907e-07 | 9.0222e-06 | -1.0122e-06 | 1.8734e-06 | 11.8333 | -0.0038423 | 0.00030952 | -0.0036963 | -0.0026837
| 11.875 | -0.0039335 | 9.7786e-05 | -0.0035367 | -0.0027163 | 11.875 | -6.0714e-07 | 7.1681e-06 | -9.4595e-07 | 1.3411e-06 | 11.875 | -0.0039319 | 9.2086e-05 | -0.0035393 | -0.0027181
| 11.9167 | -0.0040303 | -0.00012555 | -0.0034123 | -0.0027668 | 11.9167 | -2.8352e-07 | 5.3174e-06 | -9.7814e-07 | 9.5687e-07 | 11.9167 | -0.0040284 | -0.00013135 | -0.0034149 | -0.0027685
| 11.9583 | -0.004109 | -0.0003506 | -0.003314 | -0.0028204 | 11.9583 | -2.1819e-07 | 5.223e-06 | -8.7972e-07 | 9.9161e-07 | 11.9583 | -0.004107 | -0.00035597 | -0.0033165 | -0.002822
| 12 | -0.0041637 | -0.00061079 | -0.0032077 | -0.0028715 | 12 | -3.2165e-07 | 2.2535e-06 | -7.0974e-07 | 2.2378e-07 | 12 | -0.0041615 | -0.00061536 | -0.0032098 | -0.0028727
| 12.0417 | -0.0042062 | -0.00091547 | -0.0030976 | -0.0029287 | 12.0417 | -5.5685e-07 | 9.4468e-08 | -2.4447e-06 | -1.0664e-06 | 12.0417 | -0.0042041 | -0.00091851 | -0.0030987 | -0.0029291
| 12.0833 | -0.0042392 | -0.0011801 | -0.0030634 | -0.002999 | 12.0833 | -4.5285e-07 | -1.2408e-06 | -1.7453e-06 | -1.1303e-06 | 12.0833 | -0.0042374 | -0.0011808 | -0.0030638 | -0.0029987
| 12.125 | -0.0042714 | -0.0013883 | -0.002971 | -0.0030331 | 12.125 | -3.1914e-07 | -1.2398e-06 | -1.7953e-06 | -1.0984e-06 | 12.125 | -0.0042698 | -0.001388 | -0.0029706 | -0.0030322
| 12.1667 | -0.0043032 | -0.0015433 | -0.0028536 | -0.0030436 | 12.1667 | -1.321e-07 | -2.5546e-06 | -1.8937e-06 | -1.4147e-06 | 12.1667 | -0.0043015 | -0.0015422 | -0.002853 | -0.0030425
| 12.2083 | -0.0043319 | -0.0016254 | -0.0027321 | -0.0030323 | 12.2083 | -4.6896e-08 | -2.5279e-06 | -2.0755e-06 | -1.4416e-06 | 12.2083 | -0.0043302 | -0.0016235 | -0.0027306 | -0.0030306
| 12.25 | -0.0043614 | -0.0016567 | -0.0025687 | -0.0029924 | 12.25 | -4.439e-08 | -2.4719e-06 | -2.1121e-06 | -1.439e-06 | 12.25 | -0.00436 | -0.0016548 | -0.0025673 | -0.0029909
| 12.2917 | -0.0043788 | -0.0016197 | -0.002425 | -0.0029371 | 12.2917 | 1.9331e-08 | -2.5889e-06 | -2.1967e-06 | -1.4771e-06 | 12.2917 | -0.0043777 | -0.0016179 | -0.0024238 | -0.0029357
| 12.3333 | -0.0044123 | -0.0015194 | -0.0023225 | -0.0028857 | 12.3333 | 6.9789e-07 | -2.6036e-06 | -2.2129e-06 | -1.2346e-06 | 12.3333 | -0.0044113 | -0.0015176 | -0.0023213 | -0.0028844
| 12.375 | -0.0044363 | -0.0014217 | -0.0022313 | -0.0028356 | 12.375 | 8.3894e-07 | -2.6221e-06 | -2.1824e-06 | -1.176e-06 | 12.375 | -0.0044354 | -0.0014199 | -0.0022302 | -0.0028344
| 12.4167 | -0.0043964 | -0.001428 | -0.002119 | -0.0027818 | 12.4167 | 8.8548e-07 | -2.7336e-06 | -2.2091e-06 | -1.198e-06 | 12.4167 | -0.0043956 | -0.0014262 | -0.0021178 | -0.0027806
| 12.4583 | -0.0043855 | -0.0014993 | -0.0020164 | -0.0027596 | 12.4583 | 8.4145e-07 | -2.796e-06 | -2.2344e-06 | -1.2402e-06 | 12.4583 | -0.0043848 | -0.0014974 | -0.0020152 | -0.0027585
| 12.5 | -0.0043766 | -0.0015544 | -0.0019141 | -0.002734 | 12.5 | 5.8191e-07 | -2.6983e-06 | -2.2933e-06 | -1.332e-06 | 12.5 | -0.0043762 | -0.0015525 | -0.0019129 | -0.0027329
| 12.5417 | -0.0043134 | -0.0016642 | -0.0018139 | -0.0027035 | 12.5417 | 4.6073e-07 | -2.6531e-06 | -2.2946e-06 | -1.3655e-06 | 12.5417 | -0.0043131 | -0.0016623 | -0.0018126 | -0.0027024
| 12.5833 | -0.0042316 | -0.0017877 | -0.0017351 | -0.0026775 | 12.5833 | 4.5715e-07 | -2.6568e-06 | -2.2779e-06 | -1.3618e-06 | 12.5833 | -0.0042312 | -0.0017858 | -0.0017338 | -0.0026763
| 12.625 | -0.0041147 | -0.0018762 | -0.0016821 | -0.0026384 | 12.625 | 5.649e-07 | -2.6786e-06 | -2.2477e-06 | -1.3166e-06 | 12.625 | -0.0041145 | -0.0018742 | -0.0016807 | -0.0026373
| 12.6667 | -0.0039955 | -0.002051 | -0.0016414 | -0.0026259 | 12.6667 | 6.6406e-07 | -2.6856e-06 | -2.2845e-06 | -1.2949e-06 | 12.6667 | -0.0039953 | -0.0020492 | -0.0016399 | -0.0026248
| 12.7083 | -0.0038582 | -0.0021783 | -0.0016153 | -0.0025993 | 12.7083 | 5.4682e-07 | -2.7791e-06 | -2.2977e-06 | -1.3681e-06 | 12.7083 | -0.003858 | -0.0021764 | -0.0016139 | -0.0025982
| 12.75 | -0.003729 | -0.0021846 | -0.0016078 | -0.0025502 | 12.75 | 4.7451e-07 | -2.812e-06 | -2.3314e-06 | -1.416e-06 | 12.75 | -0.0037286 | -0.0021826 | -0.0016064 | -0.002549
| 12.7917 | -0.0036009 | -0.0021137 | -0.0016003 | -0.002481 | 12.7917 | 4.6216e-07 | 2.6591e-07 | -2.3443e-06 | -6.055e-07 | 12.7917 | -0.0036004 | -0.0021074 | -0.0015989 | -0.0024786
| 12.8333 | -0.0034752 | -0.0020275 | -0.0015916 | -0.0024081 | 12.8333 | 3.2398e-07 | 3.2654e-06 | -2.2769e-06 | 1.6633e-07 | 12.8333 | -0.0034746 | -0.0020183 | -0.0015901 | -0.0024049
| 12.875 | -0.0033601 | -0.0019609 | -0.0015838 | -0.0023447 | 12.875 | 3.0608e-07 | 4.5295e-06 | -2.4206e-06 | 4.4436e-07 | 12.875 | -0.0033594 | -0.0019501 | -0.0015822 | -0.0023411
| 12.9167 | -0.00326 | -0.0019225 | -0.0015552 | -0.002287 | 12.9167 | 4.9402e-08 | 6.457e-06 | -2.5056e-06 | 8.3154e-07 | 12.9167 | -0.0032597 | -0.0019112 | -0.0015535 | -0.0022833
| 12.9583 | -0.0031667 | -0.001891 | -0.001528 | -0.002234 | 12.9583 | -2.8818e-08 | 8.3384e-06 | -1.2572e-06 | 1.7552e-06 | 12.9583 | -0.0031665 | -0.0018816 | -0.0015276 | -0.0022313
| 13 | -0.0030757 | -0.0018706 | -0.0015595 | -0.0022062 | 13 | 2.2141e-07 | 1.1641e-05 | -8.7696e-07 | 2.8655e-06 | 13 | -0.0030757 | -0.0018574 | -0.0015573 | -0.0022019
| 13.0417 | -0.0029817 | -0.0018596 | -0.0016244 | -0.0021917 | 13.0417 | 6.9861e-07 | 1.4541e-05 | 1.0946e-06 | 4.5284e-06 | 13.0417 | -0.0029818 | -0.0018483 | -0.0016232 | -0.0021883
| 13.0833 | -0.0028876 | -0.0018585 | -0.0016865 | -0.0021789 | 13.0833 | 8.2766e-07 | 1.4976e-05 | 6.8711e-07 | 4.545e-06 | 13.0833 | -0.0028874 | -0.0018466 | -0.0016854 | -0.0021753
| 13.125 | -0.0027906 | -0.0018616 | -0.0017293 | -0.0021592 | 13.125 | 7.1024e-07 | 1.5005e-05 | 7.5978e-07 | 4.5353e-06 | 13.125 | -0.0027904 | -0.0018498 | -0.0017284 | -0.0021556
| 13.1667 | -0.0026939 | -0.0018735 | -0.0017696 | -0.002141 | 13.1667 | 7.1347e-07 | 1.2247e-05 | -1.2125e-06 | 3.0885e-06 | 13.1667 | -0.0026938 | -0.0018599 | -0.0017676 | -0.0021366
| 13.2083 | -0.0025965 | -0.0018927 | -0.0017766 | -0.0021124 | 13.2083 | 8.665e-07 | 1.263e-05 | -7.2298e-07 | 3.4244e-06 | 13.2083 | -0.0025961 | -0.0018784 | -0.0017742 | -0.0021076
| 13.25 | -0.0024998 | -0.0019142 | -0.001741 | -0.0020693 | 13.25 | 8.4503e-07 | 1.2561e-05 | -5.5557e-07 | 3.4587e-06 | 13.25 | -0.0024992 | -0.0018998 | -0.0017386 | -0.0020644
| 13.2917 | -0.0023988 | -0.0019371 | -0.0017228 | -0.0020313 | 13.2917 | 7.4389e-07 | 1.2534e-05 | -5.1529e-07 | 3.4283e-06 | 13.2917 | -0.0023983 | -0.0019226 | -0.0017202 | -0.0020263
| 13.3333 | -0.0023039 | -0.0019628 | -0.001724 | -0.0020032 | 13.3333 | 1.5501e-07 | 1.2588e-05 | -5.495e-07 | 3.2115e-06 | 13.3333 | -0.0023034 | -0.0019482 | -0.0017214 | -0.0019982
| 13.375 | -0.002234 | -0.0019696 | -0.0016526 | -0.0019532 | 13.375 | 2.7261e-07 | 1.264e-05 | -6.0396e-07 | 3.2493e-06 | 13.375 | -0.0022334 | -0.001955 | -0.0016499 | -0.0019481
| 13.4167 | -0.0022065 | -0.0019651 | -0.0016439 | -0.0019386 | 13.4167 | 1.1849e-07 | 1.2744e-05 | -5.7802e-07 | 3.2291e-06 | 13.4167 | -0.0022059 | -0.0019505 | -0.0016411 | -0.0019335
| 13.4583 | -0.0021443 | -0.0019565 | -0.0016246 | -0.0019063 | 13.4583 | -3.6694e-08 | 1.2745e-05 | -5.1161e-07 | 3.1957e-06 | 13.4583 | -0.0021438 | -0.0019419 | -0.0016219 | -0.0019012
| 13.5 | -0.0020858 | -0.0019425 | -0.001592 | -0.001869 | 13.5 | -1.287e-07 | 1.2687e-05 | -4.2661e-07 | 3.1767e-06 | 13.5 | -0.0020853 | -0.0019278 | -0.0015893 | -0.0018639
| 13.5417 | -0.0020479 | -0.0019133 | -0.0015459 | -0.0018304 | 13.5417 | -1.3102e-07 | 1.2634e-05 | -3.5965e-07 | 3.186e-06 | 13.5417 | -0.0020474 | -0.0018986 | -0.0015432 | -0.0018253
| 13.5833 | -0.0020241 | -0.0018706 | -0.0014914 | -0.0017905 | 13.5833 | -1.9958e-07 | 1.2641e-05 | -3.6554e-07 | 3.1603e-06 | 13.5833 | -0.0020235 | -0.0018559 | -0.0014888 | -0.0017854
| 13.625 | -0.0020199 | -0.0018186 | -0.0014271 | -0.0017518 | 13.625 | -1.4803e-07 | 1.2579e-05 | -3.6168e-07 | 3.1642e-06 | 13.625 | -0.0020193 | -0.001804 | -0.0014245 | -0.0017467
| 13.6667 | -0.0020167 | -0.0017687 | -0.0013606 | -0.0017133 | 13.6667 | -1.5501e-07 | 1.2585e-05 | -3.6664e-07 | 3.1616e-06 | 13.6667 | -0.0020161 | -0.0017541 | -0.0013581 | -0.0017082
| 13.7083 | -0.0020244 | -0.0017485 | -0.0013054 | -0.0016908 | 13.7083 | -1.2995e-07 | 1.2648e-05 | -4.3287e-07 | 3.1635e-06 | 13.7083 | -0.002024 | -0.0017339 | -0.0013028 | -0.0016858
| 13.75 | -0.002024 | -0.0017503 | -0.0012406 | -0.0016676 | 13.75 | -1.4856e-08 | 1.2682e-05 | -4.9671e-07 | 3.1924e-06 | 13.75 | -0.0020236 | -0.0017357 | -0.0012379 | -0.0016627
| 13.7917 | -0.0020158 | -0.0017896 | -0.0011689 | -0.0016491 | 13.7917 | 2.7386e-08 | 9.611e-06 | -5.1069e-07 | 2.3851e-06 | 13.7917 | -0.0020155 | -0.0017793 | -0.0011663 | -0.0016454
| 13.8333 | -0.0020052 | -0.0018272 | -0.001093 | -0.0016277 | 13.8333 | 8.7528e-08 | 6.562e-06 | -4.6359e-07 | 1.6125e-06 | 13.8333 | -0.0020049 | -0.0018199 | -0.0010904 | -0.0016247
| 13.875 | -0.0019897 | -0.001806 | -0.0010163 | -0.0015886 | 13.875 | 1.806e-07 | 5.3957e-06 | -3.0814e-07 | 1.3927e-06 | 13.875 | -0.0019893 | -0.0018005 | -0.0010138 | -0.0015861
| 13.9167 | -0.001967 | -0.0017627 | -0.00095937 | -0.001548 | 13.9167 | 5.1335e-07 | 3.4086e-06 | -3.6554e-07 | 9.6645e-07 | 13.9167 | -0.0019667 | -0.0017579 | -0.00095689 | -0.0015457
| 13.9583 | -0.001941 | -0.0017115 | -0.00090108 | -0.0015036 | 13.9583 | 6.0732e-07 | 2.1623e-06 | -1.3194e-06 | 3.2435e-07 | 13.9583 | -0.0019409 | -0.0017058 | -0.00089793 | -0.0015009
| 14 | -0.0019139 | -0.0016573 | -0.00078702 | -0.0014379 | 14 | 3.0017e-07 | -2.1585e-06 | -2.5051e-06 | -1.3696e-06 | 14 | -0.0019137 | -0.0016552 | -0.00078559 | -0.0014367
| 14.0417 | -0.0018852 | 0.024524 | 0.036787 | 0.01914 | 14.0417 | 9.8446e-08 | -2.9003e-06 | 0.062986 | 0.022788 | 14.0417 | -0.0018848 | 0.024581 | -0.00071018 | 0.0055889
| 14.0833 | -0.0018548 | 0.10526 | 0.091389 | 0.060409 | 14.0833 | -1.3049e-07 | -3.5463e-06 | 0.17041 | 0.061654 | 14.0833 | -0.0018544 | 0.10532 | -0.0043935 | 0.025772
| 14.125 | -0.0018224 | 0.19751 | 0.17807 | 0.11635 | 14.125 | -3.741e-08 | 0.0051824 | 0.31936 | 0.11693 | 14.125 | -0.0018217 | 0.19757 | -0.012398 | 0.047457
| 14.1667 | -0.0017874 | 0.30679 | 0.33176 | 0.20108 | 14.1667 | 1.6396e-07 | 0.013503 | 0.54689 | 0.20147 | 14.1667 | -0.0017861 | 0.30685 | -0.015757 | 0.07536
| 14.2083 | 0.0051757 | 0.42636 | 0.52338 | 0.30484 | 14.2083 | 1.7935e-07 | 0.027342 | 0.80131 | 0.2972 | 14.2083 | 0.0051768 | 0.42641 | -0.015867 | 0.10975
| 14.25 | 0.040691 | 0.58224 | 0.73366 | 0.43564 | 14.25 | 7.5392e-07 | 0.054545 | 1.0647 | 0.39975 | 14.25 | 0.040679 | 0.58228 | -0.020019 | 0.16296
| 14.2917 | 0.089277 | 0.7688 | 0.885 | 0.55816 | 14.2917 | 1.2947e-06 | 0.097219 | 1.2779 | 0.48825 | 14.2917 | 0.08926 | 0.76881 | -0.037699 | 0.22431
| 14.3333 | 0.15255 | 0.99389 | 1.0416 | 0.69831 | 14.3333 | 0.0039594 | 0.15679 | 1.4901 | 0.58236 | 14.3333 | 0.15255 | 0.99391 | -0.061393 | 0.29922
| 14.375 | 0.19686 | 1.3118 | 1.1906 | 0.85335 | 14.375 | 0.040815 | 0.25223 | 1.6991 | 0.6971 | 14.375 | 0.19689 | 1.3117 | -0.081347 | 0.39314
| 14.4167 | 0.32437 | 1.6534 | 1.3631 | 1.0541 | 14.4167 | 0.0856 | 0.36989 | 1.9152 | 0.82328 | 14.4167 | 0.32442 | 1.6533 | -0.093015 | 0.52732
| 14.4583 | 0.5134 | 2.0267 | 1.5345 | 1.2859 | 14.4583 | 0.13418 | 0.50514 | 2.1421 | 0.95947 | 14.4583 | 0.51341 | 2.0266 | -0.12841 | 0.6842
| 14.5 | 0.76196 | 2.4136 | 1.7157 | 1.5469 | 14.5 | 0.19179 | 0.6515 | 2.4019 | 1.1139 | 14.5 | 0.762 | 2.4134 | -0.16635 | 0.86595
| 14.5417 | 1.0588 | 2.8305 | 1.9234 | 1.8435 | 14.5417 | 0.25678 | 0.80966 | 2.6958 | 1.2865 | 14.5417 | 1.0588 | 2.8302 | -0.19176 | 1.0781
| 14.5833 | 1.4092 | 3.2505 | 2.1422 | 2.1648 | 14.5833 | 0.3493 | 0.97953 | 2.9187 | 1.4468 | 14.5833 | 1.4093 | 3.2501 | -0.21623 | 1.3114
| 14.625 | 1.8548 | 3.6629 | 2.3866 | 2.5287 | 14.625 | 0.50051 | 1.1461 | 3.1266 | 1.6226 | 14.625 | 1.8548 | 3.6624 | -0.23206 | 1.5812
| 14.6667 | 2.398 | 4.1073 | 2.6412 | 2.9412 | 14.6667 | 0.69507 | 1.3106 | 3.2492 | 1.7831 | 14.6667 | 2.398 | 4.1067 | -0.25239 | 1.8941
| 14.7083 | 3.0455 | 4.5874 | 2.8872 | 3.3989 | 14.7083 | 0.92985 | 1.4523 | 3.3471 | 1.9436 | 14.7083 | 3.0454 | 4.5868 | -0.27934 | 2.253
| 14.75 | 3.7825 | 5.0976 | 3.1221 | 3.8938 | 14.75 | 1.1969 | 1.5828 | 3.3728 | 2.0869 | 14.75 | 3.7824 | 5.0969 | -0.3099 | 2.6519
| 14.7917 | 4.5857 | 5.635 | 3.3784 | 4.4283 | 14.7917 | 1.5169 | 1.6864 | 3.3838 | 2.2375 | 14.7917 | 4.5856 | 5.6343 | -0.33048 | 3.0862
| 14.8333 | 5.4127 | 6.1704 | 3.6553 | 4.9786 | 14.8333 | 1.8533 | 1.7861 | 3.4067 | 2.3974 | 14.8333 | 5.4126 | 6.1696 | -0.34158 | 3.5323
| 14.875 | 6.2529 | 6.7045 | 3.9338 | 5.5341 | 14.875 | 2.1945 | 1.8708 | 3.4414 | 2.5594 | 14.875 | 6.2529 | 6.7037 | -0.35443 | 3.9824
| 14.9167 | 7.1011 | 7.2347 | 4.2217 | 6.0949 | 14.9167 | 2.5253 | 1.9424 | 3.4821 | 2.7162 | 14.9167 | 7.101 | 7.2339 | -0.362 | 4.4362
| 14.9583 | 7.9559 | 7.7632 | 4.5113 | 6.6583 | 14.9583 | 2.8529 | 2.0081 | 3.5199 | 2.8692 | 14.9583 | 7.9558 | 7.7624 | -0.37093 | 4.8916
| 15 | 8.813 | 8.3167 | 4.8157 | 7.2346 | 15 | 3.192 | 2.0605 | 3.565 | 3.0256 | 15 | 8.8129 | 8.3164 | -0.37636 | 5.3559
| 15.0417 | 9.6711 | 8.8355 | 5.1041 | 7.7961 | 15.0417 | 3.5333 | 2.1099 | 3.5296 | 3.1529 | 15.0417 | 9.6711 | 8.8354 | -0.37862 | 5.8124
| 15.0833 | 10.5309 | 9.2985 | 5.3747 | 8.3371 | 15.0833 | 3.8846 | 2.1584 | 3.4306 | 3.2606 | 15.0833 | 10.5309 | 9.299 | -0.37979 | 6.2552
| 15.125 | 11.3965 | 9.7559 | 5.6079 | 8.8652 | 15.125 | 4.2493 | 2.2018 | 3.2822 | 3.3541 | 15.125 | 11.3965 | 9.7568 | -0.38127 | 6.6985
| 15.1667 | 12.2684 | 10.188 | 5.7487 | 9.3554 | 15.1667 | 4.6204 | 2.2412 | 3.0594 | 3.422 | 15.1667 | 12.2684 | 10.1894 | -0.38419 | 7.1369
| 15.2083 | 13.1404 | 10.6113 | 5.8683 | 9.8357 | 15.2083 | 4.9968 | 2.2719 | 2.813 | 3.4809 | 15.2083 | 13.1404 | 10.6131 | -0.38886 | 7.5723
| 15.25 | 13.9919 | 11.0212 | 5.9335 | 10.2851 | 15.25 | 5.3744 | 2.2834 | 2.5499 | 3.5292 | 15.25 | 13.9919 | 11.0234 | -0.39237 | 7.9969
| 15.2917 | 14.84 | 11.4198 | 6.0349 | 10.7433 | 15.2917 | 5.754 | 2.2703 | 2.3227 | 3.5847 | 15.2917 | 14.84 | 11.4224 | -0.38658 | 8.4207
| 15.3333 | 15.6703 | 11.8494 | 6.1093 | 11.1934 | 15.3333 | 6.1395 | 2.2316 | 2.0886 | 3.6331 | 15.3333 | 15.6703 | 11.8525 | -0.37655 | 8.8476
| 15.375 | 16.5517 | 12.2149 | 6.1255 | 11.6243 | 15.375 | 6.4728 | 2.1663 | 1.8494 | 3.6531 | 15.375 | 16.5517 | 12.2187 | -0.35288 | 9.2814
| 15.4167 | 17.3651 | 12.585 | 6.0925 | 12.0135 | 15.4167 | 6.799 | 2.0872 | 1.6135 | 3.668 | 15.4167 | 17.3651 | 12.5894 | -0.3188 | 9.695
| 15.4583 | 18.1247 | 12.9474 | 6.0258 | 12.3683 | 15.4583 | 7.0813 | 2.006 | 1.3668 | 3.662 | 15.4583 | 18.1248 | 12.9525 | -0.27784 | 10.089
| 15.5 | 18.8321 | 13.3079 | 5.9326 | 12.6937 | 15.5 | 7.2835 | 1.9324 | 1.1016 | 3.6216 | 15.5 | 18.8321 | 13.3136 | -0.22916 | 10.4658
| 15.5417 | 19.497 | 13.6556 | 5.8163 | 12.9915 | 15.5417 | 7.4562 | 1.8638 | 0.83128 | 3.5698 | 15.5417 | 19.5004 | 13.662 | -0.17206 | 10.8278
| 15.5833 | 20.121 | 14.0074 | 5.6814 | 13.2684 | 15.5833 | 7.5897 | 1.7947 | 0.6421 | 3.5326 | 15.5833 | 20.1244 | 14.0144 | -0.11009 | 11.1761
| 15.625 | 20.6627 | 14.3719 | 5.5198 | 13.5084 | 15.625 | 7.6825 | 1.7354 | 0.47695 | 3.4916 | 15.625 | 20.6661 | 14.3797 | -0.047872 | 11.4973
| 15.6667 | 21.1331 | 14.7189 | 5.3369 | 13.7096 | 15.6667 | 7.765 | 1.6866 | 0.39072 | 3.4781 | 15.6667 | 21.1365 | 14.7273 | 0.014037 | 11.7872
| 15.7083 | 21.4985 | 15.0309 | 5.1354 | 13.8557 | 15.7083 | 7.8589 | 1.6676 | 0.3105 | 3.4789 | 15.7083 | 21.502 | 15.0401 | 0.070198 | 12.0268
| 15.75 | 21.7669 | 15.3173 | 4.9273 | 13.9564 | 15.75 | 7.9584 | 1.6784 | 0.2918 | 3.512 | 15.75 | 21.7704 | 15.3273 | 0.13233 | 12.2255
| 15.7917 | 21.9885 | 15.6227 | 4.7156 | 14.0436 | 15.7917 | 8.0493 | 1.6953 | 0.30853 | 3.5563 | 15.7917 | 21.9916 | 15.6337 | 0.19752 | 12.413
| 15.8333 | 22.2018 | 15.9305 | 4.4969 | 14.1257 | 15.8333 | 8.1241 | 1.7076 | 0.32866 | 3.5947 | 15.8333 | 22.2049 | 15.9424 | 0.26498 | 12.5989
| 15.875 | 22.4061 | 16.2535 | 4.2751 | 14.2075 | 15.875 | 8.18 | 1.7164 | 0.34561 | 3.624 | 15.875 | 22.4092 | 16.2662 | 0.3322 | 12.7855
| 15.9167 | 22.6044 | 16.5928 | 4.0482 | 14.2895 | 15.9167 | 8.228 | 1.7268 | 0.3606 | 3.6501 | 15.9167 | 22.6075 | 16.6062 | 0.39917 | 12.974
| 15.9583 | 22.7971 | 16.9329 | 3.8201 | 14.3692 | 15.9583 | 8.2672 | 1.7393 | 0.38022 | 3.675 | 15.9583 | 22.8002 | 16.9471 | 0.46675 | 13.1609
| 16 | 22.9887 | 17.2524 | 3.5775 | 14.4378 | 16 | 8.2937 | 1.7557 | 0.39446 | 3.6944 | 16 | 22.9918 | 17.2667 | 0.53421 | 13.3417
| 16.0417 | 23.1814 | 17.5932 | 3.3132 | 14.5046 | 16.0417 | 8.3116 | 1.7764 | 0.42842 | 3.7189 | 16.0417 | 23.1844 | 17.6078 | 0.60173 | 13.5286
| 16.0833 | 23.3743 | 17.9366 | 3.0451 | 14.5708 | 16.0833 | 8.3171 | 1.7979 | 0.4781 | 3.7446 | 16.0833 | 23.3773 | 17.9514 | 0.66889 | 13.7161
| 16.125 | 23.5637 | 18.273 | 2.7791 | 14.6346 | 16.125 | 8.3094 | 1.8205 | 0.52915 | 3.7662 | 16.125 | 23.5667 | 18.288 | 0.73615 | 13.9005
| 16.1667 | 23.749 | 18.6163 | 2.5463 | 14.7107 | 16.1667 | 8.2961 | 1.8459 | 0.57609 | 3.7851 | 16.1667 | 23.7519 | 18.6315 | 0.80446 | 14.0856
| 16.2083 | 23.9301 | 18.9617 | 2.3027 | 14.7819 | 16.2083 | 8.2786 | 1.8726 | 0.62302 | 3.8026 | 16.2083 | 23.9331 | 18.9771 | 0.87338 | 14.2699
| 16.25 | 24.102 | 19.2813 | 2.0884 | 14.8534 | 16.25 | 8.2606 | 1.9022 | 0.67437 | 3.8224 | 16.25 | 24.105 | 19.3016 | 0.94223 | 14.4452
| 16.2917 | 24.264 | 19.5852 | 1.8806 | 14.9193 | 16.2917 | 8.2383 | 1.9454 | 0.72485 | 3.8439 | 16.2917 | 24.2669 | 19.6116 | 1.0031 | 14.61
| 16.3333 | 24.4153 | 19.8178 | 1.6787 | 14.9646 | 16.3333 | 8.2022 | 2.0102 | 0.75659 | 3.8592 | 16.3333 | 24.4094 | 19.8503 | 1.0577 | 14.7463
| 16.375 | 24.5479 | 20.0201 | 1.5217 | 15.0109 | 16.375 | 8.1887 | 2.0745 | 0.77708 | 3.8787 | 16.375 | 24.542 | 20.0585 | 1.0987 | 14.8659
| 16.4167 | 24.6711 | 20.1988 | 1.395 | 15.0585 | 16.4167 | 8.1752 | 2.1478 | 0.79063 | 3.8981 | 16.4167 | 24.6651 | 20.2432 | 1.1311 | 14.9726
| 16.4583 | 24.7919 | 20.3561 | 1.2964 | 15.1096 | 16.4583 | 8.1724 | 2.2091 | 0.7988 | 3.9163 | 16.4583 | 24.7861 | 20.4065 | 1.1595 | 15.0713
| 16.5 | 24.9069 | 20.5051 | 1.219 | 15.1641 | 16.5 | 8.1848 | 2.2496 | 0.79144 | 3.9291 | 16.5 | 24.9011 | 20.5609 | 1.18 | 15.1627
| 16.5417 | 25.0182 | 20.6412 | 1.1629 | 15.2214 | 16.5417 | 8.1995 | 2.2696 | 0.77755 | 3.9349 | 16.5417 | 25.009 | 20.7027 | 1.1945 | 15.2458
| 16.5833 | 25.1319 | 20.7679 | 1.1187 | 15.2815 | 16.5833 | 8.2239 | 2.2759 | 0.76147 | 3.9398 | 16.5833 | 25.1228 | 20.8354 | 1.2061 | 15.3277
| 16.625 | 25.2336 | 20.8927 | 1.0855 | 15.3405 | 16.625 | 8.2507 | 2.2724 | 0.74594 | 3.9432 | 16.625 | 25.2243 | 20.9664 | 1.2129 | 15.4027
| 16.6667 | 25.3102 | 21.007 | 1.0549 | 15.3883 | 16.6667 | 8.2773 | 2.2564 | 0.73014 | 3.9431 | 16.6667 | 25.3009 | 21.0924 | 1.2109 | 15.4641
| 16.7083 | 25.388 | 21.1199 | 1.0366 | 15.4407 | 16.7083 | 8.3008 | 2.2321 | 0.72252 | 3.9426 | 16.7083 | 25.3787 | 21.2171 | 1.1982 | 15.5216
| 16.75 | 25.4595 | 21.2278 | 1.0223 | 15.4909 | 16.75 | 8.3061 | 2.2082 | 0.71763 | 3.9365 | 16.75 | 25.4502 | 21.3366 | 1.1719 | 15.5705
| 16.7917 | 25.524 | 21.2919 | 1.0129 | 15.5285 | 16.7917 | 8.2963 | 2.1851 | 0.70357 | 3.9216 | 16.7917 | 25.5151 | 21.4121 | 1.1292 | 15.5993
| 16.8333 | 25.5746 | 21.3561 | 1.004 | 15.5612 | 16.8333 | 8.2779 | 2.1699 | 0.68826 | 3.9051 | 16.8333 | 25.5644 | 21.4876 | 1.0773 | 15.6189
| 16.875 | 25.6311 | 21.4116 | 0.99865 | 15.5951 | 16.875 | 8.2555 | 2.1645 | 0.66784 | 3.888 | 16.875 | 25.6209 | 21.5545 | 1.0212 | 15.6375
| 16.9167 | 25.6853 | 21.4579 | 0.99948 | 15.6279 | 16.9167 | 8.2316 | 2.1688 | 0.65898 | 3.877 | 16.9167 | 25.6751 | 21.6125 | 0.96665 | 15.6534
| 16.9583 | 25.7381 | 21.5068 | 1.0072 | 15.6633 | 16.9583 | 8.2094 | 2.1762 | 0.65559 | 3.8695 | 16.9583 | 25.7278 | 21.673 | 0.91623 | 15.6709
| 17 | 25.7892 | 21.5548 | 1.0226 | 15.7007 | 17 | 8.1854 | 2.1866 | 0.65379 | 3.8627 | 17 | 25.779 | 21.7327 | 0.87155 | 15.6896
| 17.0417 | 25.8387 | 21.5947 | 1.0449 | 15.7378 | 17.0417 | 8.1599 | 2.1979 | 0.65659 | 3.8573 | 17.0417 | 25.8286 | 21.7841 | 0.83303 | 15.7078
| 17.0833 | 25.8867 | 21.6372 | 1.073 | 15.7771 | 17.0833 | 8.1339 | 2.212 | 0.66336 | 3.8538 | 17.0833 | 25.8765 | 21.8379 | 0.79826 | 15.7274
| 17.125 | 25.9331 | 21.6842 | 1.1027 | 15.8176 | 17.125 | 8.1053 | 2.2264 | 0.67439 | 3.851 | 17.125 | 25.9229 | 21.896 | 0.76473 | 15.748
| 17.1667 | 25.9777 | 21.7362 | 1.1341 | 15.8595 | 17.1667 | 8.0768 | 2.2406 | 0.69426 | 3.8514 | 17.1667 | 25.9676 | 21.9592 | 0.7312 | 15.7693
| 17.2083 | 26.0188 | 21.7886 | 1.1669 | 15.9005 | 17.2083 | 8.0498 | 2.256 | 0.71813 | 3.8541 | 17.2083 | 26.0089 | 22.023 | 0.69658 | 15.7891
| 17.25 | 26.0581 | 21.85 | 1.2042 | 15.945 | 17.25 | 8.0214 | 2.2762 | 0.74712 | 3.8594 | 17.25 | 26.0486 | 22.0913 | 0.66016 | 15.8089
| 17.2917 | 26.0779 | 21.9229 | 1.2459 | 15.9868 | 17.2917 | 7.9928 | 2.2973 | 0.77835 | 3.8657 | 17.2917 | 26.0867 | 22.1697 | 0.62612 | 15.8316
| 17.3333 | 26.1176 | 22.0017 | 1.2933 | 16.0398 | 17.3333 | 7.9609 | 2.3167 | 0.82715 | 3.8766 | 17.3333 | 26.1354 | 22.2536 | 0.59783 | 15.8618
| 17.375 | 26.151 | 22.0849 | 1.3381 | 16.0906 | 17.375 | 7.934 | 2.334 | 0.88027 | 3.8904 | 17.375 | 26.1688 | 22.3425 | 0.5776 | 15.8906
| 17.4167 | 26.1835 | 22.1703 | 1.3849 | 16.1423 | 17.4167 | 7.9084 | 2.3511 | 0.93744 | 3.9061 | 17.4167 | 26.2012 | 22.4338 | 0.56014 | 15.9207
| 17.4583 | 26.2148 | 22.2558 | 1.4401 | 16.1967 | 17.4583 | 7.8889 | 2.369 | 0.99822 | 3.9257 | 17.4583 | 26.2325 | 22.5253 | 0.53971 | 15.9492
| 17.5 | 26.2514 | 22.3458 | 1.4986 | 16.2554 | 17.5 | 7.8773 | 2.3914 | 1.0686 | 3.9528 | 17.5 | 26.2695 | 22.6219 | 0.51749 | 15.9807
| 17.5417 | 26.2896 | 22.4365 | 1.5539 | 16.3138 | 17.5417 | 7.8703 | 2.419 | 1.1415 | 3.9839 | 17.5417 | 26.3077 | 22.7189 | 0.49514 | 16.0127
| 17.5833 | 26.314 | 22.5316 | 1.6169 | 16.371 | 17.5833 | 7.8645 | 2.4497 | 1.2148 | 4.0165 | 17.5833 | 26.3319 | 22.82 | 0.473 | 16.0406
| 17.625 | 26.3472 | 22.6262 | 1.6813 | 16.4318 | 17.625 | 7.8609 | 2.4843 | 1.2894 | 4.0513 | 17.625 | 26.3654 | 22.9205 | 0.45315 | 16.0726
| 17.6667 | 26.3927 | 22.7197 | 1.7466 | 16.4973 | 17.6667 | 7.8568 | 2.5266 | 1.3639 | 4.088 | 17.6667 | 26.4109 | 23.0136 | 0.44107 | 16.11
| 17.7083 | 26.4475 | 22.8123 | 1.8063 | 16.5639 | 17.7083 | 7.8515 | 2.5693 | 1.4425 | 4.1258 | 17.7083 | 26.4658 | 23.1056 | 0.44372 | 16.1558
| 17.75 | 26.5067 | 22.9058 | 1.8797 | 16.6374 | 17.75 | 7.849 | 2.6158 | 1.5157 | 4.1638 | 17.75 | 26.525 | 23.1988 | 0.46013 | 16.2086
| 17.7917 | 26.5749 | 22.996 | 1.9407 | 16.7089 | 17.7917 | 7.8518 | 2.6615 | 1.5959 | 4.206 | 17.7917 | 26.5931 | 23.2892 | 0.48887 | 16.2685
| 17.8333 | 26.6467 | 23.0874 | 2.0019 | 16.782 | 17.8333 | 7.8608 | 2.7078 | 1.6764 | 4.2508 | 17.8333 | 26.6663 | 23.3809 | 0.52576 | 16.3334
| 17.875 | 26.7108 | 23.1734 | 2.0619 | 16.8505 | 17.875 | 7.8771 | 2.7527 | 1.75 | 4.2955 | 17.875 | 26.7208 | 23.4667 | 0.56676 | 16.3914
| 17.9167 | 26.7751 | 23.2558 | 2.1163 | 16.916 | 17.9167 | 7.8959 | 2.7988 | 1.8217 | 4.3407 | 17.9167 | 26.7766 | 23.5483 | 0.60606 | 16.448
| 17.9583 | 26.8316 | 23.3365 | 2.1648 | 16.976 | 17.9583 | 7.9163 | 2.8427 | 1.8865 | 4.3834 | 17.9583 | 26.8331 | 23.6283 | 0.63983 | 16.5026
| 18 | 26.889 | 23.4135 | 2.2038 | 17.032 | 18 | 7.939 | 2.8861 | 1.9475 | 4.4255 | 18 | 26.8905 | 23.7052 | 0.66763 | 16.5545
| 18.0417 | 26.9571 | 23.486 | 2.2417 | 17.0904 | 18.0417 | 7.9632 | 2.9272 | 2.0024 | 4.4653 | 18.0417 | 26.9489 | 23.7776 | 0.69013 | 16.6036
| 18.0833 | 27.0256 | 23.5544 | 2.2651 | 17.1425 | 18.0833 | 7.9884 | 2.9659 | 2.0542 | 4.5037 | 18.0833 | 27.0173 | 23.8461 | 0.70901 | 16.6541
| 18.125 | 27.0928 | 23.6195 | 2.2899 | 17.1938 | 18.125 | 8.015 | 3.0031 | 2.1038 | 4.5414 | 18.125 | 27.0769 | 23.9116 | 0.72683 | 16.7002
| 18.1667 | 27.1612 | 23.6805 | 2.3125 | 17.2437 | 18.1667 | 8.0401 | 3.0385 | 2.1523 | 4.5777 | 18.1667 | 27.1368 | 23.9729 | 0.74435 | 16.7451
| 18.2083 | 27.2295 | 23.7373 | 2.3332 | 17.2917 | 18.2083 | 8.0639 | 3.0709 | 2.1998 | 4.6124 | 18.2083 | 27.1965 | 24.0304 | 0.76206 | 16.7891
| 18.25 | 27.2987 | 23.7882 | 2.3517 | 17.3377 | 18.25 | 8.0891 | 3.1004 | 2.2359 | 4.6427 | 18.25 | 27.2561 | 24.0815 | 0.78108 | 16.8317
| 18.2917 | 27.3867 | 23.8298 | 2.3649 | 17.3863 | 18.2917 | 8.115 | 3.1247 | 2.2761 | 4.6733 | 18.2917 | 27.3167 | 24.1231 | 0.79931 | 16.8719
| 18.3333 | 27.4668 | 23.8694 | 2.3718 | 17.4291 | 18.3333 | 8.1424 | 3.1434 | 2.3119 | 4.7015 | 18.3333 | 27.3967 | 24.1641 | 0.81322 | 16.9176
| 18.375 | 27.5456 | 23.9118 | 2.3823 | 17.4735 | 18.375 | 8.1699 | 3.1624 | 2.3438 | 4.7283 | 18.375 | 27.4756 | 24.2071 | 0.8243 | 16.9624
| 18.4167 | 27.6236 | 23.9522 | 2.3911 | 17.5164 | 18.4167 | 8.1952 | 3.1768 | 2.3735 | 4.7523 | 18.4167 | 27.5536 | 24.2471 | 0.83243 | 17.005
| 18.4583 | 27.7013 | 23.9909 | 2.4032 | 17.56 | 18.4583 | 8.2233 | 3.1903 | 2.4006 | 4.7762 | 18.4583 | 27.6312 | 24.2852 | 0.84092 | 17.0471
| 18.5 | 27.7738 | 24.0235 | 2.4125 | 17.599 | 18.5 | 8.2577 | 3.2027 | 2.4246 | 4.8009 | 18.5 | 27.7034 | 24.3175 | 0.84863 | 17.0853
| 18.5417 | 27.8448 | 24.0516 | 2.4218 | 17.6363 | 18.5417 | 8.2943 | 3.212 | 2.4835 | 4.8383 | 18.5417 | 27.7745 | 24.3459 | 0.85364 | 17.1211
| 18.5833 | 27.9168 | 24.0779 | 2.4156 | 17.6678 | 18.5833 | 8.3255 | 3.221 | 2.5415 | 4.8733 | 18.5833 | 27.8465 | 24.3723 | 0.8579 | 17.1565
| 18.625 | 27.9796 | 24.1022 | 2.4076 | 17.6948 | 18.625 | 8.3494 | 3.2294 | 2.5977 | 4.9048 | 18.625 | 27.9093 | 24.3964 | 0.86136 | 17.1875
| 18.6667 | 28.0299 | 24.1256 | 2.4002 | 17.717 | 18.6667 | 8.3659 | 3.2343 | 2.6533 | 4.9323 | 18.6667 | 27.9596 | 24.4197 | 0.86537 | 17.2139
| 18.7083 | 28.0728 | 24.154 | 2.3982 | 17.7398 | 18.7083 | 8.3644 | 3.2419 | 2.7013 | 4.9512 | 18.7083 | 28.0025 | 24.449 | 0.87025 | 17.2394
| 18.75 | 28.1141 | 24.1836 | 2.4 | 17.7637 | 18.75 | 8.3539 | 3.2638 | 2.7556 | 4.9727 | 18.75 | 28.0437 | 24.4787 | 0.87891 | 17.2658
| 18.7917 | 28.145 | 24.2153 | 2.4132 | 17.7884 | 18.7917 | 8.3349 | 3.2728 | 2.815 | 4.9895 | 18.7917 | 28.0746 | 24.5096 | 0.89212 | 17.2903
| 18.8333 | 28.1712 | 24.2486 | 2.4359 | 17.8152 | 18.8333 | 8.3127 | 3.2998 | 2.8835 | 5.0133 | 18.8333 | 28.1009 | 24.5427 | 0.91458 | 17.317
| 18.875 | 28.1958 | 24.3061 | 2.4708 | 17.8523 | 18.875 | 8.2913 | 3.317 | 2.9688 | 5.0408 | 18.875 | 28.1349 | 24.5998 | 0.94931 | 17.3574
| 18.9167 | 28.221 | 24.3669 | 2.5141 | 17.8936 | 18.9167 | 8.2743 | 3.3367 | 3.0537 | 5.0704 | 18.9167 | 28.1688 | 24.66 | 0.99228 | 17.4016
| 18.9583 | 28.2566 | 24.4298 | 2.5606 | 17.9404 | 18.9583 | 8.2577 | 3.3609 | 3.1436 | 5.1032 | 18.9583 | 28.2045 | 24.7224 | 1.041 | 17.4491
| 19 | 28.2938 | 24.4953 | 2.6118 | 17.9902 | 19 | 8.2383 | 3.3872 | 3.2368 | 5.1367 | 19 | 28.2416 | 24.7872 | 1.0918 | 17.4985
| 19.0417 | 28.3222 | 24.5643 | 2.6613 | 18.037 | 19.0417 | 8.222 | 3.4164 | 3.334 | 5.1736 | 19.0417 | 28.2797 | 24.8555 | 1.1451 | 17.5502
| 19.0833 | 28.3509 | 24.6362 | 2.7226 | 18.089 | 19.0833 | 8.2029 | 3.4487 | 3.4354 | 5.2118 | 19.0833 | 28.3085 | 24.9267 | 1.1999 | 17.5997
| 19.125 | 28.3812 | 24.7118 | 2.7817 | 18.1418 | 19.125 | 8.1825 | 3.4847 | 3.5389 | 5.2513 | 19.125 | 28.3463 | 25.0015 | 1.256 | 17.654
| 19.1667 | 28.4104 | 24.7912 | 2.8419 | 18.1956 | 19.1667 | 8.1624 | 3.524 | 3.643 | 5.2919 | 19.1667 | 28.384 | 25.0797 | 1.3135 | 17.7096
| 19.2083 | 28.4399 | 24.8736 | 2.9032 | 18.2507 | 19.2083 | 8.1397 | 3.5662 | 3.7396 | 5.3296 | 19.2083 | 28.4219 | 25.1597 | 1.3716 | 17.766
| 19.25 | 28.469 | 24.9571 | 2.964 | 18.3057 | 19.25 | 8.1167 | 3.6111 | 3.848 | 5.3723 | 19.25 | 28.4602 | 25.2423 | 1.4284 | 17.8228
| 19.2917 | 28.4986 | 25.0366 | 3.0289 | 18.3614 | 19.2917 | 8.0953 | 3.6577 | 3.9532 | 5.4148 | 19.2917 | 28.4989 | 25.3218 | 1.4866 | 17.8795
| 19.3333 | 28.5303 | 25.1169 | 3.0984 | 18.4197 | 19.3333 | 8.0774 | 3.7059 | 3.9666 | 5.4258 | 19.3333 | 28.5306 | 25.401 | 1.5469 | 17.9341
| 19.375 | 28.5533 | 24.7518 | 3.1634 | 18.3545 | 19.375 | 8.0624 | 3.845 | 3.9833 | 5.4633 | 19.375 | 28.5633 | 25.4077 | 1.6043 | 17.9688
| 19.4167 | 28.5763 | 24.4759 | 3.2293 | 18.3134 | 19.4167 | 8.0509 | 4.0514 | 3.9996 | 5.5199 | 19.4167 | 28.596 | 25.4199 | 1.6621 | 18.0052
| 19.4583 | 28.5998 | 24.1074 | 3.2935 | 18.2473 | 19.4583 | 8.0517 | 4.2836 | 3.9956 | 5.5806 | 19.4583 | 28.6293 | 25.4369 | 1.7283 | 18.0461
| 19.5 | 28.626 | 23.786 | 3.3602 | 18.1955 | 19.5 | 8.0825 | 4.5299 | 4.0047 | 5.6609 | 19.5 | 28.6653 | 25.4602 | 1.797 | 18.0905
| 19.5417 | 28.6568 | 23.3481 | 3.4297 | 18.1155 | 19.5417 | 8.1274 | 4.8675 | 3.9743 | 5.7566 | 19.5417 | 28.7059 | 25.455 | 1.8665 | 18.1293
| 19.5833 | 28.693 | 22.9004 | 3.5106 | 18.039 | 19.5833 | 8.1928 | 5.1958 | 3.9441 | 5.8574 | 19.5833 | 28.7518 | 25.4572 | 1.9365 | 18.1723
| 19.625 | 28.7344 | 22.4628 | 3.5929 | 17.9677 | 19.625 | 8.2662 | 5.5274 | 3.9079 | 5.9599 | 19.625 | 28.8031 | 25.4604 | 2.0071 | 18.2178
| 19.6667 | 28.7817 | 22.2026 | 3.6746 | 17.9455 | 19.6667 | 8.3565 | 5.8708 | 3.8912 | 6.0789 | 19.6667 | 28.8602 | 25.4903 | 2.0781 | 18.2727
| 19.7083 | 28.8325 | 21.8654 | 3.7531 | 17.903 | 19.7083 | 8.4592 | 6.187 | 3.8168 | 6.1744 | 19.7083 | 28.9209 | 25.5192 | 2.1493 | 18.3287
| 19.75 | 28.8857 | 21.6131 | 3.8209 | 17.8801 | 19.75 | 8.6094 | 6.4735 | 3.7964 | 6.2992 | 19.75 | 28.9839 | 25.5337 | 2.2163 | 18.3802
| 19.7917 | 28.9435 | 21.3672 | 3.8855 | 17.8595 | 19.7917 | 8.7858 | 6.818 | 3.7516 | 6.4403 | 19.7917 | 29.0516 | 25.5002 | 2.2778 | 18.4187
| 19.8333 | 29.0048 | 21.0872 | 3.9396 | 17.8273 | 19.8333 | 8.9965 | 7.1413 | 3.6735 | 6.5765 | 19.8333 | 29.1227 | 25.4582 | 2.3268 | 18.4518
| 19.875 | 29.0676 | 20.8451 | 3.9814 | 17.8013 | 19.875 | 9.2293 | 7.513 | 3.5564 | 6.7197 | 19.875 | 29.1955 | 25.3534 | 2.3655 | 18.4649
| 19.9167 | 29.1304 | 20.3751 | 4.0158 | 17.7119 | 19.9167 | 9.4781 | 7.8624 | 3.4309 | 6.8599 | 19.9167 | 29.2682 | 25.2318 | 2.3934 | 18.4696
| 19.9583 | 29.1913 | 20.0048 | 4.0444 | 17.6463 | 19.9583 | 9.7367 | 8.2118 | 3.3696 | 7.0269 | 19.9583 | 29.3388 | 25.103 | 2.4154 | 18.4695
| 20 | 29.2503 | 19.6403 | 4.0691 | 17.5801 | 20 | 10.0018 | 8.564 | 3.2994 | 7.1939 | 20 | 29.4078 | 24.986 | 2.4358 | 18.4714
| 20.0417 | 29.3079 | 19.1698 | 4.0845 | 17.4818 | 20.0417 | 10.2729 | 8.9137 | 3.2292 | 7.3624 | 20.0417 | 29.4754 | 24.8935 | 2.4544 | 18.4786
| 20.0833 | 29.3652 | 18.7837 | 4.1052 | 17.4077 | 20.0833 | 10.5527 | 9.2723 | 3.153 | 7.5344 | 20.0833 | 29.5427 | 24.779 | 2.4745 | 18.4804
| 20.125 | 29.4225 | 18.4261 | 4.1234 | 17.3404 | 20.125 | 10.8411 | 9.6263 | 3.0732 | 7.7071 | 20.125 | 29.6099 | 24.6599 | 2.495 | 18.4811
| 20.1667 | 29.4798 | 17.9873 | 4.1379 | 17.25 | 20.1667 | 11.1389 | 9.9663 | 2.9925 | 7.8792 | 20.1667 | 29.6772 | 24.5519 | 2.513 | 18.4839
| 20.2083 | 29.5372 | 17.7178 | 4.1548 | 17.2057 | 20.2083 | 11.4444 | 10.3174 | 2.9125 | 8.0573 | 20.2083 | 29.7446 | 24.4473 | 2.5307 | 18.4875
| 20.25 | 29.5941 | 17.4479 | 4.1731 | 17.1617 | 20.25 | 11.7523 | 10.6383 | 2.8265 | 8.2262 | 20.25 | 29.8115 | 24.3468 | 2.5475 | 18.4917
| 20.2917 | 29.6505 | 17.1375 | 4.1909 | 17.1064 | 20.2917 | 12.0662 | 10.973 | 2.6809 | 8.3794 | 20.2917 | 29.8779 | 24.2134 | 2.5682 | 18.4884
| 20.3333 | 29.7042 | 16.6696 | 4.201 | 17.0054 | 20.3333 | 12.3895 | 11.3263 | 2.6524 | 8.5834 | 20.3333 | 29.9416 | 24.1095 | 2.5861 | 18.4908
| 20.375 | 29.766 | 16.9126 | 4.217 | 17.0988 | 20.375 | 12.7315 | 11.6578 | 2.6533 | 8.7991 | 20.375 | 30.0037 | 24.0456 | 2.6046 | 18.5036
| 20.4167 | 29.8275 | 16.8407 | 4.2398 | 17.1109 | 20.4167 | 13.0769 | 11.943 | 2.6612 | 9.0064 | 20.4167 | 30.0655 | 23.9402 | 2.6162 | 18.5027
| 20.4583 | 29.889 | 17.0282 | 4.2549 | 17.1891 | 20.4583 | 13.4447 | 12.2137 | 2.6669 | 9.2174 | 20.4583 | 30.1273 | 23.7716 | 2.6293 | 18.4855
| 20.5 | 29.9476 | 17.1207 | 4.2683 | 17.2404 | 20.5 | 13.8401 | 12.4849 | 2.6564 | 9.4328 | 20.5 | 30.1862 | 23.6134 | 2.6365 | 18.4679
| 20.5417 | 30.0008 | 17.3338 | 4.2778 | 17.3204 | 20.5417 | 14.2517 | 12.6676 | 2.6549 | 9.634 | 20.5417 | 30.2397 | 23.4247 | 2.6372 | 18.4378
| 20.5833 | 30.0493 | 17.5552 | 4.279 | 17.3978 | 20.5833 | 14.6936 | 12.875 | 2.6671 | 9.8579 | 20.5833 | 30.2884 | 23.2299 | 2.6298 | 18.4014
| 20.625 | 30.0922 | 17.7564 | 4.277 | 17.4666 | 20.625 | 15.1457 | 13.0823 | 2.6723 | 10.0831 | 20.625 | 30.3316 | 23.0363 | 2.6041 | 18.3566
| 20.6667 | 30.1294 | 17.8234 | 4.2772 | 17.4983 | 20.6667 | 15.5917 | 13.2789 | 2.6766 | 10.3029 | 20.6667 | 30.369 | 22.7757 | 2.5629 | 18.2862
| 20.7083 | 30.1609 | 17.9339 | 4.2847 | 17.5422 | 20.7083 | 16.0354 | 13.5061 | 2.7381 | 10.5507 | 20.7083 | 30.4008 | 22.5043 | 2.5112 | 18.207
| 20.75 | 30.1877 | 17.8626 | 4.3067 | 17.5412 | 20.75 | 16.4516 | 13.7248 | 2.7296 | 10.7606 | 20.75 | 30.4279 | 22.2499 | 2.459 | 18.1305
| 20.7917 | 30.2098 | 17.9485 | 4.3383 | 17.5837 | 20.7917 | 16.8581 | 13.951 | 2.7284 | 10.9716 | 20.7917 | 30.4503 | 22.0462 | 2.4072 | 18.0658
| 20.8333 | 30.2294 | 17.8798 | 4.3749 | 17.5859 | 20.8333 | 17.264 | 14.243 | 2.7408 | 11.2048 | 20.8333 | 30.4702 | 21.8134 | 2.3575 | 17.9932
| 20.875 | 30.2477 | 17.8964 | 4.4141 | 17.6113 | 20.875 | 17.6726 | 14.5584 | 2.855 | 11.482 | 20.875 | 30.4888 | 21.6265 | 2.3139 | 17.9346
| 20.9167 | 30.265 | 18.0867 | 4.4575 | 17.6841 | 20.9167 | 18.0875 | 14.9048 | 2.9631 | 11.7677 | 20.9167 | 30.5063 | 21.4533 | 2.2709 | 17.8794
| 20.9583 | 30.2816 | 18.1573 | 4.5124 | 17.729 | 20.9583 | 18.5135 | 15.2713 | 2.953 | 12.02 | 20.9583 | 30.5232 | 21.2993 | 2.2293 | 17.8296
| 21 | 30.2976 | 18.2299 | 4.5709 | 17.7754 | 21 | 18.9447 | 15.6564 | 2.9667 | 12.2879 | 21 | 30.5395 | 21.136 | 2.1903 | 17.778
| 21.0417 | 30.3132 | 18.2707 | 4.6379 | 17.8163 | 21.0417 | 19.3787 | 16.0485 | 2.9728 | 12.5559 | 21.0417 | 30.5554 | 20.9191 | 2.1536 | 17.7129
| 21.0833 | 30.3287 | 18.2436 | 4.6974 | 17.8364 | 21.0833 | 19.816 | 16.4369 | 2.9806 | 12.8248 | 21.0833 | 30.5711 | 20.7183 | 2.117 | 17.652
| 21.125 | 30.3443 | 18.2879 | 4.7576 | 17.8758 | 21.125 | 20.2549 | 16.8437 | 3.0047 | 13.1051 | 21.125 | 30.587 | 20.5196 | 2.0798 | 17.5915
| 21.1667 | 30.3603 | 18.2901 | 4.8158 | 17.9034 | 21.1667 | 20.6949 | 17.2672 | 3.0318 | 13.3913 | 21.1667 | 30.6033 | 20.2846 | 2.0415 | 17.5212
| 21.2083 | 30.3768 | 18.1249 | 4.8712 | 17.8856 | 21.2083 | 21.1373 | 17.6834 | 3.0594 | 13.6767 | 21.2083 | 30.6201 | 20.0356 | 2.0025 | 17.447
| 21.25 | 30.3946 | 18.1086 | 4.9279 | 17.9084 | 21.25 | 21.5832 | 18.1464 | 3.1216 | 13.9883 | 21.25 | 30.6382 | 19.7744 | 1.9607 | 17.369
| 21.2917 | 30.4136 | 18.1833 | 4.9826 | 17.9551 | 21.2917 | 22.0298 | 18.5955 | 3.2336 | 14.3145 | 21.2917 | 30.6574 | 19.5635 | 1.9182 | 17.3047
| 21.3333 | 30.4349 | 18.2425 | 5.0434 | 18.0008 | 21.3333 | 22.4723 | 19.0249 | 3.2645 | 14.6046 | 21.3333 | 30.679 | 19.3018 | 1.8789 | 17.2288
| 21.375 | 30.4571 | 18.2445 | 5.0996 | 18.0299 | 21.375 | 22.9037 | 19.3755 | 3.3316 | 14.8827 | 21.375 | 30.696 | 19.0548 | 1.8452 | 17.1571
| 21.4167 | 30.4822 | 18.3294 | 5.1605 | 18.0839 | 21.4167 | 23.3445 | 19.6995 | 3.3939 | 15.1554 | 21.4167 | 30.7137 | 18.8301 | 1.8117 | 17.0918
| 21.4583 | 30.5096 | 18.2042 | 5.2112 | 18.0791 | 21.4583 | 23.7867 | 20.0106 | 3.4472 | 15.422 | 21.4583 | 30.7282 | 18.6489 | 1.7743 | 17.0353
| 21.5 | 30.5135 | 17.9946 | 5.2675 | 18.0451 | 21.5 | 24.2315 | 20.3028 | 3.5286 | 15.6946 | 21.5 | 30.7238 | 18.4439 | 1.7336 | 16.9643
| 21.5417 | 30.5538 | 17.8682 | 5.3225 | 18.0463 | 21.5417 | 24.6811 | 20.597 | 3.5681 | 15.9545 | 21.5417 | 30.7108 | 18.2929 | 1.6982 | 16.9065
| 21.5833 | 30.5994 | 17.9448 | 5.3845 | 18.1061 | 21.5833 | 25.1042 | 20.8868 | 3.5861 | 16.1955 | 21.5833 | 30.6915 | 18.1517 | 1.6735 | 16.8528
| 21.625 | 30.6511 | 18.0507 | 5.4491 | 18.1769 | 21.625 | 25.5078 | 21.1979 | 3.6425 | 16.4489 | 21.625 | 30.6779 | 17.9982 | 1.6647 | 16.8037
| 21.6667 | 30.7077 | 18.0881 | 5.5105 | 18.2302 | 21.6667 | 25.8846 | 21.5135 | 3.6935 | 16.6915 | 21.6667 | 30.6696 | 17.8792 | 1.673 | 16.7718
| 21.7083 | 30.7688 | 18.061 | 5.5687 | 18.2667 | 21.7083 | 26.2321 | 21.8483 | 3.7551 | 16.9322 | 21.7083 | 30.6654 | 17.7577 | 1.6933 | 16.7453
| 21.75 | 30.8318 | 18.0588 | 5.6103 | 18.3046 | 21.75 | 26.5463 | 22.2015 | 3.7536 | 17.1425 | 21.75 | 30.6488 | 17.6119 | 1.7176 | 16.7091
| 21.7917 | 30.8971 | 17.9028 | 5.6498 | 18.3016 | 21.7917 | 26.8357 | 22.521 | 3.7873 | 17.3475 | 21.7917 | 30.6297 | 17.4459 | 1.738 | 16.6652
| 21.8333 | 30.9634 | 18.0919 | 5.6858 | 18.3897 | 21.8333 | 27.1016 | 22.7765 | 3.8758 | 17.5464 | 21.8333 | 30.6066 | 17.2936 | 1.7522 | 16.6212
| 21.875 | 31.0299 | 18.0731 | 5.7179 | 18.421 | 21.875 | 27.3613 | 22.9785 | 3.8858 | 17.7004 | 21.875 | 30.5502 | 17.1084 | 1.7622 | 16.5545
| 21.9167 | 31.0967 | 18.0823 | 5.7438 | 18.4577 | 21.9167 | 27.6132 | 23.1697 | 3.875 | 17.8411 | 21.9167 | 30.4601 | 16.9159 | 1.7681 | 16.4719
| 21.9583 | 31.1639 | 18.2043 | 5.7603 | 18.5211 | 21.9583 | 27.8541 | 23.3421 | 3.8818 | 17.979 | 21.9583 | 30.3574 | 16.6726 | 1.7709 | 16.3699
| 22 | 31.2314 | 18.2731 | 5.7724 | 18.5689 | 22 | 28.0886 | 23.4989 | 3.8842 | 18.1089 | 22 | 30.2432 | 16.4112 | 1.774 | 16.2589
| 22.0417 | 31.299 | 18.4819 | 5.7822 | 18.6532 | 22.0417 | 28.3191 | 23.6484 | 3.8912 | 18.2369 | 22.0417 | 30.1168 | 16.1462 | 1.7747 | 16.1415
| 22.0833 | 31.3666 | 18.7027 | 5.7924 | 18.7408 | 22.0833 | 28.5435 | 23.7899 | 3.8963 | 18.3599 | 22.0833 | 29.972 | 15.8652 | 1.7755 | 16.0132
| 22.125 | 31.434 | 18.6118 | 5.8003 | 18.7445 | 22.125 | 28.7613 | 23.9147 | 3.8913 | 18.4723 | 22.125 | 29.8064 | 15.5663 | 1.7784 | 15.873
| 22.1667 | 31.5009 | 18.6382 | 5.8164 | 18.7823 | 22.1667 | 28.9701 | 24.0353 | 3.8773 | 18.577 | 22.1667 | 29.6211 | 15.2869 | 1.7838 | 15.7316
| 22.2083 | 31.5672 | 18.7083 | 5.8326 | 18.8315 | 22.2083 | 29.1701 | 24.1569 | 3.8848 | 18.6865 | 22.2083 | 29.4265 | 15.0007 | 1.7869 | 15.5842
| 22.25 | 31.6321 | 18.6577 | 5.8191 | 18.8372 | 22.25 | 29.3617 | 24.2651 | 3.8847 | 18.7865 | 22.25 | 29.2184 | 14.7036 | 1.7881 | 15.4281
| 22.2917 | 31.6955 | 18.6315 | 5.8101 | 18.8506 | 22.2917 | 29.5391 | 24.377 | 3.8931 | 18.8853 | 22.2917 | 28.9832 | 14.3669 | 1.7943 | 15.2532
| 22.3333 | 31.756 | 18.7306 | 5.7996 | 18.8957 | 22.3333 | 29.7099 | 24.4905 | 3.8991 | 18.9813 | 22.3333 | 28.668 | 14.0337 | 1.7979 | 15.0486
| 22.375 | 31.8153 | 18.5259 | 5.7955 | 18.8617 | 22.375 | 29.8733 | 24.6129 | 3.91 | 19.0785 | 22.375 | 28.295 | 13.6903 | 1.8016 | 14.8198
| 22.4167 | 31.8715 | 18.6427 | 5.7794 | 18.9079 | 22.4167 | 30.0247 | 24.7313 | 3.9187 | 19.1695 | 22.4167 | 27.8169 | 13.3423 | 1.8081 | 14.5516
| 22.4583 | 31.9252 | 18.7512 | 5.7739 | 18.9548 | 22.4583 | 30.1658 | 24.8585 | 3.95 | 19.2672 | 22.4583 | 27.326 | 13.0171 | 1.8227 | 14.2878
| 22.5 | 32.0017 | 18.8956 | 5.7636 | 19.018 | 22.5 | 30.2968 | 24.9934 | 3.9598 | 19.3554 | 22.5 | 26.8429 | 12.6919 | 1.834 | 14.0256
| 22.5417 | 32.0424 | 19.029 | 5.7542 | 19.0652 | 22.5417 | 30.4086 | 25.1255 | 3.9851 | 19.4413 | 22.5417 | 26.3946 | 12.3638 | 1.8422 | 13.7745
| 22.5833 | 32.077 | 18.9755 | 5.7431 | 19.0598 | 22.5833 | 30.5041 | 25.2463 | 3.99 | 19.5107 | 22.5833 | 25.972 | 12.0084 | 1.845 | 13.5237
| 22.625 | 32.1054 | 18.9046 | 5.7304 | 19.0469 | 22.625 | 30.5891 | 25.3439 | 4.0101 | 19.5756 | 22.625 | 25.5664 | 11.6349 | 1.8462 | 13.2738
| 22.6667 | 32.1286 | 18.9441 | 5.7263 | 19.0645 | 22.6667 | 30.6667 | 25.4363 | 4.0277 | 19.6354 | 22.6667 | 25.1694 | 11.2261 | 1.8551 | 13.0205
| 22.7083 | 32.147 | 19.0527 | 5.7347 | 19.1034 | 22.7083 | 30.7354 | 25.5135 | 4.0359 | 19.6845 | 22.7083 | 24.7748 | 10.8153 | 1.8764 | 12.7721
| 22.75 | 32.1634 | 19.0729 | 5.76 | 19.124 | 22.75 | 30.7926 | 25.583 | 4.1225 | 19.7556 | 22.75 | 24.3927 | 10.3957 | 1.9126 | 12.5314
| 22.7917 | 32.1774 | 19.2979 | 5.7864 | 19.1987 | 22.7917 | 30.8435 | 25.6641 | 4.1524 | 19.807 | 22.7917 | 24.0094 | 9.9787 | 1.9598 | 12.2949
| 22.8333 | 32.1904 | 19.3498 | 5.8183 | 19.2289 | 22.8333 | 30.8911 | 25.7526 | 4.1519 | 19.8481 | 22.8333 | 23.6231 | 9.5824 | 2.0123 | 12.0646
| 22.875 | 32.203 | 19.4236 | 5.8557 | 19.2668 | 22.875 | 30.9307 | 25.8497 | 4.111 | 19.8739 | 22.875 | 23.2703 | 9.2204 | 2.0708 | 11.8582
| 22.9167 | 32.2155 | 19.47 | 5.8964 | 19.2985 | 22.9167 | 30.9692 | 25.9524 | 4.1596 | 19.9331 | 22.9167 | 22.9433 | 8.8625 | 2.1327 | 11.6637
| 22.9583 | 32.2279 | 19.3246 | 5.9379 | 19.2794 | 22.9583 | 31.0066 | 26.0544 | 4.1807 | 19.9818 | 22.9583 | 22.6277 | 8.5423 | 2.1968 | 11.4842
| 23 | 32.2403 | 19.3424 | 5.9825 | 19.3049 | 23 | 31.0428 | 26.1579 | 4.19 | 20.0262 | 23 | 22.3041 | 8.2377 | 2.2591 | 11.3053
| 23.0417 | 32.2529 | 19.2258 | 6.0284 | 19.2951 | 23.0417 | 31.0791 | 26.2625 | 4.2 | 20.0712 | 23.0417 | 21.9855 | 7.9549 | 2.3217 | 11.1342
| 23.0833 | 32.266 | 19.1781 | 6.0742 | 19.3039 | 23.0833 | 31.1165 | 26.3681 | 4.2106 | 20.117 | 23.0833 | 21.6759 | 7.688 | 2.3844 | 10.9706
| 23.125 | 32.2799 | 19.2438 | 6.1221 | 19.3438 | 23.125 | 31.1552 | 26.4735 | 4.2157 | 20.1614 | 23.125 | 21.371 | 7.4299 | 2.4481 | 10.8116
| 23.1667 | 32.2947 | 19.2943 | 6.1671 | 19.3791 | 23.1667 | 31.1947 | 26.5775 | 4.226 | 20.2075 | 23.1667 | 21.0703 | 7.1705 | 2.5146 | 10.6547
| 23.2083 | 32.3104 | 19.3267 | 6.2113 | 19.4095 | 23.2083 | 31.2341 | 26.6779 | 4.2205 | 20.2469 | 23.2083 | 20.7646 | 6.9289 | 2.5846 | 10.502
| 23.25 | 32.3277 | 19.2989 | 6.2843 | 19.435 | 23.25 | 31.2734 | 26.7763 | 4.1883 | 20.276 | 23.25 | 20.4526 | 6.7067 | 2.6537 | 10.3518
| 23.2917 | 32.3462 | 19.2465 | 6.3537 | 19.453 | 23.2917 | 31.32 | 26.8722 | 4.1546 | 20.3067 | 23.2917 | 20.1238 | 6.5075 | 2.7212 | 10.2009
| 23.3333 | 32.3673 | 19.3705 | 6.4248 | 19.5196 | 23.3333 | 31.369 | 26.9626 | 4.2769 | 20.3933 | 23.3333 | 19.7888 | 6.3144 | 2.789 | 10.0494
| 23.375 | 32.391 | 19.6497 | 6.4932 | 19.6275 | 23.375 | 31.4151 | 27.0484 | 4.3348 | 20.4542 | 23.375 | 19.4312 | 6.1379 | 2.8538 | 9.8929
| 23.4167 | 32.4191 | 19.6057 | 6.5616 | 19.651 | 23.4167 | 31.4715 | 27.1326 | 4.3828 | 20.515 | 23.4167 | 19.1289 | 5.9709 | 2.9168 | 9.7588
| 23.4583 | 32.4521 | 19.6456 | 6.6298 | 19.6986 | 23.4583 | 31.5319 | 27.2074 | 4.3616 | 20.5497 | 23.4583 | 18.8572 | 5.7964 | 2.9762 | 9.6328
| 23.5 | 32.4922 | 19.812 | 6.6978 | 19.7824 | 23.5 | 31.5921 | 27.2788 | 4.3395 | 20.5831 | 23.5 | 18.6396 | 5.6244 | 3.0265 | 9.5243
| 23.5417 | 32.5376 | 19.9257 | 6.7688 | 19.8553 | 23.5417 | 31.6572 | 27.3506 | 4.3499 | 20.6302 | 23.5417 | 18.4505 | 5.4564 | 3.0623 | 9.4221
| 23.5833 | 32.5884 | 20.0667 | 6.8412 | 19.9379 | 23.5833 | 31.7305 | 27.4243 | 4.382 | 20.6887 | 23.5833 | 18.2925 | 5.3017 | 3.0784 | 9.328
| 23.625 | 32.6445 | 20.1359 | 6.9148 | 20.0038 | 23.625 | 31.8047 | 27.4985 | 4.354 | 20.7259 | 23.625 | 18.1334 | 5.1749 | 3.0787 | 9.2352
| 23.6667 | 32.7046 | 20.1012 | 6.9809 | 20.0408 | 23.6667 | 31.8805 | 27.5757 | 4.3928 | 20.7887 | 23.6667 | 17.9904 | 5.0893 | 3.0577 | 9.1516
| 23.7083 | 32.7679 | 19.984 | 7.0342 | 20.0525 | 23.7083 | 31.9591 | 27.649 | 4.4407 | 20.8548 | 23.7083 | 17.8475 | 5.0268 | 3.0156 | 9.0666
| 23.75 | 32.8326 | 20.0035 | 7.0717 | 20.0953 | 23.75 | 32.039 | 27.7141 | 4.4928 | 20.9207 | 23.75 | 17.7016 | 4.9903 | 2.9556 | 8.981
| 23.7917 | 32.8992 | 19.826 | 7.0988 | 20.0826 | 23.7917 | 32.1205 | 27.7749 | 4.5064 | 20.9721 | 23.7917 | 17.5663 | 4.9663 | 2.8817 | 8.8975
| 23.8333 | 32.9664 | 19.8712 | 7.1193 | 20.127 | 23.8333 | 32.2049 | 27.8327 | 4.4938 | 21.0143 | 23.8333 | 17.4376 | 4.9408 | 2.7963 | 8.812
| 23.875 | 33.0341 | 19.7102 | 7.1345 | 20.1148 | 23.875 | 32.2906 | 27.8845 | 4.5377 | 21.0759 | 23.875 | 17.3095 | 4.9081 | 2.7046 | 8.7224
| 23.9167 | 33.1017 | 19.6361 | 7.147 | 20.1247 | 23.9167 | 32.3763 | 27.9299 | 4.5872 | 21.1377 | 23.9167 | 17.1819 | 4.8794 | 2.6106 | 8.6333
| 23.9583 | 33.1695 | 19.6834 | 7.1572 | 20.1662 | 23.9583 | 32.4625 | 27.9753 | 4.6958 | 21.2212 | 23.9583 | 17.0555 | 4.8446 | 2.5125 | 8.5415
| 24 | 33.2372 | 19.5293 | 7.1661 | 20.1536 | 24 | 32.5488 | 28.0177 | 4.8055 | 21.3043 | 24 | 16.9288 | 4.8026 | 2.4104 | 8.4463
| 24.0417 | 33.3046 | 19.5264 | 7.1746 | 20.181 | 24.0417 | 32.6347 | 28.0595 | 4.908 | 21.3844 | 24.0417 | 16.8038 | 4.7672 | 2.3089 | 8.3537
| 24.0833 | 33.3716 | 19.4564 | 7.1831 | 20.1903 | 24.0833 | 32.719 | 28.1007 | 5.0003 | 21.4601 | 24.0833 | 16.6817 | 4.7284 | 2.2082 | 8.2615
| 24.125 | 33.4377 | 19.4422 | 7.1916 | 20.2142 | 24.125 | 32.8014 | 28.1422 | 5.1012 | 21.5383 | 24.125 | 16.5642 | 4.69 | 2.1095 | 8.1719
| 24.1667 | 33.5027 | 19.507 | 7.1983 | 20.2581 | 24.1667 | 32.842 | 27.8704 | 5.0851 | 21.4752 | 24.1667 | 16.4474 | 4.6497 | 2.011 | 8.0821
| 24.2083 | 33.5667 | 19.6958 | 7.2054 | 20.3347 | 24.2083 | 32.8823 | 27.6279 | 5.0723 | 21.421 | 24.2083 | 16.3297 | 4.6017 | 1.9116 | 7.9896
| 24.25 | 33.6292 | 19.8502 | 7.2123 | 20.4015 | 24.25 | 32.9217 | 27.3116 | 5.0536 | 21.3446 | 24.25 | 16.2077 | 4.5472 | 1.8066 | 7.8917
| 24.2917 | 33.6902 | 19.831 | 7.2214 | 20.4224 | 24.2917 | 32.9598 | 27.034 | 5.0414 | 21.2804 | 24.2917 | 16.082 | 4.4867 | 1.7048 | 7.792
| 24.3333 | 33.7488 | 19.6934 | 7.2312 | 20.4111 | 24.3333 | 32.9976 | 26.5997 | 4.9892 | 21.1599 | 24.3333 | 15.9657 | 4.4257 | 1.6087 | 7.6978
| 24.375 | 33.8046 | 19.5226 | 7.2436 | 20.3908 | 24.375 | 33.0322 | 26.2637 | 4.8734 | 21.0414 | 24.375 | 15.854 | 4.3693 | 1.5229 | 7.6101
| 24.4167 | 33.8561 | 19.4562 | 7.2557 | 20.3967 | 24.4167 | 33.0582 | 25.9424 | 4.849 | 20.9567 | 24.4167 | 15.746 | 4.3177 | 1.4366 | 7.525
| 24.4583 | 33.9023 | 19.5062 | 7.268 | 20.4316 | 24.4583 | 33.0788 | 25.6405 | 4.8163 | 20.8721 | 24.4583 | 15.6331 | 4.2621 | 1.3531 | 7.438
| 24.5 | 33.9416 | 19.4049 | 7.2792 | 20.4233 | 24.5 | 33.0954 | 25.2553 | 4.7838 | 20.7639 | 24.5 | 15.5151 | 4.2084 | 1.2731 | 7.3509
| 24.5417 | 33.9754 | 19.3336 | 7.2857 | 20.4192 | 24.5417 | 33.1076 | 24.8814 | 4.826 | 20.6842 | 24.5417 | 15.3712 | 4.1487 | 1.2053 | 7.257
| 24.5833 | 33.8691 | 19.3966 | 7.2934 | 20.3993 | 24.5833 | 33.1118 | 24.5825 | 4.7865 | 20.5918 | 24.5833 | 15.2164 | 4.0901 | 1.154 | 7.1652
| 24.625 | 33.7671 | 19.6466 | 7.3056 | 20.4324 | 24.625 | 33.1126 | 24.3787 | 4.871 | 20.5685 | 24.625 | 15.0537 | 4.0327 | 1.1222 | 7.0779
| 24.6667 | 33.6754 | 19.8834 | 7.334 | 20.4716 | 24.6667 | 33.1113 | 24.0604 | 4.8754 | 20.4848 | 24.6667 | 14.8821 | 3.9673 | 1.1178 | 6.9951
| 24.7083 | 33.5557 | 20.2352 | 7.3762 | 20.5361 | 24.7083 | 33.1067 | 23.7081 | 4.8721 | 20.388 | 24.7083 | 14.7196 | 3.8938 | 1.1375 | 6.9222
| 24.75 | 33.4544 | 20.7223 | 7.4298 | 20.6475 | 24.75 | 33.0986 | 23.3718 | 4.8957 | 20.304 | 24.75 | 14.5515 | 3.8316 | 1.1721 | 6.8556
| 24.7917 | 33.3332 | 21.0824 | 7.4868 | 20.7189 | 24.7917 | 33.0889 | 23.0198 | 4.9637 | 20.2312 | 24.7917 | 14.3931 | 3.7764 | 1.217 | 6.7983
| 24.8333 | 33.2234 | 21.178 | 7.5478 | 20.7257 | 24.8333 | 33.0774 | 22.652 | 4.9714 | 20.1318 | 24.8333 | 14.2309 | 3.7269 | 1.2683 | 6.7434
| 24.875 | 33.1008 | 21.4957 | 7.6126 | 20.7881 | 24.875 | 33.0958 | 22.415 | 4.9825 | 20.0795 | 24.875 | 14.0665 | 3.6828 | 1.3238 | 6.6905
| 24.9167 | 32.9767 | 21.7655 | 7.6787 | 20.8377 | 24.9167 | 33.085 | 22.1585 | 4.9073 | 19.98 | 24.9167 | 13.9036 | 3.6435 | 1.3822 | 6.6407
| 24.9583 | 32.8706 | 22.0055 | 7.7468 | 20.8868 | 24.9583 | 33.0741 | 21.8953 | 4.8297 | 19.8778 | 24.9583 | 13.7499 | 3.6137 | 1.4404 | 6.5966
| 25 | 32.753 | 22.3106 | 7.8149 | 20.949 | 25 | 33.0632 | 21.6303 | 4.752 | 19.775 | 25 | 13.6035 | 3.5877 | 1.5024 | 6.5577
| 25.0417 | 32.6452 | 22.5974 | 7.8831 | 21.01 | 25.0417 | 33.0544 | 21.3481 | 4.6884 | 19.6736 | 25.0417 | 13.4635 | 3.5628 | 1.5645 | 6.5215
| 25.0833 | 32.5193 | 22.8486 | 7.9522 | 21.0551 | 25.0833 | 33.0446 | 21.0647 | 4.6366 | 19.5757 | 25.0833 | 13.3284 | 3.5451 | 1.6262 | 6.4888
| 25.125 | 32.4221 | 23.1515 | 8.0201 | 21.1242 | 25.125 | 33.0361 | 20.7574 | 4.571 | 19.467 | 25.125 | 13.1962 | 3.5342 | 1.6886 | 6.4594
| 25.1667 | 32.3079 | 23.4139 | 8.0903 | 21.177 | 25.1667 | 33.0692 | 20.7728 | 4.6234 | 19.5023 | 25.1667 | 13.0651 | 3.5283 | 1.7511 | 6.4316
| 25.2083 | 32.1828 | 23.5025 | 8.1595 | 21.1791 | 25.2083 | 33.105 | 20.7804 | 4.6788 | 19.5377 | 25.2083 | 12.9357 | 3.5279 | 1.8155 | 6.4067
| 25.25 | 32.041 | 23.4873 | 8.1954 | 21.1353 | 25.25 | 33.117 | 20.8091 | 4.7685 | 19.5823 | 25.25 | 12.8115 | 3.5327 | 1.8802 | 6.3852
| 25.2917 | 31.9042 | 23.7315 | 8.2311 | 21.1624 | 25.2917 | 33.1531 | 20.778 | 4.8524 | 19.6178 | 25.2917 | 12.6878 | 3.5425 | 1.9438 | 6.3648
| 25.3333 | 31.7718 | 23.9633 | 8.2733 | 21.1902 | 25.3333 | 33.1915 | 20.9891 | 4.8424 | 19.6846 | 25.3333 | 12.5717 | 3.563 | 2.0056 | 6.3495
| 25.375 | 31.6066 | 24.226 | 8.3133 | 21.2132 | 25.375 | 33.2344 | 21.2017 | 4.8807 | 19.7711 | 25.375 | 12.4664 | 3.5862 | 2.0604 | 6.3363
| 25.4167 | 31.3923 | 24.4578 | 8.3533 | 21.2097 | 25.4167 | 33.2821 | 21.201 | 4.9083 | 19.7986 | 25.4167 | 12.385 | 3.6093 | 2.1155 | 6.3321
| 25.4583 | 31.1815 | 24.5841 | 8.3963 | 21.1805 | 25.4583 | 33.3361 | 21.2256 | 5.0284 | 19.8687 | 25.4583 | 12.3035 | 3.6368 | 2.1722 | 6.3297
| 25.5 | 30.9375 | 24.7837 | 8.4422 | 21.1595 | 25.5 | 33.3932 | 21.3054 | 5.1726 | 19.9634 | 25.5 | 12.2272 | 3.6646 | 2.2329 | 6.3307
| 25.5417 | 30.6395 | 24.9577 | 8.4929 | 21.1134 | 25.5417 | 33.453 | 21.3934 | 5.2319 | 20.0305 | 25.5417 | 12.1596 | 3.7024 | 2.298 | 6.3392
| 25.5833 | 30.4792 | 24.8879 | 8.5436 | 21.0536 | 25.5833 | 33.5173 | 21.5221 | 5.3889 | 20.1455 | 25.5833 | 12.0934 | 3.7427 | 2.3631 | 6.3488
| 25.625 | 30.2971 | 24.6609 | 8.5878 | 20.9414 | 25.625 | 33.5847 | 21.4817 | 5.429 | 20.1743 | 25.625 | 12.0326 | 3.7802 | 2.4248 | 6.3585
| 25.6667 | 30.0853 | 24.435 | 8.6233 | 20.8153 | 25.6667 | 33.6547 | 21.562 | 5.3719 | 20.201 | 25.6667 | 11.9738 | 3.8267 | 2.4732 | 6.3665
| 25.7083 | 29.8908 | 24.2157 | 8.6493 | 20.694 | 25.7083 | 33.7266 | 21.6094 | 5.3155 | 20.22 | 25.7083 | 11.9174 | 3.8678 | 2.4997 | 6.3661
| 25.75 | 29.6623 | 23.883 | 8.6677 | 20.5271 | 25.75 | 33.8 | 21.626 | 5.3434 | 20.2618 | 25.75 | 11.869 | 3.9013 | 2.5022 | 6.3579
| 25.7917 | 29.4145 | 23.653 | 8.6822 | 20.3789 | 25.7917 | 33.8729 | 21.6084 | 5.284 | 20.2628 | 25.7917 | 11.8224 | 3.9344 | 2.4789 | 6.341
| 25.8333 | 29.1692 | 23.4699 | 8.6921 | 20.2425 | 25.8333 | 33.9764 | 21.6322 | 5.3602 | 20.3352 | 25.8333 | 11.7807 | 3.965 | 2.4362 | 6.3182
| 25.875 | 28.925 | 23.337 | 8.6984 | 20.1185 | 25.875 | 34.0198 | 21.5438 | 5.4518 | 20.3609 | 25.875 | 11.7412 | 3.9889 | 2.3808 | 6.2898
| 25.9167 | 28.6831 | 23.2382 | 8.7034 | 20.0041 | 25.9167 | 34.0921 | 21.4706 | 5.5415 | 20.4007 | 25.9167 | 11.7006 | 4.0055 | 2.3187 | 6.2567
| 25.9583 | 28.4022 | 23.0903 | 8.7064 | 19.8614 | 25.9583 | 34.1656 | 21.3983 | 5.5469 | 20.4108 | 25.9583 | 11.66 | 4.0146 | 2.2517 | 6.2198
| 26 | 28.1327 | 22.9637 | 8.7091 | 19.7284 | 26 | 34.2365 | 21.3965 | 5.5543 | 20.4393 | 26 | 11.6217 | 4.0208 | 2.1793 | 6.181
| 26.0417 | 27.8465 | 22.833 | 8.7112 | 19.5879 | 26.0417 | 34.3046 | 21.406 | 5.5546 | 20.4673 | 26.0417 | 11.5842 | 4.0225 | 2.1041 | 6.1403
| 26.0833 | 27.5739 | 22.699 | 8.7122 | 19.4512 | 26.0833 | 34.3735 | 21.3494 | 5.546 | 20.4747 | 26.0833 | 11.5465 | 4.0188 | 2.0282 | 6.0978
| 26.125 | 27.2618 | 22.5555 | 8.7151 | 19.298 | 26.125 | 34.4408 | 21.4174 | 5.5457 | 20.5177 | 26.125 | 11.5081 | 4.0126 | 1.9517 | 6.0542
| 26.1667 | 26.9526 | 22.3678 | 8.7157 | 19.1332 | 26.1667 | 34.5068 | 21.3783 | 5.5456 | 20.5318 | 26.1667 | 11.4665 | 4.0046 | 1.8742 | 6.0086
| 26.2083 | 26.6652 | 22.1923 | 8.717 | 18.9801 | 26.2083 | 34.5701 | 21.353 | 5.5431 | 20.5477 | 26.2083 | 11.422 | 3.9948 | 1.7967 | 5.9614
| 26.25 | 26.3786 | 22.2303 | 8.7523 | 18.8964 | 26.25 | 34.6565 | 21.357 | 5.5525 | 20.5844 | 26.25 | 11.3721 | 3.9798 | 1.7173 | 5.9101
| 26.2917 | 26.0679 | 22.0924 | 8.788 | 18.7571 | 26.2917 | 34.6956 | 21.4789 | 5.5123 | 20.6168 | 26.2917 | 11.3219 | 3.9571 | 1.6339 | 5.8552
| 26.3333 | 25.7632 | 21.9605 | 8.8177 | 18.6194 | 26.3333 | 34.7544 | 21.5369 | 5.5172 | 20.6559 | 26.3333 | 11.2816 | 3.9293 | 1.5548 | 5.8042
| 26.375 | 25.4374 | 21.711 | 8.85 | 18.4435 | 26.375 | 34.8081 | 21.2778 | 5.6366 | 20.65 | 26.375 | 11.246 | 3.8951 | 1.4816 | 5.7554
| 26.4167 | 25.1451 | 21.513 | 8.8819 | 18.2936 | 26.4167 | 34.8491 | 21.4658 | 5.5691 | 20.6909 | 26.4167 | 11.2076 | 3.8576 | 1.4075 | 5.7043
| 26.4583 | 24.8598 | 21.2436 | 8.9105 | 18.1261 | 26.4583 | 34.8846 | 21.5561 | 5.5478 | 20.7205 | 26.4583 | 11.153 | 3.8151 | 1.3306 | 5.6449
| 26.5 | 24.5814 | 21.0157 | 8.9394 | 17.9723 | 26.5 | 34.9189 | 21.6268 | 5.5724 | 20.761 | 26.5 | 11.0944 | 3.7713 | 1.2505 | 5.5824
| 26.5417 | 24.359 | 20.7769 | 8.9718 | 17.8377 | 26.5417 | 34.948 | 21.6368 | 5.5897 | 20.7807 | 26.5417 | 11.0233 | 3.7253 | 1.1718 | 5.5152
| 26.5833 | 24.1227 | 20.553 | 9.0161 | 17.7062 | 26.5833 | 34.9726 | 21.5779 | 5.5842 | 20.7722 | 26.5833 | 10.9336 | 3.678 | 1.1034 | 5.4446
| 26.625 | 23.8808 | 20.3619 | 9.0724 | 17.5858 | 26.625 | 34.993 | 21.5441 | 5.6179 | 20.7829 | 26.625 | 10.8311 | 3.6338 | 1.0457 | 5.3738
| 26.6667 | 23.654 | 20.1946 | 9.1316 | 17.4783 | 26.6667 | 35.0102 | 21.4841 | 5.7672 | 20.8274 | 26.6667 | 10.7155 | 3.5888 | 0.99724 | 5.3013
| 26.7083 | 23.4171 | 20.0071 | 9.1942 | 17.3629 | 26.7083 | 35.0252 | 21.4966 | 5.9148 | 20.8897 | 26.7083 | 10.6023 | 3.5497 | 0.96529 | 5.2372
| 26.75 | 23.1768 | 19.8132 | 9.2569 | 17.2446 | 26.75 | 35.0396 | 21.595 | 5.9666 | 20.94 | 26.75 | 10.4901 | 3.5141 | 0.95174 | 5.1811
| 26.7917 | 22.9605 | 19.6151 | 9.3225 | 17.1351 | 26.7917 | 35.0546 | 21.6579 | 6.0197 | 20.9815 | 26.7917 | 10.3766 | 3.4775 | 0.95939 | 5.1319
| 26.8333 | 22.7392 | 19.4171 | 9.3895 | 17.0244 | 26.8333 | 35.0721 | 21.7 | 6.0896 | 21.0246 | 26.8333 | 10.2647 | 3.4436 | 0.98146 | 5.0893
| 26.875 | 22.5261 | 19.1815 | 9.4577 | 16.9071 | 26.875 | 35.0905 | 21.7386 | 6.1337 | 21.0576 | 26.875 | 10.1537 | 3.4134 | 1.0123 | 5.0511
| 26.9167 | 22.3182 | 18.956 | 9.5265 | 16.7946 | 26.9167 | 35.1101 | 21.7975 | 6.1817 | 21.098 | 26.9167 | 10.0445 | 3.3906 | 1.0491 | 5.0177
| 26.9583 | 22.1217 | 18.7638 | 9.5959 | 16.6954 | 26.9583 | 35.1361 | 21.92 | 6.2377 | 21.1605 | 26.9583 | 9.9368 | 3.3714 | 1.0914 | 4.9879
| 27 | 21.9199 | 18.5344 | 9.6665 | 16.5849 | 27 | 35.1611 | 21.9301 | 6.2921 | 21.1922 | 27 | 9.831 | 3.3544 | 1.1405 | 4.9617
| 27.0417 | 21.7223 | 18.3261 | 9.7378 | 16.4817 | 27.0417 | 35.1829 | 21.9617 | 6.3492 | 21.2294 | 27.0417 | 9.7259 | 3.3424 | 1.191 | 4.9378
| 27.0833 | 21.5221 | 18.1426 | 9.8095 | 16.3843 | 27.0833 | 35.1802 | 22.0875 | 6.419 | 21.2871 | 27.0833 | 9.6213 | 3.3341 | 1.2426 | 4.9153
| 27.125 | 21.3367 | 17.9412 | 9.8811 | 16.2876 | 27.125 | 35.2037 | 22.0755 | 6.4791 | 21.3144 | 27.125 | 9.5188 | 3.3274 | 1.295 | 4.8943
| 27.1667 | 21.166 | 17.7599 | 9.9529 | 16.2018 | 27.1667 | 35.2283 | 22.2189 | 6.538 | 21.3831 | 27.1667 | 9.421 | 3.3226 | 1.3479 | 4.8759
| 27.2083 | 20.9807 | 17.5831 | 10.0248 | 16.1119 | 27.2083 | 35.2542 | 22.2905 | 6.5951 | 21.4324 | 27.2083 | 9.328 | 3.3197 | 1.4011 | 4.8598
| 27.25 | 20.7933 | 17.3129 | 10.0967 | 15.9962 | 27.25 | 35.2821 | 22.4215 | 6.6039 | 21.4809 | 27.25 | 9.2393 | 3.3205 | 1.4561 | 4.8469
| 27.2917 | 20.6241 | 17.1273 | 10.1671 | 15.9094 | 27.2917 | 35.3362 | 22.4918 | 6.6709 | 21.544 | 27.2917 | 9.1579 | 3.3269 | 1.5152 | 4.8397
| 27.3333 | 20.4565 | 16.8945 | 10.2362 | 15.81 | 27.3333 | 35.3472 | 22.4734 | 6.7326 | 21.5655 | 27.3333 | 9.0892 | 3.3371 | 1.57 | 4.8367
| 27.375 | 20.2884 | 16.6785 | 10.3025 | 15.714 | 27.375 | 35.3885 | 22.5788 | 6.7696 | 21.6223 | 27.375 | 9.0322 | 3.3527 | 1.6213 | 4.8383
| 27.4167 | 20.15 | 16.498 | 10.3686 | 15.6384 | 27.4167 | 35.4425 | 22.5375 | 6.8321 | 21.654 | 27.4167 | 8.9871 | 3.3717 | 1.6731 | 4.8453
| 27.4583 | 20.0158 | 16.3257 | 10.4352 | 15.5667 | 27.4583 | 35.5009 | 22.5522 | 6.8355 | 21.6809 | 27.4583 | 8.9502 | 3.3943 | 1.7277 | 4.8573
| 27.5 | 19.8797 | 16.1114 | 10.4996 | 15.4823 | 27.5 | 35.5584 | 22.7209 | 6.8881 | 21.7662 | 27.5 | 8.9166 | 3.4188 | 1.7843 | 4.8718
| 27.5417 | 19.7305 | 15.8703 | 10.5584 | 15.3839 | 27.5417 | 35.6184 | 22.8496 | 6.8198 | 21.7981 | 27.5417 | 8.8841 | 3.4448 | 1.838 | 4.8861
| 27.5833 | 19.5886 | 15.6742 | 10.6041 | 15.2954 | 27.5833 | 35.6806 | 22.7878 | 6.7611 | 21.7835 | 27.5833 | 8.8549 | 3.4713 | 1.8791 | 4.8972
| 27.625 | 19.4621 | 15.4755 | 10.6393 | 15.2082 | 27.625 | 35.7449 | 22.9184 | 6.6752 | 21.8111 | 27.625 | 8.8321 | 3.4965 | 1.9094 | 4.9064
| 27.6667 | 19.3323 | 15.2829 | 10.6648 | 15.1178 | 27.6667 | 35.8106 | 23.0514 | 6.5768 | 21.8354 | 27.6667 | 8.8109 | 3.5216 | 1.9311 | 4.913
| 27.7083 | 19.2009 | 15.0965 | 10.6828 | 15.0258 | 27.7083 | 35.8772 | 23.1216 | 6.5963 | 21.8859 | 27.7083 | 8.7892 | 3.5466 | 1.9439 | 4.9162
| 27.75 | 19.1078 | 14.9118 | 10.6973 | 14.9473 | 27.75 | 35.9434 | 23.1728 | 6.5946 | 21.9235 | 27.75 | 8.771 | 3.5718 | 1.9525 | 4.9193
| 27.7917 | 18.8681 | 14.5614 | 10.5781 | 14.7217 | 27.7917 | 36.0085 | 23.232 | 6.575 | 21.9564 | 27.7917 | 8.7515 | 3.5949 | 1.9589 | 4.9205
| 27.8333 | 18.6424 | 14.2146 | 10.441 | 14.4958 | 27.8333 | 36.0719 | 23.1485 | 6.5554 | 21.9506 | 27.8333 | 8.7313 | 3.614 | 1.9608 | 4.9188
| 27.875 | 18.4199 | 13.8775 | 10.3027 | 14.2732 | 27.875 | 36.1636 | 23.2356 | 6.4682 | 21.9764 | 27.875 | 8.711 | 3.6303 | 1.9554 | 4.9136
| 27.9167 | 18.1909 | 13.4745 | 10.1807 | 14.0366 | 27.9167 | 36.2278 | 23.3251 | 6.3755 | 21.9906 | 27.9167 | 8.6907 | 3.6323 | 1.9419 | 4.9017
| 27.9583 | 17.9709 | 13.1251 | 10.0438 | 13.8122 | 27.9583 | 36.3086 | 23.3332 | 6.4455 | 22.0481 | 27.9583 | 8.6692 | 3.6325 | 1.9182 | 4.8852
| 28 | 17.7556 | 12.8068 | 9.9051 | 13.5972 | 28 | 36.3629 | 23.3519 | 6.4285 | 22.0671 | 28 | 8.6493 | 3.6329 | 1.8827 | 4.865
| 28.0417 | 17.5424 | 12.4671 | 9.7657 | 13.377 | 28.0417 | 36.4202 | 23.3238 | 6.4023 | 22.0715 | 28.0417 | 8.629 | 3.6308 | 1.8404 | 4.8416
| 28.0833 | 17.3499 | 12.1245 | 9.6456 | 13.1707 | 28.0833 | 36.5021 | 23.3409 | 6.3779 | 22.0976 | 28.0833 | 8.6083 | 3.6271 | 1.7932 | 4.8159
| 28.125 | 17.1387 | 11.7716 | 9.5195 | 12.9526 | 28.125 | 36.5578 | 23.3122 | 6.3633 | 22.1054 | 28.125 | 8.5879 | 3.6219 | 1.7404 | 4.7878
| 28.1667 | 16.941 | 11.4458 | 9.402 | 12.7498 | 28.1667 | 36.6124 | 23.2696 | 6.3579 | 22.1124 | 28.1667 | 8.568 | 3.6142 | 1.6854 | 4.7584
| 28.2083 | 16.7138 | 11.1098 | 9.2694 | 12.5278 | 28.2083 | 36.6659 | 23.2998 | 6.3426 | 22.1348 | 28.2083 | 8.5496 | 3.6026 | 1.6276 | 4.7276
| 28.25 | 16.5166 | 10.8197 | 9.1371 | 12.3294 | 28.25 | 36.7176 | 23.2763 | 6.3346 | 22.1449 | 28.25 | 8.5321 | 3.5861 | 1.5702 | 4.696
| 28.2917 | 16.3282 | 10.4687 | 8.9984 | 12.1156 | 28.2917 | 36.7662 | 23.11 | 6.3286 | 22.1165 | 28.2917 | 8.5157 | 3.5532 | 1.5086 | 4.6588
| 28.3333 | 16.1267 | 10.1456 | 8.8489 | 11.9006 | 28.3333 | 36.8522 | 22.8707 | 6.3218 | 22.0823 | 28.3333 | 8.4999 | 3.5177 | 1.445 | 4.6204
| 28.375 | 15.9783 | 9.8651 | 8.7065 | 11.7191 | 28.375 | 36.8899 | 23.0492 | 6.2356 | 22.1127 | 28.375 | 8.4828 | 3.4775 | 1.3878 | 4.5827
| 28.4167 | 15.8154 | 9.5654 | 8.565 | 11.5276 | 28.4167 | 36.9202 | 23.0246 | 6.332 | 22.1523 | 28.4167 | 8.4597 | 3.4343 | 1.3311 | 4.5421
| 28.4583 | 15.6375 | 9.2991 | 8.4325 | 11.3425 | 28.4583 | 36.9451 | 23.0265 | 6.3428 | 22.1659 | 28.4583 | 8.4291 | 3.3885 | 1.2784 | 4.4994
| 28.5 | 15.487 | 9.0823 | 8.3074 | 11.1836 | 28.5 | 36.9656 | 22.9915 | 6.2479 | 22.1299 | 28.5 | 8.3847 | 3.3424 | 1.2316 | 4.4537
| 28.5417 | 15.3463 | 8.881 | 8.1899 | 11.0351 | 28.5417 | 36.9829 | 22.9474 | 6.2878 | 22.139 | 28.5417 | 8.3293 | 3.2978 | 1.1886 | 4.4057
| 28.5833 | 15.2093 | 8.6927 | 8.0824 | 10.8952 | 28.5833 | 36.998 | 22.9711 | 6.335 | 22.168 | 28.5833 | 8.2648 | 3.2556 | 1.1523 | 4.3573
| 28.625 | 15.0719 | 8.5231 | 7.9829 | 10.7629 | 28.625 | 37.0111 | 22.9746 | 6.4953 | 22.2319 | 28.625 | 8.1933 | 3.2181 | 1.1233 | 4.3103
| 28.6667 | 14.9311 | 8.3784 | 7.8968 | 10.6409 | 28.6667 | 37.0236 | 22.9701 | 6.5502 | 22.2552 | 28.6667 | 8.1151 | 3.1831 | 1.0974 | 4.2625
| 28.7083 | 14.807 | 8.2204 | 7.7999 | 10.5175 | 28.7083 | 37.0374 | 23.0657 | 6.4778 | 22.2595 | 28.7083 | 8.0303 | 3.1455 | 1.0711 | 4.2114
| 28.75 | 14.6773 | 8.0734 | 7.7032 | 10.3952 | 28.75 | 37.0547 | 23.1092 | 6.403 | 22.2505 | 28.75 | 7.9471 | 3.1067 | 1.0471 | 4.1615
| 28.7917 | 14.6869 | 8.1086 | 7.7593 | 10.4284 | 28.7917 | 37.0766 | 23.2368 | 6.5025 | 22.3286 | 28.7917 | 7.8643 | 3.0682 | 1.0237 | 4.112
| 28.8333 | 14.6881 | 8.1476 | 7.8154 | 10.4596 | 28.8333 | 37.0692 | 23.4953 | 6.4846 | 22.3882 | 28.8333 | 7.7833 | 3.0296 | 1.0046 | 4.0646
| 28.875 | 14.7039 | 8.1879 | 7.8721 | 10.4967 | 28.875 | 37.0645 | 23.379 | 6.5381 | 22.3749 | 28.875 | 7.7035 | 2.992 | 0.9915 | 4.0202
| 28.9167 | 14.7212 | 8.262 | 7.915 | 10.5384 | 28.9167 | 37.0872 | 23.403 | 6.5968 | 22.411 | 28.9167 | 7.6254 | 2.9642 | 0.98609 | 3.9818
| 28.9583 | 14.7399 | 8.3035 | 7.9826 | 10.5808 | 28.9583 | 37.062 | 23.4875 | 6.5639 | 22.4122 | 28.9583 | 7.5477 | 2.937 | 0.99117 | 3.9475
| 29 | 14.7748 | 8.3624 | 8.0603 | 10.6376 | 29 | 37.0912 | 23.5881 | 6.6215 | 22.4707 | 29 | 7.4715 | 2.9094 | 1.0068 | 3.9175
| 29.0417 | 14.8111 | 8.4214 | 8.1362 | 10.6943 | 29.0417 | 37.1218 | 23.7061 | 6.6833 | 22.5359 | 29.0417 | 7.3961 | 2.883 | 1.0297 | 3.8907
| 29.0833 | 14.8197 | 8.4466 | 8.1848 | 10.7218 | 29.0833 | 37.1538 | 23.8025 | 6.7452 | 22.5958 | 29.0833 | 7.3221 | 2.8577 | 1.0577 | 3.8666
| 29.125 | 14.8441 | 8.4962 | 8.2391 | 10.7637 | 29.125 | 37.1874 | 23.8997 | 6.8073 | 22.6567 | 29.125 | 7.2499 | 2.8342 | 1.0906 | 3.8454
| 29.1667 | 14.8559 | 8.5213 | 8.2805 | 10.7898 | 29.1667 | 37.2225 | 23.9756 | 6.8811 | 22.7167 | 29.1667 | 7.1802 | 2.813 | 1.1265 | 3.8268
| 29.2083 | 14.902 | 8.5512 | 8.3466 | 10.8388 | 29.2083 | 37.2593 | 24.0003 | 6.9385 | 22.7577 | 29.2083 | 7.1118 | 2.7948 | 1.1648 | 3.8104
| 29.25 | 14.9124 | 8.5958 | 8.4119 | 10.8781 | 29.25 | 37.2985 | 24.0408 | 7.0002 | 22.8053 | 29.25 | 7.0465 | 2.781 | 1.2024 | 3.796
| 29.2917 | 14.9301 | 8.6502 | 8.4734 | 10.9215 | 29.2917 | 37.3409 | 24.2747 | 7.0446 | 22.8995 | 29.2917 | 6.9905 | 2.7825 | 1.2443 | 3.7907
| 29.3333 | 14.9661 | 8.717 | 8.5317 | 10.9738 | 29.3333 | 37.3611 | 24.4889 | 7.0428 | 22.9634 | 29.3333 | 6.944 | 2.7862 | 1.2883 | 3.7903
| 29.375 | 15.0099 | 8.7477 | 8.6038 | 11.0243 | 29.375 | 37.4141 | 24.362 | 7.201 | 23.0065 | 29.375 | 6.9089 | 2.7937 | 1.3284 | 3.7938
| 29.4167 | 15.0572 | 8.8077 | 8.6548 | 11.0763 | 29.4167 | 37.4717 | 24.3172 | 7.2742 | 23.0425 | 29.4167 | 6.8816 | 2.8045 | 1.3699 | 3.8015
| 29.4583 | 15.1072 | 8.8533 | 8.6931 | 11.1209 | 29.4583 | 37.1891 | 24.2777 | 7.3118 | 22.9405 | 29.4583 | 6.858 | 2.8181 | 1.4068 | 3.8098
| 29.5 | 15.1592 | 8.8972 | 8.7268 | 11.1641 | 29.5 | 36.9082 | 24.1377 | 7.3333 | 22.8066 | 29.5 | 6.8359 | 2.8323 | 1.4359 | 3.8159
| 29.5417 | 15.2129 | 8.9362 | 8.7523 | 11.2037 | 29.5417 | 36.6288 | 24.1212 | 7.3479 | 22.7035 | 29.5417 | 6.816 | 2.8456 | 1.4604 | 3.8208
| 29.5833 | 15.267 | 8.9711 | 8.7669 | 11.2384 | 29.5833 | 36.3789 | 24.2294 | 7.3577 | 22.6429 | 29.5833 | 6.7998 | 2.8581 | 1.4767 | 3.824
| 29.625 | 15.3243 | 8.9977 | 8.7728 | 11.2689 | 29.625 | 36.1009 | 24.1733 | 7.2551 | 22.4875 | 29.625 | 6.788 | 2.8673 | 1.4853 | 3.8252
| 29.6667 | 15.3891 | 9 | 8.7644 | 11.2906 | 29.6667 | 35.8222 | 24.1856 | 7.2454 | 22.3837 | 29.6667 | 6.7794 | 2.8747 | 1.4906 | 3.8259
| 29.7083 | 15.4723 | 9.0346 | 8.7872 | 11.339 | 29.7083 | 35.5431 | 24.0092 | 7.2498 | 22.2345 | 29.7083 | 6.7718 | 2.8806 | 1.4967 | 3.8269
| 29.75 | 15.5248 | 9.0461 | 8.7897 | 11.3625 | 29.75 | 35.3154 | 23.8493 | 7.259 | 22.1105 | 29.75 | 6.7641 | 2.8844 | 1.5017 | 3.8268
| 29.7917 | 15.59 | 9.034 | 8.7885 | 11.3831 | 29.7917 | 35.0277 | 23.6597 | 7.2133 | 21.9365 | 29.7917 | 6.7527 | 2.8868 | 1.5054 | 3.8246
| 29.8333 | 15.6365 | 9.0386 | 8.7858 | 11.4006 | 29.8333 | 34.7088 | 23.5707 | 7.1996 | 21.7893 | 29.8333 | 6.7399 | 2.8884 | 1.5071 | 3.8209
| 29.875 | 15.6541 | 9.047 | 8.803 | 11.4156 | 29.875 | 34.384 | 23.6726 | 7.1768 | 21.6874 | 29.875 | 6.7256 | 2.8891 | 1.5098 | 3.8167
| 29.9167 | 15.6833 | 9.0507 | 8.8069 | 11.4289 | 29.9167 | 34.0857 | 23.6578 | 7.1696 | 21.5699 | 29.9167 | 6.7111 | 2.8896 | 1.5126 | 3.8125
| 29.9583 | 15.7126 | 9.0539 | 8.8003 | 11.4382 | 29.9583 | 33.8057 | 23.5994 | 7.1684 | 21.4498 | 29.9583 | 6.6955 | 2.8908 | 1.5161 | 3.8082
| 30 | 15.7537 | 9.0578 | 8.7952 | 11.4527 | 30 | 33.5016 | 23.5611 | 7.1588 | 21.3231 | 30 | 6.6802 | 2.8933 | 1.513 | 3.8021
| 30.0417 | 15.778 | 9.0436 | 8.784 | 11.4539 | 30.0417 | 33.161 | 23.5028 | 7.1486 | 21.1772 | 30.0417 | 6.6639 | 2.8956 | 1.5049 | 3.7937
| 30.0833 | 15.8159 | 9.0467 | 8.78 | 11.4674 | 30.0833 | 32.8554 | 23.3886 | 7.1265 | 21.0251 | 30.0833 | 6.6463 | 2.8989 | 1.4923 | 3.7835
| 30.125 | 15.8682 | 9.0673 | 8.7851 | 11.4942 | 30.125 | 32.5413 | 23.3892 | 7.1083 | 20.9019 | 30.125 | 6.6285 | 2.9028 | 1.4757 | 3.7719
| 30.1667 | 15.9032 | 9.0701 | 8.7848 | 11.5078 | 30.1667 | 32.2413 | 23.3369 | 7.0673 | 20.7616 | 30.1667 | 6.6102 | 2.9075 | 1.4547 | 3.7587
| 30.2083 | 15.9366 | 9.0814 | 8.7749 | 11.5197 | 30.2083 | 31.8874 | 23.3354 | 7.0501 | 20.6234 | 30.2083 | 6.5919 | 2.9111 | 1.428 | 3.7432
| 30.25 | 15.9933 | 9.0818 | 8.7643 | 11.5371 | 30.25 | 31.5411 | 23.2778 | 7.0305 | 20.4722 | 30.25 | 6.5739 | 2.9135 | 1.399 | 3.7267
| 30.2917 | 16.0344 | 9.0879 | 8.7715 | 11.5566 | 30.2917 | 31.1934 | 23.1427 | 7.0283 | 20.3061 | 30.2917 | 6.5582 | 2.9157 | 1.3699 | 3.7109
| 30.3333 | 16.0576 | 9.0972 | 8.7859 | 11.5728 | 30.3333 | 30.9068 | 23.1634 | 7.0804 | 20.2239 | 30.3333 | 6.5445 | 2.9189 | 1.3417 | 3.6965
| 30.375 | 16.0734 | 9.142 | 8.7931 | 11.5933 | 30.375 | 30.6357 | 23.2145 | 6.9808 | 20.1007 | 30.375 | 6.5332 | 2.9219 | 1.3203 | 3.6854
| 30.4167 | 16.0847 | 9.1533 | 8.8493 | 11.6208 | 30.4167 | 30.3336 | 23.3176 | 6.8854 | 19.9813 | 30.4167 | 6.5205 | 2.9267 | 1.3024 | 3.6754
| 30.4583 | 16.0928 | 9.178 | 8.8922 | 11.6459 | 30.4583 | 30.2976 | 23.3879 | 6.9226 | 20 | 30.4583 | 6.5037 | 2.9324 | 1.2794 | 3.6624
| 30.5 | 16.0988 | 9.1982 | 8.959 | 11.6777 | 30.5 | 30.2795 | 23.3516 | 6.9699 | 20.0008 | 30.5 | 6.4769 | 2.9396 | 1.2606 | 3.6475
| 30.5417 | 16.1045 | 9.2224 | 9.0296 | 11.7118 | 30.5417 | 30.3453 | 23.4149 | 7.0135 | 20.0579 | 30.5417 | 6.4432 | 2.9427 | 1.2427 | 3.6293
| 30.5833 | 16.1107 | 9.2582 | 9.0832 | 11.743 | 30.5833 | 30.3209 | 23.4078 | 7.0605 | 20.0639 | 30.5833 | 6.4049 | 2.9278 | 1.2232 | 3.6041
| 30.625 | 16.12 | 9.2615 | 9.1603 | 11.7753 | 30.625 | 30.3389 | 23.4761 | 7.0998 | 20.103 | 30.625 | 6.3656 | 2.9084 | 1.2038 | 3.5773
| 30.6667 | 16.1319 | 9.2924 | 9.2328 | 11.8142 | 30.6667 | 30.3497 | 23.5118 | 7.1411 | 20.1314 | 30.6667 | 6.3243 | 2.8881 | 1.1865 | 3.5502
| 30.7083 | 16.1326 | 9.3153 | 9.2692 | 11.8337 | 30.7083 | 30.3649 | 23.6421 | 7.1759 | 20.1844 | 30.7083 | 6.2809 | 2.8676 | 1.1686 | 3.5222
| 30.75 | 16.1541 | 9.3588 | 9.323 | 11.8727 | 30.75 | 30.3314 | 23.7622 | 7.2111 | 20.2167 | 30.75 | 6.2377 | 2.845 | 1.1503 | 3.4935
| 30.7917 | 16.1903 | 9.4193 | 9.3596 | 11.9156 | 30.7917 | 30.36 | 23.9006 | 7.2669 | 20.2844 | 30.7917 | 6.1957 | 2.8203 | 1.1318 | 3.4646
| 30.8333 | 16.2347 | 9.4639 | 9.4168 | 11.9646 | 30.8333 | 30.3923 | 23.8473 | 7.33 | 20.305 | 30.8333 | 6.1555 | 2.795 | 1.114 | 3.4364
| 30.875 | 16.296 | 9.5033 | 9.474 | 12.0186 | 30.875 | 30.3589 | 23.9387 | 7.3912 | 20.3391 | 30.875 | 6.1169 | 2.7678 | 1.0957 | 3.4082
| 30.9167 | 16.3459 | 9.5468 | 9.532 | 12.0698 | 30.9167 | 30.3398 | 23.9906 | 7.4508 | 20.3673 | 30.9167 | 6.0791 | 2.7383 | 1.0771 | 3.3795
| 30.9583 | 16.396 | 9.5905 | 9.5943 | 12.1226 | 30.9583 | 30.3415 | 24.0099 | 7.5096 | 20.3944 | 30.9583 | 6.0409 | 2.7068 | 1.058 | 3.3501
| 31 | 16.4196 | 9.616 | 9.6474 | 12.1573 | 31 | 30.3508 | 24.027 | 7.5704 | 20.4244 | 31 | 6.0038 | 2.6741 | 1.0435 | 3.3223
| 31.0417 | 16.4599 | 9.6594 | 9.7067 | 12.2053 | 31.0417 | 30.3912 | 24.0972 | 7.6295 | 20.4795 | 31.0417 | 5.9673 | 2.641 | 1.0346 | 3.2967
| 31.0833 | 16.5015 | 9.7027 | 9.766 | 12.2538 | 31.0833 | 30.4008 | 24.1345 | 7.6966 | 20.5173 | 31.0833 | 5.9318 | 2.6071 | 1.0303 | 3.2729
| 31.125 | 16.5282 | 9.7284 | 9.8167 | 12.2889 | 31.125 | 30.4442 | 24.1803 | 7.7533 | 20.5661 | 31.125 | 5.898 | 2.5722 | 1.0304 | 3.2511
| 31.1667 | 16.5718 | 9.7718 | 9.8761 | 12.3382 | 31.1667 | 30.4767 | 24.256 | 7.8114 | 20.6194 | 31.1667 | 5.8657 | 2.5362 | 1.0355 | 3.2313
| 31.2083 | 16.6162 | 9.8148 | 9.9422 | 12.3901 | 31.2083 | 30.5218 | 24.2483 | 7.8711 | 20.6557 | 31.2083 | 5.8342 | 2.5001 | 1.0464 | 3.214
| 31.25 | 16.6614 | 9.8565 | 9.9981 | 12.4382 | 31.25 | 30.6307 | 24.3078 | 7.9306 | 20.7336 | 31.25 | 5.8044 | 2.4641 | 1.0593 | 3.1979
| 31.2917 | 16.7077 | 9.8959 | 10.0474 | 12.4837 | 31.2917 | 30.6786 | 24.3478 | 7.9785 | 20.7794 | 31.2917 | 5.7768 | 2.4286 | 1.0716 | 3.1827
| 31.3333 | 16.7557 | 9.9324 | 10.0932 | 12.5279 | 31.3333 | 30.7319 | 24.3981 | 8.013 | 20.8251 | 31.3333 | 5.7523 | 2.3992 | 1.0836 | 3.1701
| 31.375 | 16.806 | 9.9668 | 10.1235 | 12.5667 | 31.375 | 30.7269 | 24.4185 | 8.0331 | 20.836 | 31.375 | 5.73 | 2.3795 | 1.0907 | 3.1591
| 31.4167 | 16.8578 | 10.0082 | 10.1275 | 12.5985 | 31.4167 | 30.7512 | 24.4156 | 8.0395 | 20.8465 | 31.4167 | 5.7088 | 2.3665 | 1.0947 | 3.1492
| 31.4583 | 16.911 | 10.0364 | 10.1475 | 12.633 | 31.4583 | 30.8504 | 24.4095 | 8.046 | 20.8841 | 31.4583 | 5.6885 | 2.3528 | 1.1035 | 3.1412
| 31.5 | 16.9649 | 10.0687 | 10.14 | 12.6589 | 31.5 | 30.9303 | 24.5336 | 8.043 | 20.9458 | 31.5 | 5.6692 | 2.338 | 1.1069 | 3.1313
| 31.5417 | 17.0185 | 10.0957 | 10.1279 | 12.6816 | 31.5417 | 30.9256 | 24.5325 | 8.0349 | 20.9408 | 31.5417 | 5.6517 | 2.3264 | 1.108 | 3.1221
| 31.5833 | 17.0709 | 10.1091 | 10.1324 | 12.7063 | 31.5833 | 30.9884 | 24.5459 | 8.0234 | 20.9636 | 31.5833 | 5.6336 | 2.3312 | 1.1094 | 3.1172
| 31.625 | 17.1195 | 10.1538 | 10.1131 | 12.7293 | 31.625 | 31.0051 | 24.5426 | 8.0218 | 20.9684 | 31.625 | 5.6138 | 2.3395 | 1.1105 | 3.1124
| 31.6667 | 17.1651 | 10.1696 | 10.0992 | 12.7455 | 31.6667 | 31.0582 | 24.5071 | 8.0282 | 20.981 | 31.6667 | 5.5931 | 2.3472 | 1.1101 | 3.1066
| 31.7083 | 17.1982 | 10.2166 | 10.0915 | 12.7675 | 31.7083 | 31.098 | 24.5193 | 8.0337 | 21.001 | 31.7083 | 5.5707 | 2.3561 | 1.1111 | 3.101
| 31.75 | 17.2354 | 10.1754 | 10.1076 | 12.7762 | 31.75 | 31.1914 | 24.4463 | 8.0439 | 21.02 | 31.75 | 5.548 | 2.3655 | 1.1131 | 3.0958
| 31.7917 | 17.2659 | 10.1729 | 10.1102 | 12.7878 | 31.7917 | 31.2786 | 24.4919 | 8.0376 | 21.0623 | 31.7917 | 5.5216 | 2.3767 | 1.1133 | 3.0891
| 31.8333 | 17.292 | 10.1702 | 10.1125 | 12.7977 | 31.8333 | 31.3026 | 24.5974 | 8.0272 | 21.0955 | 31.8333 | 5.4928 | 2.3893 | 1.1123 | 3.0814
| 31.875 | 17.3156 | 10.1211 | 10.1059 | 12.7909 | 31.875 | 31.426 | 24.5973 | 8.0254 | 21.1407 | 31.875 | 5.4629 | 2.4044 | 1.1164 | 3.0757
| 31.9167 | 17.354 | 10.1389 | 10.1191 | 12.8147 | 31.9167 | 31.5049 | 24.6425 | 8.0286 | 21.1833 | 31.9167 | 5.4329 | 2.4233 | 1.1269 | 3.0734
| 31.9583 | 17.374 | 10.1393 | 10.1286 | 12.8257 | 31.9583 | 31.517 | 24.6983 | 8.0413 | 21.2072 | 31.9583 | 5.4017 | 2.4455 | 1.145 | 3.0742
| 32 | 17.4097 | 10.1443 | 10.1494 | 12.8478 | 32 | 31.5704 | 24.7043 | 8.0561 | 21.2341 | 32 | 5.3706 | 2.4703 | 1.1693 | 3.0781
| 32.0417 | 17.4267 | 10.149 | 10.1712 | 12.8633 | 32.0417 | 31.6439 | 24.7293 | 8.0837 | 21.278 | 32.0417 | 5.3382 | 2.4983 | 1.1996 | 3.0845
| 32.0833 | 17.4424 | 10.1563 | 10.197 | 12.8804 | 32.0833 | 31.6468 | 24.7954 | 8.1143 | 21.3078 | 32.0833 | 5.3048 | 2.53 | 1.2335 | 3.0927
| 32.125 | 17.4567 | 10.1654 | 10.2252 | 12.8984 | 32.125 | 31.663 | 24.812 | 8.1508 | 21.3314 | 32.125 | 5.2707 | 2.5654 | 1.2697 | 3.1026
| 32.1667 | 17.4871 | 10.199 | 10.2771 | 12.9374 | 32.1667 | 31.6764 | 24.8358 | 8.1907 | 21.3572 | 32.1667 | 5.2367 | 2.605 | 1.3054 | 3.1134
| 32.2083 | 17.4993 | 10.2164 | 10.301 | 12.9553 | 32.2083 | 31.7 | 24.9149 | 8.2289 | 21.4008 | 32.2083 | 5.2031 | 2.6488 | 1.3366 | 3.1239
| 32.25 | 17.5106 | 10.2383 | 10.3315 | 12.9763 | 32.25 | 31.6455 | 24.927 | 8.2663 | 21.3973 | 32.25 | 5.1708 | 2.6973 | 1.3655 | 3.1352
| 32.2917 | 17.5207 | 10.2655 | 10.3633 | 12.9988 | 32.2917 | 31.6567 | 24.9648 | 8.3061 | 21.426 | 32.2917 | 5.1416 | 2.75 | 1.3929 | 3.1483
| 32.3333 | 17.5301 | 10.2952 | 10.4065 | 13.0258 | 32.3333 | 31.6955 | 25.0026 | 8.3527 | 21.4673 | 32.3333 | 5.1169 | 2.7987 | 1.4165 | 3.1607
| 32.375 | 17.539 | 10.326 | 10.4551 | 13.0549 | 32.375 | 31.7685 | 25.0615 | 8.4036 | 21.5286 | 32.375 | 5.0998 | 2.8365 | 1.4256 | 3.1676
| 32.4167 | 17.547 | 10.3574 | 10.5015 | 13.0831 | 32.4167 | 31.7742 | 25.1519 | 8.4544 | 21.5732 | 32.4167 | 5.0852 | 2.8612 | 1.427 | 3.1693
| 32.4583 | 17.5249 | 10.395 | 10.5783 | 13.1126 | 32.4583 | 31.8091 | 25.235 | 8.507 | 21.6273 | 32.4583 | 5.0721 | 2.8779 | 1.4236 | 3.1676
| 32.5 | 17.5366 | 10.4506 | 10.6485 | 13.1572 | 32.5 | 31.8461 | 25.3243 | 8.5629 | 21.6851 | 32.5 | 5.0584 | 2.8887 | 1.4136 | 3.1618
| 32.5417 | 17.5471 | 10.4895 | 10.6984 | 13.1895 | 32.5417 | 31.8792 | 25.4076 | 8.625 | 21.742 | 32.5417 | 5.0447 | 2.8948 | 1.403 | 3.1545
| 32.5833 | 17.5613 | 10.5297 | 10.7497 | 13.224 | 32.5833 | 31.883 | 25.4994 | 8.6847 | 21.7895 | 32.5833 | 5.0315 | 2.8964 | 1.3902 | 3.1454
| 32.625 | 17.5801 | 10.5535 | 10.8016 | 13.2562 | 32.625 | 31.9881 | 25.5641 | 8.7445 | 21.8674 | 32.625 | 5.019 | 2.8936 | 1.3761 | 3.1349
| 32.6667 | 17.6018 | 10.5919 | 10.8547 | 13.2937 | 32.6667 | 32.0034 | 25.6602 | 8.7947 | 21.9169 | 32.6667 | 5.007 | 2.888 | 1.3617 | 3.1237
| 32.7083 | 17.6403 | 10.5864 | 10.9114 | 13.3271 | 32.7083 | 32.0325 | 25.6048 | 8.8557 | 21.935 | 32.7083 | 4.9973 | 2.877 | 1.3476 | 3.1121
| 32.75 | 17.6746 | 10.6686 | 10.9498 | 13.3756 | 32.75 | 32.0673 | 25.6388 | 8.9107 | 21.9769 | 32.75 | 4.9904 | 2.8641 | 1.3317 | 3.1004
| 32.7917 | 17.6849 | 10.7161 | 11.0151 | 13.4157 | 32.7917 | 32.048 | 25.6419 | 8.9656 | 21.9905 | 32.7917 | 4.985 | 2.8466 | 1.3163 | 3.0881
| 32.8333 | 17.7125 | 10.7586 | 11.0642 | 13.4551 | 32.8333 | 32.0904 | 25.5778 | 9.0279 | 22.0117 | 32.8333 | 4.9797 | 2.8258 | 1.3017 | 3.0753
| 32.875 | 17.7564 | 10.8477 | 11.1055 | 13.5101 | 32.875 | 32.1613 | 25.6135 | 9.0738 | 22.0641 | 32.875 | 4.9737 | 2.8012 | 1.2825 | 3.0596
| 32.9167 | 17.7843 | 10.8696 | 11.1387 | 13.5382 | 32.9167 | 32.1939 | 25.6145 | 9.1178 | 22.0925 | 32.9167 | 4.9673 | 2.7721 | 1.2575 | 3.0404
| 32.9583 | 17.8477 | 10.9279 | 11.1767 | 13.5911 | 32.9583 | 32.2794 | 25.6427 | 9.1602 | 22.1471 | 32.9583 | 4.9599 | 2.7409 | 1.2247 | 3.0175
| 33 | 17.8471 | 10.9688 | 11.2105 | 13.614 | 33 | 32.3139 | 25.7254 | 9.2013 | 22.1968 | 33 | 4.9523 | 2.7063 | 1.1846 | 2.9909
| 33.0417 | 17.899 | 10.9526 | 11.2447 | 13.6413 | 33.0417 | 32.2665 | 25.7295 | 9.2253 | 22.189 | 33.0417 | 4.9442 | 2.6674 | 1.1384 | 2.9609
| 33.0833 | 17.9376 | 10.9511 | 11.2712 | 13.6649 | 33.0833 | 32.3172 | 25.7188 | 9.2405 | 22.2105 | 33.0833 | 4.9364 | 2.6247 | 1.0886 | 2.9285
| 33.125 | 17.972 | 10.9682 | 11.2977 | 13.6918 | 33.125 | 32.3289 | 25.7306 | 9.2546 | 22.2231 | 33.125 | 4.928 | 2.5785 | 1.0371 | 2.8945
| 33.1667 | 18.0043 | 10.9459 | 11.301 | 13.6991 | 33.1667 | 32.3104 | 25.7371 | 9.2691 | 22.2232 | 33.1667 | 4.92 | 2.5281 | 0.9865 | 2.8598
| 33.2083 | 18.054 | 10.9524 | 11.3252 | 13.7281 | 33.2083 | 32.3211 | 25.7392 | 9.2831 | 22.2328 | 33.2083 | 4.9119 | 2.4731 | 0.94052 | 2.8255
| 33.25 | 18.118 | 11.0052 | 11.345 | 13.7731 | 33.25 | 32.3726 | 25.8341 | 9.2938 | 22.281 | 33.25 | 4.9038 | 2.4129 | 0.89619 | 2.7904
| 33.2917 | 18.169 | 11.0107 | 11.3723 | 13.8034 | 33.2917 | 32.4489 | 25.9054 | 9.3035 | 22.332 | 33.2917 | 4.8962 | 2.3466 | 0.85365 | 2.7545
| 33.3333 | 18.2112 | 11.0257 | 11.39 | 13.8295 | 33.3333 | 32.4426 | 25.9139 | 9.3062 | 22.3329 | 33.3333 | 4.8873 | 2.2777 | 0.81504 | 2.7189
| 33.375 | 18.2617 | 11.008 | 11.4175 | 13.8535 | 33.375 | 32.4319 | 25.9243 | 9.3112 | 22.3334 | 33.375 | 4.8763 | 2.2129 | 0.79324 | 2.6896
| 33.4167 | 18.3119 | 10.9555 | 11.4425 | 13.8673 | 33.4167 | 32.5202 | 25.8574 | 9.3201 | 22.3517 | 33.4167 | 4.8639 | 2.1522 | 0.77878 | 2.6637
| 33.4583 | 18.3917 | 10.9001 | 11.4375 | 13.8803 | 33.4583 | 32.5189 | 25.8329 | 9.3286 | 22.3478 | 33.4583 | 4.849 | 2.0987 | 0.76934 | 2.6404
| 33.5 | 18.4385 | 10.8714 | 11.4219 | 13.8845 | 33.5 | 32.5161 | 25.8119 | 9.3313 | 22.3421 | 33.5 | 4.8291 | 2.0512 | 0.76515 | 2.6189
| 33.5417 | 18.4855 | 10.8286 | 11.4406 | 13.8973 | 33.5417 | 32.5168 | 25.7901 | 9.329 | 22.3357 | 33.5417 | 4.8053 | 2.0076 | 0.76083 | 2.5969
| 33.5833 | 18.5102 | 10.821 | 11.4721 | 13.9159 | 33.5833 | 32.5407 | 25.7633 | 9.3333 | 22.339 | 33.5833 | 4.7777 | 1.9685 | 0.7581 | 2.5752
| 33.625 | 18.5351 | 10.7937 | 11.49 | 13.9243 | 33.625 | 32.4954 | 25.745 | 9.333 | 22.3172 | 33.625 | 4.7478 | 1.9331 | 0.75661 | 2.5541
| 33.6667 | 18.5713 | 10.7514 | 11.4991 | 13.9298 | 33.6667 | 32.5351 | 25.7129 | 9.3428 | 22.327 | 33.6667 | 4.7156 | 1.9001 | 0.75628 | 2.5332
| 33.7083 | 18.6 | 10.7455 | 11.5063 | 13.9415 | 33.7083 | 32.4846 | 25.8868 | 9.3427 | 22.3545 | 33.7083 | 4.6785 | 1.8727 | 0.75582 | 2.512
| 33.75 | 18.6239 | 10.7356 | 11.5308 | 13.9567 | 33.75 | 32.428 | 25.9937 | 9.3461 | 22.3631 | 33.75 | 4.6377 | 1.847 | 0.75971 | 2.4914
| 33.7917 | 18.6719 | 10.6797 | 11.5412 | 13.9634 | 33.7917 | 32.451 | 26.0139 | 9.3556 | 22.3805 | 33.7917 | 4.5938 | 1.826 | 0.77106 | 2.4735
| 33.8333 | 18.7007 | 10.6337 | 11.5806 | 13.9761 | 33.8333 | 32.4662 | 26.037 | 9.3704 | 22.3976 | 33.8333 | 4.5475 | 1.8108 | 0.79193 | 2.4598
| 33.875 | 18.7128 | 10.5898 | 11.6378 | 13.9896 | 33.875 | 32.4533 | 26.0725 | 9.3941 | 22.4109 | 33.875 | 4.5015 | 1.8008 | 0.82538 | 2.4522
| 33.9167 | 18.7344 | 10.5685 | 11.6925 | 14.0118 | 33.9167 | 32.4756 | 26.0981 | 9.428 | 22.4382 | 33.9167 | 4.4562 | 1.7953 | 0.86674 | 2.4488
| 33.9583 | 18.727 | 10.5116 | 11.7589 | 14.0178 | 33.9583 | 32.447 | 26.0913 | 9.4736 | 22.4423 | 33.9583 | 4.4107 | 1.7924 | 0.91348 | 2.448
| 34 | 18.7664 | 10.4733 | 11.8184 | 14.0439 | 34 | 32.4645 | 26.1034 | 9.5207 | 22.4691 | 34 | 4.366 | 1.7937 | 0.96283 | 2.4496
| 34.0417 | 18.7705 | 10.4953 | 11.8809 | 14.0738 | 34.0417 | 32.5407 | 26.1628 | 9.578 | 22.5339 | 34.0417 | 4.3214 | 1.7996 | 1.015 | 2.4535
| 34.0833 | 18.7881 | 10.5492 | 11.9387 | 14.1156 | 34.0833 | 32.5929 | 26.213 | 9.636 | 22.5877 | 34.0833 | 4.2767 | 1.8101 | 1.0687 | 2.4591
| 34.125 | 18.8278 | 10.534 | 11.999 | 14.1482 | 34.125 | 32.5956 | 26.2826 | 9.697 | 22.6293 | 34.125 | 4.2331 | 1.825 | 1.1234 | 2.4666
| 34.1667 | 18.834 | 10.5408 | 12.0678 | 14.1772 | 34.1667 | 32.6969 | 26.3431 | 9.7547 | 22.704 | 34.1667 | 4.1904 | 1.8433 | 1.1794 | 2.4759
| 34.2083 | 18.8401 | 10.5386 | 12.1103 | 14.1942 | 34.2083 | 32.7442 | 26.4068 | 9.8132 | 22.7597 | 34.2083 | 4.149 | 1.8657 | 1.2341 | 2.4862
| 34.25 | 18.8325 | 10.4899 | 12.1654 | 14.1984 | 34.25 | 32.7483 | 26.3797 | 9.8742 | 22.7761 | 34.25 | 4.1105 | 1.8925 | 1.2839 | 2.4971
| 34.2917 | 18.8398 | 10.4998 | 12.2306 | 14.2273 | 34.2917 | 32.7276 | 26.2498 | 9.9382 | 22.7569 | 34.2917 | 4.0771 | 1.9217 | 1.33 | 2.5091
| 34.3333 | 18.8584 | 10.5318 | 12.3036 | 14.2692 | 34.3333 | 32.7373 | 26.2956 | 10.0072 | 22.7977 | 34.3333 | 4.0518 | 1.9538 | 1.3719 | 2.5234
| 34.375 | 18.8676 | 10.549 | 12.3376 | 14.2895 | 34.375 | 32.7759 | 26.3301 | 10.071 | 22.8444 | 34.375 | 4.0338 | 1.9861 | 1.3973 | 2.5345
| 34.4167 | 18.8448 | 10.6258 | 12.4005 | 14.3242 | 34.4167 | 32.7802 | 26.3909 | 10.1308 | 22.8838 | 34.4167 | 4.0193 | 2.0183 | 1.4109 | 2.5426
| 34.4583 | 18.8385 | 10.6736 | 12.4427 | 14.3498 | 34.4583 | 32.8119 | 26.4326 | 10.1774 | 22.9235 | 34.4583 | 4.0085 | 2.0491 | 1.4168 | 2.5489
| 34.5 | 18.8488 | 10.6769 | 12.5053 | 14.3772 | 34.5 | 32.85 | 26.4736 | 10.2318 | 22.9683 | 34.5 | 4.0001 | 2.0784 | 1.4173 | 2.5538
| 34.5417 | 18.8668 | 10.7065 | 12.5542 | 14.4095 | 34.5417 | 32.8936 | 26.5114 | 10.2957 | 23.0177 | 34.5417 | 3.997 | 2.1057 | 1.4155 | 2.5593
| 34.5833 | 18.9086 | 10.7006 | 12.5901 | 14.4365 | 34.5833 | 32.9739 | 26.6058 | 10.3567 | 23.0948 | 34.5833 | 3.9964 | 2.1323 | 1.4122 | 2.5649
| 34.625 | 18.9697 | 10.7287 | 12.6376 | 14.4839 | 34.625 | 33.0927 | 26.692 | 10.4183 | 23.1842 | 34.625 | 3.9994 | 2.157 | 1.4075 | 2.571
| 34.6667 | 19.0032 | 10.7613 | 12.6951 | 14.5258 | 34.6667 | 33.1254 | 26.7394 | 10.4783 | 23.2307 | 34.6667 | 4.0046 | 2.1774 | 1.4008 | 2.5759
| 34.7083 | 19.0406 | 10.7594 | 12.773 | 14.5674 | 34.7083 | 33.2749 | 26.7229 | 10.5388 | 23.3038 | 34.7083 | 4.0108 | 2.193 | 1.3944 | 2.58
| 34.75 | 19.083 | 10.7633 | 12.8369 | 14.6073 | 34.75 | 33.3712 | 26.6819 | 10.5907 | 23.3474 | 34.75 | 4.019 | 2.2042 | 1.3829 | 2.5819
| 34.7917 | 19.1293 | 10.8215 | 12.8702 | 14.6521 | 34.7917 | 33.4155 | 26.7253 | 10.641 | 23.3937 | 34.7917 | 4.028 | 2.2101 | 1.3634 | 2.5798
| 34.8333 | 19.1794 | 10.876 | 12.9115 | 14.7002 | 34.8333 | 33.4643 | 26.7609 | 10.6829 | 23.4365 | 34.8333 | 4.0382 | 2.2101 | 1.3338 | 2.5728
| 34.875 | 19.2296 | 10.882 | 12.918 | 14.7228 | 34.875 | 33.501 | 26.799 | 10.7223 | 23.4745 | 34.875 | 4.0478 | 2.2049 | 1.292 | 2.5599
| 34.9167 | 19.2711 | 10.9039 | 12.9139 | 14.7426 | 34.9167 | 33.5401 | 26.8339 | 10.7519 | 23.509 | 34.9167 | 4.0568 | 2.1958 | 1.242 | 2.5427
| 34.9583 | 19.3223 | 10.9439 | 12.8989 | 14.7668 | 34.9583 | 33.5826 | 26.8669 | 10.7619 | 23.5373 | 34.9583 | 4.0648 | 2.1838 | 1.1867 | 2.5225
| 35 | 19.3434 | 10.9952 | 12.8777 | 14.7806 | 35 | 33.6227 | 26.8994 | 10.7699 | 23.5637 | 35 | 4.0727 | 2.1675 | 1.1284 | 2.5
| 35.0417 | 19.3992 | 11.0433 | 12.8644 | 14.8094 | 35.0417 | 33.6666 | 26.9413 | 10.773 | 23.5923 | 35.0417 | 4.0801 | 2.147 | 1.0672 | 2.4752
| 35.0833 | 19.4705 | 11.0583 | 12.8457 | 14.8332 | 35.0833 | 33.6974 | 27.0023 | 10.7788 | 23.6221 | 35.0833 | 4.0873 | 2.1224 | 1.0041 | 2.4485
| 35.125 | 19.5013 | 11.0975 | 12.849 | 14.8562 | 35.125 | 33.7777 | 27.0283 | 10.781 | 23.6597 | 35.125 | 4.0939 | 2.0934 | 0.94017 | 2.42
| 35.1667 | 19.5541 | 11.144 | 12.8209 | 14.8781 | 35.1667 | 33.7936 | 27.0616 | 10.7812 | 23.6746 | 35.1667 | 4.1003 | 2.0612 | 0.87496 | 2.3903
| 35.2083 | 19.6079 | 11.1911 | 12.8188 | 14.9099 | 35.2083 | 33.8591 | 27.0559 | 10.7699 | 23.6933 | 35.2083 | 4.1066 | 2.025 | 0.81078 | 2.3597
| 35.25 | 19.6634 | 11.2097 | 12.8197 | 14.9358 | 35.25 | 33.8947 | 27.1005 | 10.762 | 23.7155 | 35.25 | 4.1116 | 1.985 | 0.75135 | 2.3294
| 35.2917 | 19.7136 | 11.2429 | 12.7996 | 14.956 | 35.2917 | 33.9976 | 27.2766 | 10.7544 | 23.798 | 35.2917 | 4.1147 | 1.9435 | 0.69614 | 2.2996
| 35.3333 | 19.7625 | 11.2161 | 12.7767 | 14.9588 | 35.3333 | 34.0363 | 27.2869 | 10.7466 | 23.8123 | 35.3333 | 4.1133 | 1.9008 | 0.64607 | 2.2696
| 35.375 | 19.8117 | 11.239 | 12.777 | 14.9833 | 35.375 | 34.0732 | 27.3014 | 10.7396 | 23.8273 | 35.375 | 4.1086 | 1.8581 | 0.61298 | 2.2444
| 35.4167 | 19.8933 | 11.2316 | 12.7505 | 15.0021 | 35.4167 | 34.0796 | 27.3872 | 10.7281 | 23.8484 | 35.4167 | 4.1009 | 1.8168 | 0.59186 | 2.223
| 35.4583 | 19.9588 | 11.2495 | 12.7495 | 15.0309 | 35.4583 | 34.1173 | 27.3905 | 10.7362 | 23.8662 | 35.4583 | 4.091 | 1.7778 | 0.57801 | 2.2039
| 35.5 | 20.0063 | 11.2675 | 12.7445 | 15.0515 | 35.5 | 34.1556 | 27.3945 | 10.7365 | 23.8816 | 35.5 | 4.0744 | 1.7392 | 0.56929 | 2.1843
| 35.5417 | 20.0464 | 11.2412 | 12.7651 | 15.0669 | 35.5417 | 34.1818 | 27.4059 | 10.726 | 23.8907 | 35.5417 | 4.0504 | 1.7026 | 0.56252 | 2.1632
| 35.5833 | 20.0788 | 11.2848 | 12.7576 | 15.0878 | 35.5833 | 34.1715 | 27.3631 | 10.7183 | 23.8726 | 35.5833 | 4.0214 | 1.6668 | 0.55711 | 2.1409
| 35.625 | 20.0906 | 11.308 | 12.7512 | 15.0961 | 35.625 | 34.1231 | 27.3829 | 10.7026 | 23.8542 | 35.625 | 3.987 | 1.633 | 0.55274 | 2.1175
| 35.6667 | 20.1135 | 11.3252 | 12.7375 | 15.1042 | 35.6667 | 34.1359 | 27.3836 | 10.6945 | 23.8563 | 35.6667 | 3.9497 | 1.6032 | 0.55028 | 2.0948
| 35.7083 | 20.1328 | 11.3438 | 12.7192 | 15.1097 | 35.7083 | 34.1216 | 27.3901 | 10.6904 | 23.8512 | 35.7083 | 3.9094 | 1.5776 | 0.54943 | 2.0727
| 35.75 | 20.1487 | 11.3578 | 12.7002 | 15.1124 | 35.75 | 34.1274 | 27.4764 | 10.6931 | 23.8773 | 35.75 | 3.8658 | 1.5576 | 0.55904 | 2.0546
| 35.7917 | 20.1584 | 11.3889 | 12.721 | 15.1319 | 35.7917 | 34.1245 | 27.4849 | 10.7119 | 23.8853 | 35.7917 | 3.8186 | 1.545 | 0.57979 | 2.0413
| 35.8333 | 20.166 | 11.3965 | 12.7476 | 15.1464 | 35.8333 | 34.1208 | 27.4977 | 10.7415 | 23.898 | 35.8333 | 3.7711 | 1.5409 | 0.61403 | 2.0349
| 35.875 | 20.1393 | 11.4633 | 12.7995 | 15.173 | 35.875 | 34.1296 | 27.5165 | 10.7836 | 23.9215 | 35.875 | 3.7237 | 1.5423 | 0.65724 | 2.0333
| 35.9167 | 20.1278 | 11.4904 | 12.8613 | 15.1983 | 35.9167 | 34.1363 | 27.5331 | 10.8258 | 23.9437 | 35.9167 | 3.6771 | 1.5493 | 0.70565 | 2.0353
| 35.9583 | 20.134 | 11.4782 | 12.9331 | 15.2233 | 35.9583 | 34.1701 | 27.5858 | 10.872 | 23.987 | 35.9583 | 3.6305 | 1.5599 | 0.75801 | 2.0397
| 36 | 20.1703 | 11.4956 | 12.9896 | 15.2619 | 36 | 34.1613 | 27.6265 | 10.9195 | 24.0117 | 36 | 3.5845 | 1.5758 | 0.81378 | 2.047
| 36.0417 | 20.1918 | 11.5406 | 13.0574 | 15.3064 | 36.0417 | 34.1242 | 27.612 | 10.9697 | 24.0123 | 36.0417 | 3.5386 | 1.5958 | 0.87212 | 2.0564
| 36.0833 | 20.1771 | 11.5776 | 13.1243 | 15.335 | 36.0833 | 34.1561 | 27.6224 | 11.021 | 24.0455 | 36.0833 | 3.4934 | 1.6201 | 0.93128 | 2.0675
| 36.125 | 20.1855 | 11.6419 | 13.1653 | 15.3701 | 36.125 | 34.1235 | 27.6397 | 11.0629 | 24.0531 | 36.125 | 3.4495 | 1.6479 | 0.99014 | 2.0799
| 36.1667 | 20.1905 | 11.6935 | 13.2299 | 15.4091 | 36.1667 | 34.1455 | 27.6632 | 11.1133 | 24.0858 | 36.1667 | 3.4072 | 1.6786 | 1.0504 | 2.0941
| 36.2083 | 20.1949 | 11.7382 | 13.2915 | 15.4449 | 36.2083 | 34.1447 | 27.7216 | 11.1783 | 24.1246 | 36.2083 | 3.3663 | 1.7126 | 1.1115 | 2.1101
| 36.25 | 20.1637 | 11.8496 | 13.3524 | 15.485 | 36.25 | 34.1947 | 27.7819 | 11.2382 | 24.1809 | 36.25 | 3.3289 | 1.7494 | 1.1715 | 2.1276
| 36.2917 | 20.1562 | 11.8949 | 13.4062 | 15.5137 | 36.2917 | 34.1366 | 27.7707 | 11.2953 | 24.177 | 36.2917 | 3.2967 | 1.7894 | 1.2244 | 2.1455
| 36.3333 | 20.1654 | 11.9699 | 13.4604 | 15.5568 | 36.3333 | 34.207 | 27.8124 | 11.3535 | 24.2353 | 36.3333 | 3.2721 | 1.8305 | 1.2716 | 2.1643
| 36.375 | 20.1749 | 12.0289 | 13.5092 | 15.5937 | 36.375 | 34.212 | 27.846 | 11.4119 | 24.2673 | 36.375 | 3.2555 | 1.8717 | 1.3039 | 2.1808
| 36.4167 | 20.1856 | 12.0901 | 13.5644 | 15.6339 | 36.4167 | 34.2208 | 27.8925 | 11.4725 | 24.3048 | 36.4167 | 3.2441 | 1.9122 | 1.3231 | 2.1944
| 36.4583 | 20.1974 | 12.164 | 13.6148 | 15.6762 | 36.4583 | 34.1557 | 28.011 | 11.5272 | 24.332 | 36.4583 | 3.2365 | 1.9507 | 1.334 | 2.2057
| 36.5 | 20.2057 | 12.2675 | 13.6801 | 15.7305 | 36.5 | 34.1431 | 27.9538 | 11.5899 | 24.3347 | 36.5 | 3.2342 | 1.9879 | 1.3401 | 2.217
| 36.5417 | 20.213 | 12.3954 | 13.7082 | 15.7774 | 36.5417 | 34.1695 | 27.9938 | 11.6503 | 24.3771 | 36.5417 | 3.2385 | 2.0242 | 1.3413 | 2.2287
| 36.5833 | 20.2444 | 12.4537 | 13.7643 | 15.8249 | 36.5833 | 34.198 | 28.0452 | 11.7068 | 24.4218 | 36.5833 | 3.2467 | 2.0582 | 1.3403 | 2.2404
| 36.625 | 20.2775 | 12.5344 | 13.8217 | 15.8795 | 36.625 | 34.233 | 28.0414 | 11.7703 | 24.4568 | 36.625 | 3.2604 | 2.0898 | 1.3391 | 2.2535
| 36.6667 | 20.3184 | 12.6177 | 13.8835 | 15.9393 | 36.6667 | 34.3367 | 28.1084 | 11.8298 | 24.5347 | 36.6667 | 3.2783 | 2.1188 | 1.3348 | 2.2663
| 36.7083 | 20.3627 | 12.7004 | 13.9375 | 15.9973 | 36.7083 | 34.3801 | 28.1608 | 11.879 | 24.5826 | 36.7083 | 3.2974 | 2.1443 | 1.3295 | 2.2783
| 36.75 | 20.3939 | 12.7832 | 13.9846 | 16.048 | 36.75 | 34.4586 | 28.2283 | 11.9256 | 24.6466 | 36.75 | 3.3171 | 2.1659 | 1.3149 | 2.2861
| 36.7917 | 20.4453 | 12.8354 | 14.0221 | 16.0946 | 36.7917 | 34.5124 | 28.2768 | 11.9677 | 24.6948 | 36.7917 | 3.3379 | 2.1787 | 1.2895 | 2.288
| 36.8333 | 20.4979 | 12.9098 | 14.0376 | 16.1396 | 36.8333 | 34.5676 | 28.3191 | 11.9904 | 24.7348 | 36.8333 | 3.359 | 2.1811 | 1.2505 | 2.2824
| 36.875 | 20.5857 | 12.9696 | 14.0428 | 16.19 | 36.875 | 34.6517 | 28.3543 | 12.0017 | 24.7795 | 36.875 | 3.3795 | 2.1771 | 1.2021 | 2.2714
| 36.9167 | 20.657 | 13.0305 | 14.0486 | 16.2348 | 36.9167 | 34.6784 | 28.3917 | 12.0102 | 24.8025 | 36.9167 | 3.3995 | 2.1676 | 1.1482 | 2.2569
| 36.9583 | 20.7119 | 13.1294 | 14.0456 | 16.2805 | 36.9583 | 34.678 | 28.3977 | 12.0156 | 24.8059 | 36.9583 | 3.4186 | 2.1539 | 1.0903 | 2.2394
| 37 | 20.7671 | 13.1792 | 14.0579 | 16.3187 | 37 | 34.6908 | 28.3927 | 12.0201 | 24.811 | 37 | 3.4376 | 2.1353 | 1.0289 | 2.2193
| 37.0417 | 20.8232 | 13.2237 | 14.0457 | 16.347 | 37.0417 | 34.7215 | 28.3409 | 12.0182 | 24.8079 | 37.0417 | 3.4564 | 2.1127 | 0.96476 | 2.197
| 37.0833 | 20.9004 | 13.2589 | 14.0593 | 16.3901 | 37.0833 | 34.7413 | 28.3493 | 12.0133 | 24.8157 | 37.0833 | 3.4749 | 2.0853 | 0.89928 | 2.1729
| 37.125 | 20.9566 | 13.2734 | 14.0637 | 16.4164 | 37.125 | 34.782 | 28.343 | 12.0173 | 24.8306 | 37.125 | 3.4926 | 2.0551 | 0.83398 | 2.1478
| 37.1667 | 21.0335 | 13.2959 | 14.0762 | 16.4555 | 37.1667 | 34.7885 | 28.3368 | 12.0177 | 24.8315 | 37.1667 | 3.51 | 2.0216 | 0.76788 | 2.1215
| 37.2083 | 21.09 | 13.3099 | 14.0825 | 16.4825 | 37.2083 | 34.8331 | 28.3303 | 12.0185 | 24.8467 | 37.2083 | 3.5268 | 1.9855 | 0.70045 | 2.0937
| 37.25 | 21.1785 | 13.2844 | 14.0779 | 16.507 | 37.25 | 34.8727 | 28.1937 | 12.0227 | 24.8265 | 37.25 | 3.5416 | 1.9462 | 0.63377 | 2.0646
| 37.2917 | 21.2487 | 13.2961 | 14.0824 | 16.5378 | 37.2917 | 35.0079 | 28.2658 | 12.026 | 24.8972 | 37.2917 | 3.5532 | 1.9045 | 0.57418 | 2.0363
| 37.3333 | 21.2964 | 13.3085 | 14.0813 | 16.5585 | 37.3333 | 35.0132 | 28.2862 | 12.0269 | 24.905 | 37.3333 | 3.5595 | 1.8629 | 0.52058 | 2.0081
| 37.375 | 21.3421 | 13.3337 | 14.0814 | 16.5822 | 37.375 | 35.0538 | 28.3156 | 12.0285 | 24.9284 | 37.375 | 3.5611 | 1.8193 | 0.48251 | 1.9833
| 37.4167 | 21.3833 | 13.371 | 14.1116 | 16.6184 | 37.4167 | 35.043 | 28.3325 | 12.0356 | 24.9315 | 37.4167 | 3.5574 | 1.7751 | 0.45766 | 1.9612
| 37.4583 | 21.4145 | 13.4212 | 14.1223 | 16.6472 | 37.4583 | 35.159 | 28.167 | 12.0423 | 24.933 | 37.4583 | 3.5501 | 1.7321 | 0.44098 | 1.941
| 37.5 | 21.4658 | 13.3985 | 14.1101 | 16.6559 | 37.5 | 35.1636 | 28.3479 | 12.0374 | 24.9811 | 37.5 | 3.5348 | 1.6896 | 0.42894 | 1.9196
| 37.5417 | 21.5094 | 13.3997 | 14.1321 | 16.6804 | 37.5417 | 35.1898 | 28.2515 | 12.042 | 24.9668 | 37.5417 | 3.5116 | 1.6484 | 0.42136 | 1.8973
| 37.5833 | 21.5231 | 13.3532 | 14.1618 | 16.6838 | 37.5833 | 35.2974 | 28.199 | 12.0391 | 24.9918 | 37.5833 | 3.4823 | 1.6087 | 0.41615 | 1.8739
| 37.625 | 21.5479 | 13.308 | 14.1895 | 16.691 | 37.625 | 35.3375 | 28.2025 | 12.0369 | 25.0068 | 37.625 | 3.4466 | 1.5712 | 0.41073 | 1.8487
| 37.6667 | 21.567 | 13.2613 | 14.2193 | 16.6964 | 37.6667 | 35.3688 | 28.2043 | 12.0322 | 25.0173 | 37.6667 | 3.406 | 1.5366 | 0.40911 | 1.8238
| 37.7083 | 21.5816 | 13.2154 | 14.2462 | 16.6994 | 37.7083 | 35.4438 | 28.117 | 12.0422 | 25.0255 | 37.7083 | 3.3627 | 1.5063 | 0.41361 | 1.8013
| 37.75 | 21.6079 | 13.1719 | 14.2843 | 16.7114 | 37.75 | 35.4693 | 28.1271 | 12.0611 | 25.0446 | 37.75 | 3.3183 | 1.4813 | 0.43171 | 1.7847
| 37.7917 | 21.6153 | 13.1346 | 14.3375 | 16.7234 | 37.7917 | 35.4894 | 28.1384 | 12.0916 | 25.0661 | 37.7917 | 3.2716 | 1.4679 | 0.46398 | 1.7754
| 37.8333 | 21.6213 | 13.1045 | 14.3986 | 16.7398 | 37.8333 | 35.5078 | 28.148 | 12.131 | 25.0897 | 37.8333 | 3.2248 | 1.4655 | 0.50618 | 1.7726
| 37.875 | 21.6262 | 13.0821 | 14.4678 | 16.7606 | 37.875 | 35.3821 | 28.1837 | 12.1763 | 25.0689 | 37.875 | 3.1785 | 1.4707 | 0.55469 | 1.7743
| 37.9167 | 21.6307 | 13.0633 | 14.536 | 16.782 | 37.9167 | 35.3651 | 28.2263 | 12.2245 | 25.0913 | 37.9167 | 3.133 | 1.4824 | 0.60815 | 1.7799
| 37.9583 | 21.6347 | 13.0483 | 14.605 | 16.8045 | 37.9583 | 35.4108 | 28.1682 | 12.2719 | 25.11 | 37.9583 | 3.0877 | 1.4987 | 0.66464 | 1.7878
| 38 | 21.6384 | 13.0395 | 14.6796 | 16.8305 | 38 | 35.4363 | 28.2045 | 12.3213 | 25.147 | 38 | 3.0431 | 1.5201 | 0.72424 | 1.7985
| 38.0417 | 21.621 | 13.0657 | 14.7602 | 16.8601 | 38.0417 | 35.4915 | 28.3275 | 12.384 | 25.223 | 38.0417 | 2.9986 | 1.5448 | 0.7858 | 1.8108
| 38.0833 | 21.6034 | 13.038 | 14.8202 | 16.8679 | 38.0833 | 35.4885 | 28.3689 | 12.4478 | 25.256 | 38.0833 | 2.9549 | 1.5724 | 0.84789 | 1.8243
| 38.125 | 21.6069 | 13.0862 | 14.8948 | 16.9091 | 38.125 | 35.5252 | 28.4187 | 12.5131 | 25.3065 | 38.125 | 2.9128 | 1.6024 | 0.90944 | 1.839
| 38.1667 | 21.5899 | 13.0676 | 14.9632 | 16.9225 | 38.1667 | 35.5301 | 28.4831 | 12.5677 | 25.3453 | 38.1667 | 2.8724 | 1.6345 | 0.9717 | 1.855
| 38.2083 | 21.5939 | 13.0652 | 15.0415 | 16.9517 | 38.2083 | 35.5335 | 28.547 | 12.6187 | 25.382 | 38.2083 | 2.8335 | 1.6686 | 1.035 | 1.8725
| 38.25 | 21.6006 | 13.0609 | 15.1186 | 16.981 | 38.25 | 35.5312 | 28.6998 | 12.6756 | 25.4424 | 38.25 | 2.7981 | 1.7063 | 1.1003 | 1.893
| 38.2917 | 21.6073 | 13.0573 | 15.1936 | 17.0096 | 38.2917 | 35.5049 | 28.7526 | 12.7314 | 25.4669 | 38.2917 | 2.7677 | 1.7466 | 1.1585 | 1.9135
| 38.3333 | 21.6202 | 13.0523 | 15.2744 | 17.0423 | 38.3333 | 35.5157 | 28.7893 | 12.7869 | 25.5008 | 38.3333 | 2.7449 | 1.7867 | 1.2085 | 1.9338
| 38.375 | 21.6352 | 13.0469 | 15.3627 | 17.0784 | 38.375 | 35.5907 | 28.8384 | 12.8403 | 25.5611 | 38.375 | 2.7301 | 1.8274 | 1.2467 | 1.953
| 38.4167 | 21.6563 | 13.0299 | 15.4147 | 17.1006 | 38.4167 | 35.7687 | 28.7571 | 12.8948 | 25.6253 | 38.4167 | 2.7228 | 1.8706 | 1.2731 | 1.9713
| 38.4583 | 21.7014 | 13.0267 | 15.4879 | 17.143 | 38.4583 | 35.7825 | 28.9132 | 12.9429 | 25.6894 | 38.4583 | 2.7209 | 1.915 | 1.288 | 1.9878
| 38.5 | 21.7236 | 13.0278 | 15.569 | 17.1808 | 38.5 | 35.9329 | 28.8433 | 12.9963 | 25.7461 | 38.5 | 2.7267 | 1.9575 | 1.2989 | 2.0052
| 38.5417 | 21.7615 | 13.0316 | 15.6392 | 17.2214 | 38.5417 | 36.0052 | 28.9986 | 13.048 | 25.833 | 38.5417 | 2.7397 | 1.998 | 1.3036 | 2.0226
| 38.5833 | 21.8134 | 13.0829 | 15.6913 | 17.2732 | 38.5833 | 35.9768 | 29.0979 | 13.1064 | 25.87 | 38.5833 | 2.7577 | 2.0364 | 1.3041 | 2.0397
| 38.625 | 21.8552 | 13.1396 | 15.7504 | 17.3252 | 38.625 | 36.0444 | 29.205 | 13.1619 | 25.9437 | 38.625 | 2.7816 | 2.072 | 1.3031 | 2.0577
| 38.6667 | 21.9021 | 13.1906 | 15.8026 | 17.3751 | 38.6667 | 36.0244 | 29.24 | 13.2148 | 25.9648 | 38.6667 | 2.8102 | 2.1048 | 1.2989 | 2.0755
| 38.7083 | 21.9526 | 13.2409 | 15.8652 | 17.4299 | 38.7083 | 36.0874 | 29.3925 | 13.2637 | 26.0465 | 38.7083 | 2.8409 | 2.134 | 1.2879 | 2.0907
| 38.75 | 22.0062 | 13.3449 | 15.916 | 17.4959 | 38.75 | 36.1069 | 29.4176 | 13.3001 | 26.0736 | 38.75 | 2.8704 | 2.1571 | 1.2643 | 2.0993
| 38.7917 | 22.0615 | 13.3842 | 15.9458 | 17.5378 | 38.7917 | 36.1928 | 29.4686 | 13.3146 | 26.1244 | 38.7917 | 2.8993 | 2.168 | 1.2254 | 2.0989
| 38.8333 | 22.1153 | 13.4191 | 15.9638 | 17.5735 | 38.8333 | 36.3151 | 29.6339 | 13.3233 | 26.217 | 38.8333 | 2.9278 | 2.1693 | 1.1767 | 2.0922
| 38.875 | 22.1665 | 13.4488 | 15.9831 | 17.6075 | 38.875 | 36.4481 | 29.6054 | 13.3259 | 26.2599 | 38.875 | 2.9556 | 2.1628 | 1.1209 | 2.0807
| 38.9167 | 22.2186 | 13.4749 | 15.993 | 17.6374 | 38.9167 | 36.569 | 29.6235 | 13.3326 | 26.312 | 38.9167 | 2.9828 | 2.1493 | 1.0603 | 2.0652
| 38.9583 | 22.2773 | 13.506 | 16.0082 | 17.673 | 38.9583 | 36.6627 | 29.7663 | 13.3414 | 26.3881 | 38.9583 | 3.009 | 2.1309 | 0.99666 | 2.0471
| 39 | 22.3288 | 13.581 | 16.0148 | 17.7145 | 39 | 36.7392 | 29.782 | 13.3417 | 26.4208 | 39 | 3.0351 | 2.1074 | 0.93001 | 2.0264
| 39.0417 | 22.38 | 13.5404 | 16.0103 | 17.7211 | 39.0417 | 36.7754 | 29.7923 | 13.3345 | 26.4345 | 39.0417 | 3.0609 | 2.0802 | 0.86198 | 2.0041
| 39.0833 | 22.4378 | 13.6133 | 16.0219 | 17.7662 | 39.0833 | 36.8336 | 29.8035 | 13.3344 | 26.4591 | 39.0833 | 3.0861 | 2.0503 | 0.79398 | 1.9809
| 39.125 | 22.4947 | 13.5693 | 16.0219 | 17.7756 | 39.125 | 36.8788 | 29.836 | 13.3276 | 26.482 | 39.125 | 3.11 | 2.0182 | 0.7262 | 1.9567
| 39.1667 | 22.5509 | 13.5862 | 16.0259 | 17.8025 | 39.1667 | 36.9176 | 29.8081 | 13.3334 | 26.4911 | 39.1667 | 3.1329 | 1.9844 | 0.65804 | 1.9316
| 39.2083 | 22.6084 | 13.5995 | 16.022 | 17.826 | 39.2083 | 37.0077 | 29.8348 | 13.3366 | 26.5329 | 39.2083 | 3.1548 | 1.9498 | 0.58856 | 1.9054
| 39.25 | 22.6643 | 13.6125 | 16.0218 | 17.8502 | 39.25 | 37.0582 | 29.8487 | 13.3354 | 26.555 | 39.25 | 3.1741 | 1.9124 | 0.51658 | 1.8765
| 39.2917 | 22.7184 | 13.6252 | 16.0266 | 17.8754 | 39.2917 | 37.0779 | 29.6846 | 13.3348 | 26.5184 | 39.2917 | 3.1904 | 1.8719 | 0.45302 | 1.8488
| 39.3333 | 22.7699 | 13.6368 | 16.0277 | 17.8981 | 39.3333 | 37.1315 | 29.7039 | 13.3332 | 26.5429 | 39.3333 | 3.2005 | 1.8297 | 0.39818 | 1.8215
| 39.375 | 22.8203 | 13.6474 | 16.0304 | 17.9206 | 39.375 | 37.1208 | 29.7065 | 13.336 | 26.5406 | 39.375 | 3.2045 | 1.7862 | 0.35407 | 1.7954
| 39.4167 | 22.8657 | 13.6556 | 16.033 | 17.9406 | 39.4167 | 37.0851 | 29.7813 | 13.3304 | 26.5452 | 39.4167 | 3.2009 | 1.7398 | 0.32193 | 1.7701
| 39.4583 | 22.8748 | 13.6683 | 16.0427 | 17.9509 | 39.4583 | 37.1609 | 29.7953 | 13.3234 | 26.5746 | 39.4583 | 3.1913 | 1.6919 | 0.301 | 1.7462
| 39.5 | 22.8751 | 13.7079 | 16.0648 | 17.9696 | 39.5 | 37.0519 | 29.9062 | 13.3122 | 26.5596 | 39.5 | 3.1726 | 1.646 | 0.2836 | 1.7207
| 39.5417 | 22.8888 | 13.7096 | 16.0608 | 17.9737 | 39.5417 | 37.0731 | 29.9133 | 13.3055 | 26.5669 | 39.5417 | 3.1454 | 1.6015 | 0.27238 | 1.6947
| 39.5833 | 22.8976 | 13.7111 | 16.0571 | 17.976 | 39.5833 | 37.1187 | 29.9902 | 13.2874 | 26.5978 | 39.5833 | 3.1116 | 1.5599 | 0.26492 | 1.6684
| 39.625 | 22.899 | 13.7056 | 16.0464 | 17.9712 | 39.625 | 37.1195 | 29.9961 | 13.2841 | 26.5984 | 39.625 | 3.0713 | 1.5212 | 0.25905 | 1.641
| 39.6667 | 22.9125 | 13.707 | 16.0475 | 17.977 | 39.6667 | 37.143 | 30.0681 | 13.281 | 26.6253 | 39.6667 | 3.0255 | 1.4858 | 0.26066 | 1.6151
| 39.7083 | 22.9214 | 13.7691 | 16.0394 | 17.9939 | 39.7083 | 37.0931 | 30.0702 | 13.2909 | 26.6108 | 39.7083 | 2.9768 | 1.455 | 0.27402 | 1.5936
| 39.75 | 22.9283 | 13.7801 | 16.0458 | 18.0017 | 39.75 | 37.0768 | 30.0931 | 13.3247 | 26.6231 | 39.75 | 2.9289 | 1.4335 | 0.30367 | 1.5808
| 39.7917 | 22.9331 | 13.8436 | 16.0683 | 18.0285 | 39.7917 | 37.0578 | 30.1059 | 13.3665 | 26.6346 | 39.7917 | 2.8807 | 1.4252 | 0.34583 | 1.5759
| 39.8333 | 22.9544 | 13.9743 | 16.0819 | 18.0762 | 39.8333 | 36.9986 | 30.0026 | 13.4183 | 26.6038 | 39.8333 | 2.8327 | 1.4267 | 0.39471 | 1.5761
| 39.875 | 22.9637 | 14.0591 | 16.1063 | 18.111 | 39.875 | 37.0464 | 30.0855 | 13.4725 | 26.6633 | 39.875 | 2.7854 | 1.4381 | 0.4492 | 1.5813
| 39.9167 | 22.9713 | 14.1487 | 16.1455 | 18.152 | 39.9167 | 37.0558 | 30.1202 | 13.5261 | 26.6954 | 39.9167 | 2.7392 | 1.4565 | 0.50741 | 1.5901
| 39.9583 | 22.9722 | 14.2325 | 16.1723 | 18.1843 | 39.9583 | 37.0182 | 30.1258 | 13.5813 | 26.7029 | 39.9583 | 2.6936 | 1.48 | 0.56775 | 1.6012
| 40 | 22.9795 | 14.2448 | 16.2384 | 18.2142 | 40 | 37.013 | 30.1675 | 13.6426 | 26.7342 | 40 | 2.6487 | 1.5075 | 0.63066 | 1.6146
| 40.0417 | 22.9896 | 14.3312 | 16.3111 | 18.2672 | 40.0417 | 37.0384 | 30.2144 | 13.7035 | 26.7782 | 40.0417 | 2.6043 | 1.5377 | 0.69415 | 1.6291
| 40.0833 | 22.9937 | 14.3735 | 16.3487 | 18.2936 | 40.0833 | 37.0496 | 30.242 | 13.7592 | 26.8098 | 40.0833 | 2.5611 | 1.5699 | 0.75719 | 1.6444
| 40.125 | 22.9984 | 14.4625 | 16.4258 | 18.347 | 40.125 | 37.071 | 30.2495 | 13.8188 | 26.8414 | 40.125 | 2.5199 | 1.6035 | 0.81931 | 1.6606
| 40.1667 | 23.0043 | 14.5612 | 16.4661 | 18.3901 | 40.1667 | 37.0985 | 30.3134 | 13.8739 | 26.8885 | 40.1667 | 2.4807 | 1.6386 | 0.88172 | 1.6779
| 40.2083 | 23.0077 | 14.6336 | 16.5302 | 18.4338 | 40.2083 | 37.1131 | 30.3572 | 13.9303 | 26.926 | 40.2083 | 2.4431 | 1.6743 | 0.9454 | 1.6965
| 40.25 | 23.0393 | 14.756 | 16.5834 | 18.4974 | 40.25 | 37.1615 | 30.4635 | 13.9837 | 26.9917 | 40.25 | 2.4091 | 1.7129 | 1.0115 | 1.718
| 40.2917 | 23.0084 | 14.8927 | 16.6062 | 18.5305 | 40.2917 | 37.1747 | 30.6311 | 14.0376 | 27.0607 | 40.2917 | 2.3791 | 1.7553 | 1.0743 | 1.7409
| 40.3333 | 23.0023 | 15.0425 | 16.6357 | 18.5788 | 40.3333 | 37.2521 | 30.687 | 14.09 | 27.1233 | 40.3333 | 2.3568 | 1.7984 | 1.1354 | 1.7662
| 40.375 | 23.0127 | 15.1421 | 16.677 | 18.6242 | 40.375 | 37.2685 | 30.7273 | 14.1389 | 27.1579 | 40.375 | 2.3438 | 1.8439 | 1.1895 | 1.793
| 40.4167 | 23.0444 | 15.1783 | 16.7361 | 18.667 | 40.4167 | 37.2841 | 30.8345 | 14.1907 | 27.2109 | 40.4167 | 2.3402 | 1.892 | 1.2421 | 1.8235
| 40.4583 | 23.0896 | 15.232 | 16.7705 | 18.7105 | 40.4583 | 37.3085 | 30.8865 | 14.245 | 27.2536 | 40.4583 | 2.3445 | 1.9417 | 1.2885 | 1.8551
| 40.5 | 23.1415 | 15.2938 | 16.8082 | 18.76 | 40.5 | 37.466 | 30.9461 | 14.3099 | 27.3515 | 40.5 | 2.3573 | 1.991 | 1.3269 | 1.8869
| 40.5417 | 23.195 | 15.3916 | 16.8442 | 18.8189 | 40.5417 | 37.5585 | 30.9024 | 14.3751 | 27.3978 | 40.5417 | 2.3775 | 2.0403 | 1.3556 | 1.918
| 40.5833 | 23.2763 | 15.4235 | 16.9109 | 18.8818 | 40.5833 | 37.5845 | 30.8817 | 14.4463 | 27.4278 | 40.5833 | 2.403 | 2.0874 | 1.3751 | 1.9471
| 40.625 | 23.3418 | 15.4676 | 16.9709 | 18.9396 | 40.625 | 37.6591 | 30.9249 | 14.5064 | 27.4887 | 40.625 | 2.4338 | 2.1319 | 1.3852 | 1.974
| 40.6667 | 23.3923 | 15.5641 | 17.0064 | 18.9969 | 40.6667 | 37.7092 | 30.9104 | 14.5666 | 27.5253 | 40.6667 | 2.4694 | 2.1728 | 1.3826 | 1.9972
| 40.7083 | 23.4469 | 15.5492 | 17.0621 | 19.0334 | 40.7083 | 37.7665 | 31.0026 | 14.6067 | 27.5857 | 40.7083 | 2.5082 | 2.2081 | 1.3668 | 2.0153
| 40.75 | 23.5015 | 15.5218 | 17.1116 | 19.0643 | 40.75 | 37.8886 | 31.0588 | 14.638 | 27.6573 | 40.75 | 2.549 | 2.2346 | 1.3335 | 2.0255
| 40.7917 | 23.5581 | 15.4987 | 17.152 | 19.0938 | 40.7917 | 37.9481 | 31.0976 | 14.6518 | 27.6948 | 40.7917 | 2.5904 | 2.2523 | 1.2864 | 2.0286
| 40.8333 | 23.6015 | 15.4074 | 17.2035 | 19.1043 | 40.8333 | 38.0065 | 31.1295 | 14.66 | 27.728 | 40.8333 | 2.6297 | 2.2631 | 1.2318 | 2.0262
| 40.875 | 23.6622 | 15.3629 | 17.2339 | 19.126 | 40.875 | 38.067 | 31.1606 | 14.6644 | 27.7603 | 40.875 | 2.6662 | 2.264 | 1.1711 | 2.0182
| 40.9167 | 23.7204 | 15.3715 | 17.2607 | 19.1597 | 40.9167 | 38.0919 | 31.1902 | 14.6638 | 27.7772 | 40.9167 | 2.7012 | 2.2568 | 1.1065 | 2.0058
| 40.9583 | 23.7799 | 15.3167 | 17.2809 | 19.1745 | 40.9583 | 38.124 | 31.2195 | 14.6594 | 27.7954 | 40.9583 | 2.735 | 2.2432 | 1.0396 | 1.9906
| 41 | 23.8397 | 15.288 | 17.2716 | 19.1857 | 41 | 38.1899 | 31.2449 | 14.6565 | 27.8256 | 41 | 2.7686 | 2.2232 | 0.97014 | 1.9726
| 41.0417 | 23.8979 | 15.2461 | 17.2691 | 19.1953 | 41.0417 | 38.2418 | 31.293 | 14.6464 | 27.8541 | 41.0417 | 2.8014 | 2.199 | 0.90002 | 1.953
| 41.0833 | 23.9549 | 15.2453 | 17.2919 | 19.2245 | 41.0833 | 38.3034 | 31.3136 | 14.6414 | 27.8807 | 41.0833 | 2.8332 | 2.171 | 0.83006 | 1.9321
| 41.125 | 24.0132 | 15.1971 | 17.2782 | 19.2284 | 41.125 | 38.3311 | 31.3534 | 14.6365 | 27.8998 | 41.125 | 2.8635 | 2.1405 | 0.76087 | 1.9102
| 41.1667 | 24.0547 | 15.1837 | 17.276 | 19.2395 | 41.1667 | 38.3629 | 31.4011 | 14.6257 | 27.9204 | 41.1667 | 2.8927 | 2.1085 | 0.69113 | 1.8873
| 41.2083 | 24.0932 | 15.1509 | 17.2632 | 19.2405 | 41.2083 | 38.378 | 31.4131 | 14.616 | 27.9257 | 41.2083 | 2.9208 | 2.075 | 0.62062 | 1.8633
| 41.25 | 24.1229 | 15.068 | 17.2626 | 19.2292 | 41.25 | 38.4128 | 31.4274 | 14.6102 | 27.9404 | 41.25 | 2.947 | 2.0392 | 0.5485 | 1.8374
| 41.2917 | 24.2154 | 14.9743 | 17.3085 | 19.2552 | 41.2917 | 38.4378 | 31.4456 | 14.6093 | 27.9542 | 41.2917 | 2.9726 | 1.9996 | 0.47935 | 1.8114
| 41.3333 | 24.2819 | 14.8668 | 17.3459 | 19.2649 | 41.3333 | 38.4847 | 31.4624 | 14.6126 | 27.9773 | 41.3333 | 2.9933 | 1.9576 | 0.41304 | 1.7839
| 41.375 | 24.3271 | 14.818 | 17.3598 | 19.2737 | 41.375 | 38.5346 | 31.476 | 14.6147 | 28.0002 | 41.375 | 3.0059 | 1.9108 | 0.35564 | 1.7554
| 41.4167 | 24.3598 | 14.8322 | 17.3568 | 19.2885 | 41.4167 | 38.6499 | 31.4821 | 14.614 | 28.0445 | 41.4167 | 3.0083 | 1.86 | 0.2988 | 1.7222
| 41.4583 | 24.4113 | 14.814 | 17.3695 | 19.3074 | 41.4583 | 38.6964 | 31.5376 | 14.6208 | 28.079 | 41.4583 | 2.9999 | 1.807 | 0.24781 | 1.6865
| 41.5 | 24.4615 | 14.7985 | 17.3676 | 19.3213 | 41.5 | 38.7028 | 31.4807 | 14.6282 | 28.0689 | 41.5 | 2.9813 | 1.7543 | 0.20423 | 1.6498
| 41.5417 | 24.4878 | 14.8023 | 17.3684 | 19.3324 | 41.5417 | 38.6653 | 31.5876 | 14.6119 | 28.0775 | 41.5417 | 2.9537 | 1.7017 | 0.16952 | 1.6129
| 41.5833 | 24.4849 | 14.8102 | 17.3569 | 19.3293 | 41.5833 | 38.6908 | 31.6027 | 14.6004 | 28.0869 | 41.5833 | 2.9183 | 1.6515 | 0.14387 | 1.5771
| 41.625 | 24.4985 | 14.8096 | 17.3574 | 19.3343 | 41.625 | 38.7107 | 31.6154 | 14.5997 | 28.0974 | 41.625 | 2.8769 | 1.6055 | 0.1322 | 1.5452
| 41.6667 | 24.51 | 14.7583 | 17.3885 | 19.3362 | 41.6667 | 38.7598 | 31.6234 | 14.6115 | 28.1221 | 41.6667 | 2.8295 | 1.5646 | 0.13862 | 1.519
| 41.7083 | 24.5168 | 14.7601 | 17.4083 | 19.3464 | 41.7083 | 38.7654 | 31.5899 | 14.6426 | 28.1265 | 41.7083 | 2.7779 | 1.5308 | 0.16133 | 1.499
| 41.75 | 24.522 | 14.7954 | 17.4504 | 19.3729 | 41.75 | 38.7069 | 31.5961 | 14.6751 | 28.1181 | 41.75 | 2.7238 | 1.508 | 0.19726 | 1.4859
| 41.7917 | 24.5264 | 14.8168 | 17.4821 | 19.3917 | 41.7917 | 38.7111 | 31.619 | 14.7191 | 28.1417 | 41.7917 | 2.6683 | 1.4932 | 0.24345 | 1.478
| 41.8333 | 24.5292 | 14.8465 | 17.5169 | 19.4133 | 41.8333 | 38.7142 | 31.6501 | 14.7687 | 28.1691 | 41.8333 | 2.6153 | 1.4868 | 0.29575 | 1.4755
| 41.875 | 24.5056 | 14.9228 | 17.5666 | 19.4428 | 41.875 | 38.5934 | 31.704 | 14.8215 | 28.1576 | 41.875 | 2.5654 | 1.4899 | 0.35227 | 1.4782
| 41.9167 | 24.4914 | 14.8956 | 17.6075 | 19.4451 | 41.9167 | 38.5622 | 31.6919 | 14.8765 | 28.1627 | 41.9167 | 2.5173 | 1.4998 | 0.41099 | 1.4843
| 41.9583 | 24.4936 | 14.955 | 17.6637 | 19.4821 | 41.9583 | 38.6328 | 31.7712 | 14.9285 | 28.2289 | 41.9583 | 2.4704 | 1.515 | 0.4709 | 1.4925
| 42 | 24.4982 | 14.9886 | 17.7073 | 19.5085 | 42 | 38.6669 | 31.8511 | 14.9775 | 28.2806 | 42 | 2.4241 | 1.5358 | 0.53283 | 1.5032
| 42.0417 | 24.8908 | 15.6859 | 17.8615 | 19.896 | 42.0417 | 39.2111 | 32.3529 | 15.2953 | 28.7316 | 42.0417 | 2.3805 | 1.5509 | 0.70957 | 1.555
| 42.0833 | 25.2945 | 16.1788 | 17.6513 | 20.1014 | 42.0833 | 39.7183 | 32.6701 | 15.2491 | 28.988 | 42.0833 | 2.3212 | 1.5706 | 0.87359 | 1.5975
| 42.125 | 25.6953 | 16.5966 | 17.2269 | 20.2081 | 42.125 | 40.2412 | 32.7556 | 14.9779 | 29.107 | 42.125 | 2.2628 | 1.595 | 1.0834 | 1.6582
| 42.1667 | 26.04 | 16.8079 | 16.7729 | 20.2283 | 42.1667 | 40.67 | 32.5537 | 14.6491 | 29.0938 | 42.1667 | 2.2059 | 1.6271 | 1.3305 | 1.7351
| 42.2083 | 26.323 | 16.9453 | 16.1912 | 20.1597 | 42.2083 | 40.9744 | 32.2444 | 14.212 | 28.9665 | 42.2083 | 2.1505 | 1.6637 | 1.5964 | 1.8204
| 42.25 | 26.5392 | 17.0464 | 15.5654 | 20.0406 | 42.25 | 41.2124 | 31.8698 | 13.7306 | 28.781 | 42.25 | 2.1135 | 1.7073 | 1.8564 | 1.9123
| 42.2917 | 26.7031 | 17.0624 | 14.8977 | 19.8642 | 42.2917 | 41.3976 | 31.4667 | 13.2228 | 28.5588 | 42.2917 | 2.0645 | 1.7073 | 1.9979 | 1.9452
| 42.3333 | 26.817 | 17.0232 | 14.1989 | 19.6433 | 42.3333 | 41.362 | 31.0196 | 12.6736 | 28.2278 | 42.3333 | 2.0223 | 1.7006 | 2.105 | 1.9665
| 42.375 | 26.8473 | 16.9358 | 13.4672 | 19.3665 | 42.375 | 41.2831 | 30.5118 | 12.0844 | 27.85 | 42.375 | 1.9875 | 1.6841 | 2.166 | 1.9713
| 42.4167 | 26.689 | 16.7667 | 12.7242 | 18.9938 | 42.4167 | 40.9239 | 29.8519 | 11.4847 | 27.3237 | 42.4167 | 1.9526 | 1.6604 | 2.2005 | 1.9645
| 42.4583 | 26.3782 | 16.5227 | 11.9693 | 18.5401 | 42.4583 | 40.4225 | 29.1495 | 10.8605 | 26.7243 | 42.4583 | 1.9219 | 1.6287 | 2.2449 | 1.9607
| 42.5 | 25.9199 | 16.2469 | 11.21 | 18.0215 | 42.5 | 39.6883 | 28.4759 | 10.2165 | 26.0389 | 42.5 | 1.8838 | 1.5902 | 2.3009 | 1.9565
| 42.5417 | 25.321 | 15.9031 | 10.4701 | 17.4395 | 42.5417 | 38.7269 | 27.725 | 9.6021 | 25.2591 | 42.5417 | 1.8398 | 1.5479 | 2.3393 | 1.9428
| 42.5833 | 24.6272 | 15.5903 | 9.7162 | 16.8254 | 42.5833 | 37.6312 | 26.944 | 8.975 | 24.4168 | 42.5833 | 1.7875 | 1.5029 | 2.372 | 1.9232
| 42.625 | 23.8683 | 15.2764 | 8.9197 | 16.1715 | 42.625 | 36.3967 | 26.0982 | 8.2997 | 23.4881 | 42.625 | 1.7263 | 1.4528 | 2.3946 | 1.8952
| 42.6667 | 23.0605 | 14.9711 | 8.1161 | 15.499 | 42.6667 | 35.083 | 25.3113 | 7.6141 | 22.542 | 42.6667 | 1.658 | 1.3971 | 2.3989 | 1.8566
| 42.7083 | 22.2103 | 14.6634 | 7.296 | 14.8042 | 42.7083 | 33.7476 | 24.5137 | 6.8917 | 21.5716 | 42.7083 | 1.5778 | 1.335 | 2.3872 | 1.806
| 42.75 | 21.3401 | 14.3674 | 6.4483 | 14.095 | 42.75 | 32.3746 | 23.7236 | 6.1654 | 20.5879 | 42.75 | 1.4876 | 1.2665 | 2.3561 | 1.7429
| 42.7917 | 20.4612 | 14.0906 | 5.5992 | 13.3873 | 42.7917 | 30.9901 | 22.9198 | 5.4216 | 19.5898 | 42.7917 | 1.3907 | 1.195 | 2.3123 | 1.672
| 42.8333 | 19.5733 | 13.7772 | 4.7396 | 12.6626 | 42.8333 | 29.6243 | 22.1934 | 4.67 | 18.6165 | 42.8333 | 1.2911 | 1.1189 | 2.2635 | 1.5971
| 42.875 | 18.6955 | 13.4029 | 3.8573 | 11.9173 | 42.875 | 28.3246 | 21.2485 | 3.9095 | 17.6064 | 42.875 | 1.1896 | 1.0381 | 2.2087 | 1.5179
| 42.9167 | 17.8077 | 13.0627 | 2.9706 | 11.1758 | 42.9167 | 26.9688 | 20.3594 | 3.1346 | 16.5851 | 42.9167 | 1.088 | 0.95413 | 2.1516 | 1.4372
| 42.9583 | 16.9002 | 12.6809 | 2.0743 | 10.4123 | 42.9583 | 25.5569 | 19.3975 | 2.3622 | 15.5244 | 42.9583 | 0.98232 | 0.86842 | 2.1021 | 1.3571
| 43 | 16.0055 | 12.3189 | 1.1884 | 9.6627 | 43 | 24.1537 | 18.4149 | 1.5906 | 14.4617 | 43 | 0.87753 | 0.78112 | 2.0501 | 1.2761
| 43.0417 | 14.737 | 11.2527 | 0.18469 | 8.5439 | 43.0417 | 22.2614 | 16.9311 | 0.55546 | 12.9884 | 43.0417 | 0.76888 | 0.7019 | 1.8792 | 1.1528
| 43.0833 | 13.4228 | 10.3083 | -0.45165 | 7.5734 | 43.0833 | 20.3577 | 15.6522 | -0.12201 | 11.6948 | 43.0833 | 0.67557 | 0.62079 | 1.7164 | 1.0376
| 43.125 | 12.1011 | 9.4829 | -0.87087 | 6.7104 | 43.125 | 18.4733 | 14.57 | -0.57457 | 10.542 | 43.125 | 0.58281 | 0.53627 | 1.5003 | 0.90238
| 43.1667 | 10.8781 | 8.789 | -1.2454 | 5.9353 | 43.1667 | 16.7082 | 13.7207 | -0.9672 | 9.5174 | 43.1667 | 0.4913 | 0.4448 | 1.2443 | 0.75134
| 43.2083 | 9.7125 | 8.2102 | -1.4996 | 5.2557 | 43.2083 | 15.0232 | 12.9711 | -1.2532 | 8.5877 | 43.2083 | 0.4011 | 0.34988 | 0.96207 | 0.59042
| 43.25 | 8.5504 | 7.6523 | -1.7087 | 4.5994 | 43.25 | 13.3339 | 12.2554 | -1.5007 | 7.6793 | 43.25 | 0.29653 | 0.24521 | 0.69998 | 0.42884
| 43.2917 | 7.4301 | 7.1511 | -1.8905 | 3.9835 | 43.2917 | 11.722 | 11.5891 | -1.7213 | 6.8227 | 43.2917 | 0.2122 | 0.17761 | 0.56228 | 0.32965
| 43.3333 | 6.3535 | 6.703 | -2.0315 | 3.4128 | 43.3333 | 10.1923 | 10.9463 | -1.8973 | 6.019 | 43.3333 | 0.13345 | 0.11047 | 0.43854 | 0.23771
| 43.375 | 5.3578 | 6.2938 | -2.1076 | 2.906 | 43.375 | 8.7545 | 10.3808 | -2.0106 | 5.2928 | 43.375 | 0.065311 | 0.046762 | 0.34845 | 0.16281
| 43.4167 | 4.5104 | 5.9681 | -2.1687 | 2.4821 | 43.4167 | 7.5093 | 9.9 | -2.1059 | 4.6672 | 43.4167 | 0.0022491 | -0.014311 | 0.28292 | 0.099388
| 43.4583 | 3.7806 | 5.6945 | -2.2149 | 2.1211 | 43.4583 | 6.424 | 9.4699 | -2.181 | 4.1218 | 43.4583 | -0.06133 | -0.069699 | 0.21809 | 0.037536
| 43.5 | 3.1974 | 5.4618 | -2.2604 | 1.8258 | 43.5 | 5.5621 | 9.0719 | -2.2458 | 3.6719 | 43.5 | -0.12706 | -0.11945 | 0.15633 | -0.0225
| 43.5417 | 2.7517 | 5.267 | -2.3226 | 1.5857 | 43.5417 | 4.9242 | 8.7347 | -2.3341 | 3.3129 | 43.5417 | -0.19532 | -0.16594 | 0.10335 | -0.079435
| 43.5833 | 2.3817 | 5.0964 | -2.3702 | 1.3854 | 43.5833 | 4.3828 | 8.4158 | -2.3995 | 3.003 | 43.5833 | -0.26571 | -0.20992 | 0.068978 | -0.12976
| 43.625 | 2.073 | 4.9206 | -2.3781 | 1.2209 | 43.625 | 3.9406 | 8.0964 | -2.4231 | 2.745 | 43.625 | -0.33729 | -0.2466 | 0.041079 | -0.17624
| 43.6667 | 1.8115 | 4.7366 | -2.3826 | 1.0731 | 43.6667 | 3.5754 | 7.7769 | -2.4393 | 2.5182 | 43.6667 | -0.40891 | -0.27484 | 0.026788 | -0.21556
| 43.7083 | 1.5918 | 4.51 | -2.367 | 0.93668 | 43.7083 | 3.267 | 7.3957 | -2.4255 | 2.307 | 43.7083 | -0.47879 | -0.28487 | 0.017038 | -0.24775
| 43.75 | 1.3931 | 4.2229 | -2.3422 | 0.79528 | 43.75 | 2.9938 | 6.9776 | -2.4097 | 2.0998 | 43.75 | -0.54344 | -0.28234 | 0.011903 | -0.27297
| 43.7917 | 1.203 | 3.9245 | -2.3103 | 0.65668 | 43.7917 | 2.734 | 6.5565 | -2.3836 | 1.9004 | 43.7917 | -0.60569 | -0.27699 | 0.0052216 | -0.29711
| 43.8333 | 1.0244 | 3.6286 | -2.28 | 0.5224 | 43.8333 | 2.4946 | 6.1425 | -2.3571 | 1.7108 | 43.8333 | -0.66454 | -0.27468 | 0.0013345 | -0.31979
| 43.875 | 0.86127 | 3.3441 | -2.2426 | 0.39953 | 43.875 | 2.278 | 5.7483 | -2.3232 | 1.5375 | 43.875 | -0.72114 | -0.27432 | -0.00053162 | -0.34142
| 43.9167 | 0.70329 | 3.0591 | -2.1943 | 0.28232 | 43.9167 | 2.0683 | 5.362 | -2.2786 | 1.3728 | 43.9167 | -0.77621 | -0.27504 | -0.0083137 | -0.3649
| 43.9583 | 0.54865 | 2.7908 | -2.1445 | 0.17141 | 43.9583 | 1.8629 | 4.9924 | -2.2307 | 1.2153 | 43.9583 | -0.83033 | -0.27568 | -0.016913 | -0.38831
| 44 | 0.38038 | 2.5278 | -2.0921 | 0.057743 | 44 | 1.6443 | 4.6436 | -2.1794 | 1.0596 | 44 | -0.88344 | -0.27666 | -0.019681 | -0.40932
| 44.0417 | 0.19857 | 2.3035 | -2.0378 | -0.04996 | 44.0417 | 1.4129 | 4.3491 | -2.126 | 0.91451 | 44.0417 | -0.93536 | -0.27713 | -0.019898 | -0.42883
| 44.0833 | 0.052674 | 2.106 | -1.9861 | -0.13811 | 44.0833 | 1.217 | 4.0772 | -2.0747 | 0.7878 | 44.0833 | -0.98592 | -0.27782 | -0.016075 | -0.44643
| 44.125 | -0.083626 | 1.9233 | -1.9381 | -0.22008 | 44.125 | 1.0262 | 3.8178 | -2.0254 | 0.6656 | 44.125 | -1.035 | -0.27885 | -0.011496 | -0.4633
| 44.1667 | -0.24632 | 1.7635 | -1.8901 | -0.30577 | 44.1667 | 0.81153 | 3.5842 | -1.9759 | 0.54143 | 44.1667 | -1.0819 | -0.28034 | -0.0083495 | -0.47998
| 44.2083 | -0.40065 | 1.6044 | -1.8446 | -0.38906 | 44.2083 | 0.6103 | 3.3539 | -1.929 | 0.42224 | 44.2083 | -1.1133 | -0.28276 | -0.0056213 | -0.49132
| 44.25 | -0.51537 | 1.4593 | -1.795 | -0.45243 | 44.25 | 0.46337 | 3.1433 | -1.8778 | 0.33005 | 44.25 | -1.1237 | -0.28566 | -0.0071036 | -0.49652
| 44.2917 | -0.62 | 1.3357 | -1.7397 | -0.50425 | 44.2917 | 0.32847 | 2.9643 | -1.8211 | 0.25274 | 44.2917 | -1.1305 | -0.28578 | -0.0051589 | -0.49838
| 44.3333 | -0.72279 | 1.2075 | -1.6927 | -0.55961 | 44.3333 | 0.19537 | 2.788 | -1.7724 | 0.17393 | 44.3333 | -1.1313 | -0.28333 | -0.0033089 | -0.49735
| 44.375 | -0.8127 | 1.0715 | -1.6543 | -0.61539 | 44.375 | 0.076469 | 2.6085 | -1.7318 | 0.096576 | 44.375 | -1.1236 | -0.27175 | -0.00098944 | -0.49055
| 44.4167 | -0.87947 | 0.92843 | -1.6183 | -0.66527 | 44.4167 | -0.014557 | 2.4258 | -1.6938 | 0.027808 | 44.4167 | -1.1072 | -0.25704 | 0.0023171 | -0.47933
| 44.4583 | -0.93443 | 0.77758 | -1.5819 | -0.71273 | 44.4583 | -0.08693 | 2.2337 | -1.6556 | -0.036409 | 44.4583 | -1.084 | -0.24186 | 0.0025047 | -0.46662
| 44.5 | -0.9803 | 0.61497 | -1.5453 | -0.75986 | 44.5 | -0.14454 | 2.0393 | -1.6174 | -0.095835 | 44.5 | -1.0548 | -0.22548 | 0.003886 | -0.45088
| 44.5417 | -0.98871 | 0.45755 | -1.5091 | -0.79181 | 44.5417 | -0.16401 | 1.8496 | -1.5798 | -0.13995 | 44.5417 | -1.0205 | -0.20919 | -0.0014105 | -0.43569
| 44.5833 | -0.97764 | 0.30265 | -1.4862 | -0.82065 | 44.5833 | -0.1499 | 1.67 | -1.5554 | -0.17372 | 44.5833 | -0.98168 | -0.19512 | -0.017812 | -0.42346
| 44.625 | -0.96227 | 0.14782 | -1.4744 | -0.8519 | 44.625 | -0.12966 | 1.5002 | -1.5418 | -0.20651 | 44.625 | -0.96976 | -0.18672 | -0.042734 | -0.4258
| 44.6667 | -0.94464 | -0.0094183 | -1.4699 | -0.8856 | 44.6667 | -0.1077 | 1.3297 | -1.5358 | -0.24159 | 44.6667 | -0.95485 | -0.18426 | -0.075618 | -0.4315
| 44.7083 | -0.92726 | -0.11963 | -1.473 | -0.90961 | 44.7083 | -0.090002 | 1.2283 | -1.5375 | -0.2626 | 44.7083 | -0.93802 | -0.19516 | -0.11137 | -0.44108
| 44.75 | -0.908 | -0.20181 | -1.4814 | -0.92738 | 44.75 | -0.073217 | 1.148 | -1.5449 | -0.28042 | 44.75 | -0.92242 | -0.21391 | -0.14987 | -0.4542
| 44.7917 | -0.8894 | -0.27528 | -1.4942 | -0.94467 | 44.7917 | -0.057001 | 1.0756 | -1.5567 | -0.29795 | 44.7917 | -0.90829 | -0.23716 | -0.19151 | -0.47021
| 44.8333 | -0.878 | -0.32421 | -1.5095 | -0.95897 | 44.8333 | -0.042711 | 1.0272 | -1.5706 | -0.31057 | 44.8333 | -0.89676 | -0.26108 | -0.23499 | -0.48802
| 44.875 | -0.87026 | -0.3754 | -1.526 | -0.97571 | 44.875 | -0.030176 | 0.97653 | -1.5858 | -0.32489 | 44.875 | -0.88739 | -0.28474 | -0.28119 | -0.50756
| 44.9167 | -0.8647 | -0.41513 | -1.5434 | -0.99052 | 44.9167 | -0.018509 | 0.92315 | -1.6018 | -0.34055 | 44.9167 | -0.87942 | -0.30808 | -0.32323 | -0.52602
| 44.9583 | -0.86081 | -0.45596 | -1.5617 | -1.0066 | 44.9583 | -0.0076645 | 0.86851 | -1.6187 | -0.35719 | 44.9583 | -0.87254 | -0.33213 | -0.36882 | -0.54636
| 45 | -0.85491 | -0.49745 | -1.5808 | -1.0223 | 45 | 0.0021982 | 0.80014 | -1.6363 | -0.37811 | 45 | -0.86681 | -0.35635 | -0.41589 | -0.56771
| 45.0417 | -0.85037 | -0.53981 | -1.6007 | -1.0391 | 45.0417 | 0.011141 | 0.74963 | -1.6548 | -0.39492 | 45.0417 | -0.86199 | -0.38072 | -0.46432 | -0.58993
| 45.0833 | -0.84917 | -0.58276 | -1.6198 | -1.0571 | 45.0833 | 0.019444 | 0.67741 | -1.6723 | -0.41743 | 45.0833 | -0.85827 | -0.40496 | -0.51415 | -0.61304
| 45.125 | -0.8503 | -0.62623 | -1.639 | -1.076 | 45.125 | 0.027356 | 0.60546 | -1.69 | -0.44002 | 45.125 | -0.85564 | -0.42928 | -0.56204 | -0.63586
| 45.1667 | -0.85179 | -0.66875 | -1.6589 | -1.0951 | 45.1667 | 0.035099 | 0.53414 | -1.7079 | -0.46263 | 45.1667 | -0.85423 | -0.45375 | -0.60943 | -0.659
| 45.2083 | -0.85327 | -0.71078 | -1.6807 | -1.1147 | 45.2083 | 0.042706 | 0.46628 | -1.7278 | -0.48505 | 45.2083 | -0.86778 | -0.47781 | -0.65704 | -0.68767
| 45.25 | -0.85108 | -0.76444 | -1.7081 | -1.1381 | 45.25 | 0.04949 | 0.40163 | -1.7528 | -0.50881 | 45.25 | -0.90211 | -0.49882 | -0.70622 | -0.72383
| 45.2917 | -0.88261 | -0.8211 | -1.7348 | -1.1746 | 45.2917 | 0.032329 | 0.314 | -1.7775 | -0.54747 | 45.2917 | -0.93882 | -0.51538 | -0.76542 | -0.76331
| 45.3333 | -0.91178 | -0.87259 | -1.7548 | -1.2064 | 45.3333 | 0.02086 | 0.23226 | -1.7966 | -0.5804 | 45.3333 | -0.97161 | -0.52771 | -0.81761 | -0.79767
| 45.375 | -0.95472 | -0.91595 | -1.7667 | -1.2382 | 45.375 | -0.00095504 | 0.158 | -1.808 | -0.61243 | 45.375 | -1.0127 | -0.54213 | -0.8486 | -0.82801
| 45.4167 | -0.99868 | -0.95324 | -1.779 | -1.2689 | 45.4167 | -0.049161 | 0.090739 | -1.8194 | -0.6524 | 45.4167 | -1.0637 | -0.55576 | -0.88571 | -0.86403
| 45.4583 | -1.0385 | -0.98717 | -1.7847 | -1.2948 | 45.4583 | -0.081276 | 0.031214 | -1.8241 | -0.68187 | 45.4583 | -1.1155 | -0.57002 | -0.91699 | -0.89841
| 45.5 | -1.0804 | -1.0157 | -1.7806 | -1.3165 | 45.5 | -0.11497 | -0.023738 | -1.8187 | -0.70709 | 45.5 | -1.1709 | -0.58586 | -0.93256 | -0.92886
| 45.5417 | -1.1567 | -1.035 | -1.7688 | -1.3457 | 45.5417 | -0.18489 | -0.070461 | -1.8057 | -0.74083 | 45.5417 | -1.2254 | -0.59917 | -0.93684 | -0.9542
| 45.5833 | -1.2347 | -1.0454 | -1.7481 | -1.37 | 45.5833 | -0.2602 | -0.11152 | -1.7837 | -0.77181 | 45.5833 | -1.2814 | -0.60756 | -0.93287 | -0.97583
| 45.625 | -1.321 | -1.0466 | -1.7179 | -1.3915 | 45.625 | -0.34386 | -0.14556 | -1.7527 | -0.80079 | 45.625 | -1.304 | -0.60958 | -0.91953 | -0.97993
| 45.6667 | -1.4102 | -1.0403 | -1.6836 | -1.4106 | 45.6667 | -0.43071 | -0.17284 | -1.7171 | -0.82745 | 45.6667 | -1.3247 | -0.60556 | -0.90074 | -0.97979
| 45.7083 | -1.4993 | -1.0332 | -1.6495 | -1.4295 | 45.7083 | -0.51247 | -0.19874 | -1.681 | -0.85168 | 45.7083 | -1.3482 | -0.5997 | -0.87686 | -0.97833
| 45.75 | -1.5889 | -1.0254 | -1.6154 | -1.4484 | 45.75 | -0.5923 | -0.22023 | -1.6447 | -0.87398 | 45.75 | -1.3695 | -0.59464 | -0.85691 | -0.97765
| 45.7917 | -1.677 | -1.0157 | -1.579 | -1.4654 | 45.7917 | -0.66916 | -0.23636 | -1.6063 | -0.89294 | 45.7917 | -1.3894 | -0.58792 | -0.8327 | -0.97453
| 45.8333 | -1.7575 | -1.0037 | -1.5418 | -1.4787 | 45.8333 | -0.74384 | -0.24462 | -1.5678 | -0.90899 | 45.8333 | -1.4087 | -0.57873 | -0.81152 | -0.97157
| 45.875 | -1.8341 | -0.98671 | -1.5033 | -1.4887 | 45.875 | -0.81667 | -0.23865 | -1.5279 | -0.92005 | 45.875 | -1.4274 | -0.56752 | -0.78664 | -0.96654
| 45.9167 | -1.9079 | -0.96625 | -1.4638 | -1.4964 | 45.9167 | -0.88811 | -0.24014 | -1.4871 | -0.93226 | 45.9167 | -1.4452 | -0.55447 | -0.76223 | -0.96086
| 45.9583 | -1.98 | -0.94617 | -1.4244 | -1.5037 | 45.9583 | -0.95858 | -0.24037 | -1.4465 | -0.94385 | 45.9583 | -1.4622 | -0.5402 | -0.73871 | -0.95488
| 46 | -2.054 | -0.92602 | -1.3871 | -1.5123 | 46 | -1.028 | -0.22726 | -1.408 | -0.95226 | 46 | -1.4785 | -0.52497 | -0.72167 | -0.95072
| 46.0417 | -2.1263 | -0.90523 | -1.3482 | -1.5195 | 46.0417 | -1.0962 | -0.23186 | -1.3679 | -0.96433 | 46.0417 | -1.4936 | -0.50907 | -0.71024 | -0.94795
| 46.0833 | -2.1945 | -0.88268 | -1.3071 | -1.5241 | 46.0833 | -1.1631 | -0.21326 | -1.3259 | -0.96901 | 46.0833 | -1.5069 | -0.49262 | -0.6987 | -0.94436
| 46.125 | -2.2594 | -0.85778 | -1.2625 | -1.5254 | 46.125 | -1.2285 | -0.19261 | -1.2804 | -0.97138 | 46.125 | -1.5189 | -0.47559 | -0.68676 | -0.93996
| 46.1667 | -2.3232 | -0.83029 | -1.2167 | -1.5253 | 46.1667 | -1.2922 | -0.16985 | -1.234 | -0.97223 | 46.1667 | -1.5304 | -0.4581 | -0.66949 | -0.93333
| 46.2083 | -2.3855 | -0.80042 | -1.1705 | -1.5237 | 46.2083 | -1.3542 | -0.14726 | -1.1873 | -0.97237 | 46.2083 | -1.5408 | -0.44058 | -0.63879 | -0.92144
| 46.25 | -2.4445 | -0.7596 | -1.1249 | -1.5183 | 46.25 | -1.4138 | -0.12556 | -1.1411 | -0.97205 | 46.25 | -1.5486 | -0.42374 | -0.61774 | -0.91222
| 46.2917 | -2.4664 | -0.71611 | -1.0906 | -1.5024 | 46.2917 | -1.4447 | -0.071343 | -1.1048 | -0.95595 | 46.2917 | -1.5541 | -0.4074 | -0.58996 | -0.89988
| 46.3333 | -2.4773 | -0.67471 | -1.0511 | -1.4812 | 46.3333 | -1.4663 | -0.03092 | -1.063 | -0.93808 | 46.3333 | -1.5628 | -0.39136 | -0.53863 | -0.88024
| 46.375 | -2.4717 | -0.63798 | -1.0179 | -1.4573 | 46.375 | -1.4749 | 0.0071186 | -1.0333 | -0.92044 | 46.375 | -1.5624 | -0.37406 | -0.51363 | -0.86646
| 46.4167 | -2.4513 | -0.60523 | -0.98801 | -1.4302 | 46.4167 | -1.4576 | 0.041577 | -1.0031 | -0.89389 | 46.4167 | -1.5531 | -0.35492 | -0.47969 | -0.8456
| 46.4583 | -2.4213 | -0.5768 | -0.98247 | -1.4095 | 46.4583 | -1.4307 | 0.072425 | -0.98342 | -0.86856 | 46.4583 | -1.5439 | -0.3333 | -0.45228 | -0.82653
| 46.5 | -2.3905 | -0.55345 | -0.98473 | -1.3926 | 46.5 | -1.4039 | 0.098689 | -0.9717 | -0.84734 | 46.5 | -1.533 | -0.30955 | -0.43681 | -0.81055
| 46.5417 | -2.3567 | -0.53451 | -0.99229 | -1.3777 | 46.5417 | -1.3733 | 0.12151 | -0.9657 | -0.82771 | 46.5417 | -1.5223 | -0.28673 | -0.42444 | -0.79602
| 46.5833 | -2.3193 | -0.52019 | -1.0072 | -1.3654 | 46.5833 | -1.3359 | 0.1409 | -0.96711 | -0.80916 | 46.5833 | -1.5077 | -0.26783 | -0.4178 | -0.78313
| 46.625 | -2.2763 | -0.51166 | -1.0292 | -1.3551 | 46.625 | -1.2922 | 0.15497 | -0.97791 | -0.79305 | 46.625 | -1.4913 | -0.25619 | -0.42624 | -0.77701
| 46.6667 | -2.2394 | -0.50888 | -1.0549 | -1.35 | 46.6667 | -1.256 | 0.16452 | -0.99395 | -0.78286 | 46.6667 | -1.4724 | -0.25407 | -0.44357 | -0.77569
| 46.7083 | -2.2098 | -0.5119 | -1.0742 | -1.3467 | 46.7083 | -1.2327 | 0.16876 | -1.007 | -0.77779 | 46.7083 | -1.4478 | -0.26018 | -0.47009 | -0.77777
| 46.75 | -2.1895 | -0.52028 | -1.0903 | -1.3472 | 46.75 | -1.218 | 0.16753 | -1.0219 | -0.77804 | 46.75 | -1.4245 | -0.27586 | -0.49737 | -0.78313
| 46.7917 | -2.1765 | -0.53001 | -1.1146 | -1.3538 | 46.7917 | -1.2124 | 0.17231 | -1.0432 | -0.7824 | 46.7917 | -1.4023 | -0.2971 | -0.53323 | -0.7935
| 46.8333 | -2.1698 | -0.54286 | -1.1448 | -1.3657 | 46.8333 | -1.2127 | 0.17234 | -1.0743 | -0.79375 | 46.8333 | -1.3809 | -0.32221 | -0.57155 | -0.80612
| 46.875 | -2.1669 | -0.57913 | -1.1761 | -1.3855 | 46.875 | -1.2171 | 0.15148 | -1.105 | -0.81203 | 46.875 | -1.3604 | -0.35047 | -0.61361 | -0.82123
| 46.9167 | -2.1667 | -0.61841 | -1.2075 | -1.4073 | 46.9167 | -1.2243 | 0.14917 | -1.1357 | -0.82645 | 46.9167 | -1.3408 | -0.38051 | -0.6548 | -0.83683
| 46.9583 | -2.1684 | -0.6576 | -1.2397 | -1.43 | 46.9583 | -1.234 | 0.14576 | -1.167 | -0.84231 | 46.9583 | -1.322 | -0.41133 | -0.6944 | -0.85238
| 47 | -2.172 | -0.69727 | -1.2714 | -1.4534 | 47 | -1.2458 | 0.1418 | -1.1985 | -0.85914 | 47 | -1.3043 | -0.44264 | -0.73169 | -0.86763
| 47.0417 | -2.1771 | -0.73735 | -1.3038 | -1.4777 | 47.0417 | -1.2593 | 0.13767 | -1.2299 | -0.8766 | 47.0417 | -1.2881 | -0.47402 | -0.76514 | -0.88208
| 47.0833 | -2.1843 | -0.77778 | -1.3385 | -1.5037 | 47.0833 | -1.2747 | 0.13332 | -1.2634 | -0.89563 | 47.0833 | -1.2736 | -0.50527 | -0.80627 | -0.89989
| 47.125 | -2.1938 | -0.81834 | -1.3735 | -1.5307 | 47.125 | -1.2918 | 0.1293 | -1.2976 | -0.91545 | 47.125 | -1.2611 | -0.53633 | -0.84912 | -0.919
| 47.1667 | -2.2044 | -0.85846 | -1.4047 | -1.5566 | 47.1667 | -1.3113 | 0.12584 | -1.3285 | -0.93477 | 47.1667 | -1.2496 | -0.56687 | -0.89342 | -0.9389
| 47.2083 | -2.2171 | -0.89772 | -1.4278 | -1.5801 | 47.2083 | -1.3329 | 0.12294 | -1.351 | -0.95171 | 47.2083 | -1.2399 | -0.59652 | -0.94243 | -0.96092
| 47.25 | -2.2331 | -0.9345 | -1.4525 | -1.6048 | 47.25 | -1.3584 | 0.11998 | -1.3725 | -0.96977 | 47.25 | -1.2332 | -0.62397 | -0.98104 | -0.97971
| 47.2917 | -2.2528 | -0.96793 | -1.4572 | -1.6228 | 47.2917 | -1.3878 | 0.1086 | -1.3756 | -0.98485 | 47.2917 | -1.2307 | -0.64893 | -1.0079 | -0.99515
| 47.3333 | -2.2805 | -0.9973 | -1.4541 | -1.6398 | 47.3333 | -1.4248 | 0.10346 | -1.3732 | -0.9991 | 47.3333 | -1.236 | -0.6716 | -1.0384 | -1.0142
| 47.375 | -2.3176 | -1.0413 | -1.4537 | -1.6651 | 47.375 | -1.4704 | 0.082864 | -1.3675 | -1.0195 | 47.375 | -1.252 | -0.68923 | -1.0488 | -1.0286
| 47.4167 | -2.3595 | -1.0756 | -1.4479 | -1.6877 | 47.4167 | -1.522 | 0.071107 | -1.357 | -1.038 | 47.4167 | -1.2759 | -0.70265 | -1.0534 | -1.0427
| 47.4583 | -2.405 | -1.1029 | -1.4267 | -1.7043 | 47.4583 | -1.5769 | 0.065533 | -1.3462 | -1.056 | 47.4583 | -1.3052 | -0.71212 | -1.063 | -1.0596
| 47.5 | -2.4487 | -1.1237 | -1.4076 | -1.7191 | 47.5 | -1.6299 | 0.064766 | -1.3371 | -1.0726 | 47.5 | -1.3374 | -0.7167 | -1.0634 | -1.0729
| 47.5417 | -2.4925 | -1.1414 | -1.3873 | -1.7328 | 47.5417 | -1.6829 | 0.065257 | -1.3269 | -1.0885 | 47.5417 | -1.3704 | -0.71647 | -1.0656 | -1.086
| 47.5833 | -2.5366 | -1.1592 | -1.3666 | -1.7464 | 47.5833 | -1.7358 | 0.064639 | -1.3163 | -1.1045 | 47.5833 | -1.4036 | -0.71 | -1.0631 | -1.0957
| 47.625 | -2.5758 | -1.1801 | -1.3472 | -1.7596 | 47.625 | -1.7848 | 0.060696 | -1.3073 | -1.1205 | 47.625 | -1.4348 | -0.69776 | -1.0509 | -1.0996
| 47.6667 | -2.6044 | -1.2029 | -1.3293 | -1.7698 | 47.6667 | -1.8207 | 0.054592 | -1.2979 | -1.1321 | 47.6667 | -1.4628 | -0.67681 | -1.0403 | -1.1006
| 47.7083 | -2.6228 | -1.2263 | -1.3167 | -1.7783 | 47.7083 | -1.8408 | 0.043087 | -1.2889 | -1.1394 | 47.7083 | -1.4856 | -0.64828 | -1.0269 | -1.0966
| 47.75 | -2.6311 | -1.2502 | -1.3108 | -1.7856 | 47.75 | -1.851 | 0.036155 | -1.2818 | -1.1424 | 47.75 | -1.5001 | -0.61114 | -1.0019 | -1.0831
| 47.7917 | -2.6295 | -1.2759 | -1.3035 | -1.7893 | 47.7917 | -1.8513 | 0.01917 | -1.2733 | -1.144 | 47.7917 | -1.5061 | -0.57045 | -0.96496 | -1.0611
| 47.8333 | -2.6216 | -1.3014 | -1.2954 | -1.7902 | 47.8333 | -1.8459 | 0.0018882 | -1.2636 | -1.1431 | 47.8333 | -1.5064 | -0.52885 | -0.92568 | -1.036
| 47.875 | -2.6104 | -1.3051 | -1.2865 | -1.7838 | 47.875 | -1.8369 | -0.0038983 | -1.254 | -1.1378 | 47.875 | -1.5029 | -0.48699 | -0.88939 | -1.0103
| 47.9167 | -2.5973 | -1.3081 | -1.279 | -1.777 | 47.9167 | -1.8256 | -0.028671 | -1.2461 | -1.1374 | 47.9167 | -1.4965 | -0.44585 | -0.85954 | -0.98623
| 47.9583 | -2.5829 | -1.3106 | -1.2704 | -1.7692 | 47.9583 | -1.8125 | -0.042926 | -1.2371 | -1.133 | 47.9583 | -1.4882 | -0.40588 | -0.83404 | -0.96326
| 48 | -2.5674 | -1.3128 | -1.2615 | -1.7607 | 48 | -1.7979 | -0.056806 | -1.2268 | -1.1276 | 48 | -1.4777 | -0.36723 | -0.81326 | -0.94154
| 48.0417 | -2.551 | -1.3148 | -1.2552 | -1.7529 | 48.0417 | -1.7824 | -0.070439 | -1.2198 | -1.1229 | 48.0417 | -1.4651 | -0.33011 | -0.79461 | -0.92022
| 48.0833 | -2.5337 | -1.3167 | -1.2475 | -1.7442 | 48.0833 | -1.7661 | -0.083914 | -1.2114 | -1.1174 | 48.0833 | -1.4503 | -0.29459 | -0.77139 | -0.89686
| 48.125 | -2.5156 | -1.3185 | -1.2402 | -1.7353 | 48.125 | -1.7493 | -0.097585 | -1.2027 | -1.1116 | 48.125 | -1.4333 | -0.26114 | -0.74533 | -0.8722
| 48.1667 | -2.4971 | -1.3203 | -1.234 | -1.7267 | 48.1667 | -1.7319 | -0.11116 | -1.1949 | -1.1059 | 48.1667 | -1.4143 | -0.23006 | -0.7223 | -0.84851
| 48.2083 | -2.4785 | -1.3222 | -1.2313 | -1.7193 | 48.2083 | -1.7141 | -0.12429 | -1.1911 | -1.1015 | 48.2083 | -1.3935 | -0.20123 | -0.704 | -0.82648
| 48.25 | -2.4598 | -1.3246 | -1.2255 | -1.7109 | 48.25 | -1.6953 | -0.13759 | -1.1842 | -1.0955 | 48.25 | -1.3701 | -0.17565 | -0.67863 | -0.80181
| 48.2917 | -2.4411 | -1.3286 | -1.2344 | -1.7082 | 48.2917 | -1.6768 | -0.15218 | -1.1919 | -1.0953 | 48.2917 | -1.3439 | -0.15357 | -0.67095 | -0.78341
| 48.3333 | -2.4225 | -1.3359 | -1.2435 | -1.7065 | 48.3333 | -1.658 | -0.16005 | -1.1998 | -1.0933 | 48.3333 | -1.3142 | -0.13464 | -0.66399 | -0.76478
| 48.375 | -2.4033 | -1.3258 | -1.2489 | -1.6987 | 48.375 | -1.6387 | -0.15003 | -1.2041 | -1.085 | 48.375 | -1.2792 | -0.12188 | -0.67976 | -0.7541
| 48.4167 | -2.3836 | -1.319 | -1.2594 | -1.6933 | 48.4167 | -1.6189 | -0.1421 | -1.2134 | -1.0789 | 48.4167 | -1.2397 | -0.11081 | -0.71063 | -0.7476
| 48.4583 | -2.3634 | -1.3157 | -1.2691 | -1.6884 | 48.4583 | -1.598 | -0.13687 | -1.2219 | -1.0728 | 48.4583 | -1.1964 | -0.10248 | -0.73131 | -0.7368
| 48.5 | -2.3557 | -1.3163 | -1.279 | -1.6893 | 48.5 | -1.5766 | -0.12346 | -1.231 | -1.0646 | 48.5 | -1.152 | -0.10018 | -0.76149 | -0.7306
| 48.5417 | -2.349 | -1.319 | -1.2929 | -1.6926 | 48.5417 | -1.5561 | -0.11123 | -1.244 | -1.0584 | 48.5417 | -1.1087 | -0.10394 | -0.79362 | -0.72709
| 48.5833 | -2.3442 | -1.3216 | -1.3102 | -1.6977 | 48.5833 | -1.5374 | -0.098638 | -1.2602 | -1.0539 | 48.5833 | -1.0682 | -0.11233 | -0.82665 | -0.72624
| 48.625 | -2.3421 | -1.3216 | -1.3244 | -1.7021 | 48.625 | -1.5213 | -0.083072 | -1.2733 | -1.0485 | 48.625 | -1.034 | -0.12459 | -0.8607 | -0.72907
| 48.6667 | -2.3419 | -1.3209 | -1.3353 | -1.7058 | 48.6667 | -1.5069 | -0.066677 | -1.2831 | -1.0423 | 48.6667 | -1.0061 | -0.14342 | -0.88571 | -0.7328
| 48.7083 | -2.3431 | -1.3199 | -1.3406 | -1.7079 | 48.7083 | -1.4942 | -0.052038 | -1.2872 | -1.0352 | 48.7083 | -0.98574 | -0.16584 | -0.90192 | -0.73705
| 48.75 | -2.3459 | -1.3179 | -1.3401 | -1.7082 | 48.75 | -1.4834 | -0.035107 | -1.2855 | -1.0261 | 48.75 | -0.97215 | -0.1913 | -0.9245 | -0.74694
| 48.7917 | -2.352 | -1.3147 | -1.3391 | -1.7093 | 48.7917 | -1.4768 | -0.020449 | -1.2829 | -1.0188 | 48.7917 | -0.96815 | -0.217 | -0.95401 | -0.76298
| 48.8333 | -2.3606 | -1.3116 | -1.3371 | -1.7109 | 48.8333 | -1.4724 | -0.015687 | -1.2787 | -1.0144 | 48.8333 | -0.97003 | -0.24228 | -0.98103 | -0.78019
| 48.875 | -2.3706 | -1.3066 | -1.3333 | -1.7119 | 48.875 | -1.4695 | 0.0012714 | -1.2725 | -1.0065 | 48.875 | -0.9758 | -0.26436 | -1 | -0.79508
| 48.9167 | -2.3812 | -1.3002 | -1.3253 | -1.7113 | 48.9167 | -1.4674 | 0.029298 | -1.2617 | -0.99438 | 48.9167 | -0.98419 | -0.28306 | -1.0078 | -0.80598
| 48.9583 | -2.3922 | -1.2934 | -1.3145 | -1.7096 | 48.9583 | -1.4658 | 0.047537 | -1.2483 | -0.98403 | 48.9583 | -0.99428 | -0.2991 | -1.0027 | -0.81216
| 49 | -2.4035 | -1.2855 | -1.3021 | -1.7072 | 49 | -1.4645 | 0.066413 | -1.2334 | -0.97314 | 49 | -1.0063 | -0.31188 | -0.98638 | -0.81413
| 49.0417 | -2.4152 | -1.2768 | -1.2861 | -1.7035 | 49.0417 | -1.4638 | 0.086117 | -1.2149 | -0.96092 | 49.0417 | -1.0202 | -0.32103 | -0.96269 | -0.81318
| 49.0833 | -2.4272 | -1.2669 | -1.2668 | -1.6984 | 49.0833 | -1.4633 | 0.10686 | -1.1932 | -0.94741 | 49.0833 | -1.0361 | -0.32595 | -0.93082 | -0.80885
| 49.125 | -2.4395 | -1.2568 | -1.2454 | -1.6925 | 49.125 | -1.4632 | 0.12788 | -1.1697 | -0.93323 | 49.125 | -1.0537 | -0.32682 | -0.89619 | -0.80313
| 49.1667 | -2.4518 | -1.2459 | -1.226 | -1.6871 | 49.1667 | -1.4631 | 0.14945 | -1.1484 | -0.91974 | 49.1667 | -1.0729 | -0.32287 | -0.86684 | -0.79858
| 49.2083 | -2.4639 | -1.2337 | -1.2084 | -1.682 | 49.2083 | -1.4628 | 0.17218 | -1.1289 | -0.90656 | 49.2083 | -1.093 | -0.31356 | -0.8352 | -0.79215
| 49.25 | -2.4751 | -1.2202 | -1.1888 | -1.6755 | 49.25 | -1.462 | 0.196 | -1.1076 | -0.89219 | 49.25 | -1.1142 | -0.29803 | -0.80002 | -0.78317
| 49.2917 | -2.4855 | -1.2046 | -1.1629 | -1.6658 | 49.2917 | -1.46 | 0.21607 | -1.0801 | -0.87617 | 49.2917 | -1.1368 | -0.27586 | -0.75997 | -0.77117
| 49.3333 | -2.4946 | -1.187 | -1.14 | -1.6563 | 49.3333 | -1.4569 | 0.2411 | -1.0557 | -0.85953 | 49.3333 | -1.1592 | -0.24895 | -0.72077 | -0.75813
| 49.375 | -2.5027 | -1.1681 | -1.118 | -1.6463 | 49.375 | -1.4528 | 0.26298 | -1.0323 | -0.8437 | 49.375 | -1.1813 | -0.22003 | -0.68004 | -0.74394
| 49.4167 | -2.5104 | -1.1508 | -1.1006 | -1.6382 | 49.4167 | -1.4483 | 0.28725 | -1.0133 | -0.82869 | 49.4167 | -1.2046 | -0.18983 | -0.6384 | -0.72948
| 49.4583 | -2.5177 | -1.1338 | -1.0796 | -1.6288 | 49.4583 | -1.4438 | 0.31057 | -0.99088 | -0.81269 | 49.4583 | -1.2288 | -0.1597 | -0.59094 | -0.71327
| 49.5 | -2.5109 | -1.1162 | -1.0585 | -1.614 | 49.5 | -1.4385 | 0.3236 | -0.96826 | -0.79905 | 49.5 | -1.2508 | -0.12616 | -0.53864 | -0.69361
| 49.5417 | -2.5029 | -1.0983 | -1.0382 | -1.5989 | 49.5417 | -1.4318 | 0.33639 | -0.94651 | -0.78529 | 49.5417 | -1.2691 | -0.088754 | -0.48 | -0.66925
| 49.5833 | -2.4926 | -1.0798 | -1.0168 | -1.5824 | 49.5833 | -1.423 | 0.34989 | -0.92362 | -0.77013 | 49.5833 | -1.2821 | -0.049935 | -0.4211 | -0.64241
| 49.625 | -2.4805 | -1.0612 | -0.99467 | -1.5649 | 49.625 | -1.4124 | 0.3633 | -0.90001 | -0.75407 | 49.625 | -1.2864 | -0.0095512 | -0.35953 | -0.611
| 49.6667 | -2.467 | -1.0418 | -0.97099 | -1.5462 | 49.6667 | -1.4003 | 0.37456 | -0.87484 | -0.73748 | 49.6667 | -1.2826 | 0.035817 | -0.29759 | -0.57508
| 49.7083 | -2.4519 | -1.0227 | -0.94834 | -1.5273 | 49.7083 | -1.3862 | 0.39522 | -0.85072 | -0.71802 | 49.7083 | -1.2685 | 0.081423 | -0.24363 | -0.53816
| 49.75 | -2.4354 | -1.0071 | -0.92791 | -1.5096 | 49.75 | -1.3701 | 0.40996 | -0.82884 | -0.70018 | 49.75 | -1.2443 | 0.12802 | -0.20246 | -0.50187
| 49.7917 | -2.4183 | -0.99102 | -0.90693 | -1.4913 | 49.7917 | -1.3535 | 0.42856 | -0.80679 | -0.68108 | 49.7917 | -1.2109 | 0.16827 | -0.16818 | -0.46633
| 49.8333 | -2.4011 | -0.97401 | -0.88559 | -1.4727 | 49.8333 | -1.3366 | 0.45764 | -0.78494 | -0.65913 | 49.8333 | -1.1731 | 0.19911 | -0.1414 | -0.43437
| 49.875 | -2.3839 | -0.9585 | -0.86589 | -1.455 | 49.875 | -1.3194 | 0.47475 | -0.76456 | -0.64083 | 49.875 | -1.1329 | 0.21938 | -0.12256 | -0.40721
| 49.9167 | -2.3663 | -0.9443 | -0.85068 | -1.4392 | 49.9167 | -1.302 | 0.49069 | -0.74838 | -0.62424 | 49.9167 | -1.0911 | 0.23081 | -0.11271 | -0.38504
| 49.9583 | -2.3486 | -0.93043 | -0.83873 | -1.4246 | 49.9583 | -1.2843 | 0.50645 | -0.73551 | -0.6088 | 49.9583 | -1.0479 | 0.23784 | -0.11357 | -0.36743
| 50 | -2.3306 | -0.91756 | -0.82954 | -1.4112 | 50 | -1.2663 | 0.52161 | -0.72548 | -0.59445 | 50 | -1.0033 | 0.23939 | -0.12403 | -0.35422
| 50.0417 | -2.3124 | -0.90402 | -0.82188 | -1.398 | 50.0417 | -1.2481 | 0.53599 | -0.71707 | -0.58081 | 50.0417 | -0.95732 | 0.23576 | -0.14188 | -0.34453
| 50.0833 | -2.294 | -0.89424 | -0.81415 | -1.3858 | 50.0833 | -1.2298 | 0.54944 | -0.7086 | -0.56735 | 50.0833 | -0.91009 | 0.2273 | -0.16271 | -0.33676
| 50.125 | -2.2756 | -0.88334 | -0.80568 | -1.373 | 50.125 | -1.2114 | 0.56253 | -0.69933 | -0.55367 | 50.125 | -0.86186 | 0.21495 | -0.18535 | -0.33031
| 50.1667 | -2.2573 | -0.87333 | -0.79884 | -1.361 | 50.1667 | -1.193 | 0.5748 | -0.69159 | -0.54076 | 50.1667 | -0.8132 | 0.19846 | -0.21089 | -0.32584
| 50.2083 | -2.2389 | -0.86489 | -0.79247 | -1.3496 | 50.2083 | -1.1746 | 0.58558 | -0.68424 | -0.52839 | 50.2083 | -0.76438 | 0.17757 | -0.23845 | -0.32322
| 50.25 | -2.2204 | -0.85531 | -0.78551 | -1.3377 | 50.25 | -1.1562 | 0.59465 | -0.67625 | -0.51622 | 50.25 | -0.716 | 0.15058 | -0.26707 | -0.32278
| 50.2917 | -2.2015 | -0.84794 | -0.7804 | -1.3268 | 50.2917 | -1.1374 | 0.60739 | -0.67006 | -0.50361 | 50.2917 | -0.66773 | 0.11516 | -0.29952 | -0.326
| 50.3333 | -2.183 | -0.84051 | -0.77634 | -1.3165 | 50.3333 | -1.1188 | 0.61699 | -0.66489 | -0.49227 | 50.3333 | -0.62143 | 0.073919 | -0.33676 | -0.33324
| 50.375 | -2.1653 | -0.83222 | -0.77352 | -1.3067 | 50.375 | -1.1009 | 0.63099 | -0.66093 | -0.48045 | 50.375 | -0.57676 | 0.032884 | -0.37614 | -0.34181
| 50.4167 | -2.1474 | -0.82474 | -0.76942 | -1.2966 | 50.4167 | -1.0828 | 0.63998 | -0.65572 | -0.46944 | 50.4167 | -0.53324 | -0.00941 | -0.4184 | -0.35218
| 50.4583 | -2.1296 | -0.8174 | -0.76556 | -1.2866 | 50.4583 | -1.0648 | 0.65102 | -0.65073 | -0.45802 | 50.4583 | -0.49125 | -0.053262 | -0.46176 | -0.36393
| 50.5 | -2.112 | -0.81059 | -0.76252 | -1.2772 | 50.5 | -1.047 | 0.65981 | -0.64656 | -0.44755 | 50.5 | -0.45411 | -0.098316 | -0.50816 | -0.37891
| 50.5417 | -2.0957 | -0.80477 | -0.76063 | -1.2688 | 50.5417 | -1.0303 | 0.67094 | -0.64354 | -0.43729 | 50.5417 | -0.42441 | -0.14753 | -0.55935 | -0.39949
| 50.5833 | -2.0809 | -0.79967 | -0.75951 | -1.2616 | 50.5833 | -1.0152 | 0.68187 | -0.64126 | -0.42792 | 50.5833 | -0.40259 | -0.19914 | -0.61225 | -0.42427
| 50.625 | -2.0676 | -0.79521 | -0.7536 | -1.2533 | 50.625 | -1.0015 | 0.68848 | -0.63918 | -0.42031 | 50.625 | -0.39025 | -0.25214 | -0.6666 | -0.45345
| 50.6667 | -2.0554 | -0.79185 | -0.74727 | -1.2456 | 50.6667 | -0.98933 | 0.71367 | -0.63667 | -0.40817 | 50.6667 | -0.38773 | -0.30972 | -0.72021 | -0.48725
| 50.7083 | -2.0442 | -0.78721 | -0.74049 | -1.2377 | 50.7083 | -0.97891 | 0.7379 | -0.6337 | -0.39677 | 50.7083 | -0.39583 | -0.3672 | -0.76826 | -0.52295
| 50.75 | -2.0332 | -0.77976 | -0.73217 | -1.2287 | 50.75 | -0.96913 | 0.76158 | -0.629 | -0.38513 | 50.75 | -0.4117 | -0.42554 | -0.80359 | -0.55717
| 50.7917 | -2.0232 | -0.77254 | -0.72157 | -1.2192 | 50.7917 | -0.9603 | 0.77233 | -0.62173 | -0.37635 | 50.7917 | -0.436 | -0.47691 | -0.82389 | -0.58724
| 50.8333 | -2.0153 | -0.76363 | -0.70949 | -1.2095 | 50.8333 | -0.95346 | 0.78597 | -0.61157 | -0.3665 | 50.8333 | -0.46578 | -0.5158 | -0.82657 | -0.60964
| 50.875 | -2.0075 | -0.75384 | -0.69443 | -1.1985 | 50.875 | -0.94695 | 0.80248 | -0.59866 | -0.35501 | 50.875 | -0.49761 | -0.54206 | -0.81114 | -0.62289
| 50.9167 | -2.0001 | -0.7436 | -0.67725 | -1.1868 | 50.9167 | -0.94073 | 0.81988 | -0.58404 | -0.34277 | 50.9167 | -0.53086 | -0.55873 | -0.78282 | -0.62944
| 50.9583 | -1.9928 | -0.73308 | -0.65966 | -1.175 | 50.9583 | -0.9347 | 0.83789 | -0.56916 | -0.33035 | 50.9583 | -0.56517 | -0.56992 | -0.74669 | -0.63211
| 51 | -1.9859 | -0.72181 | -0.6416 | -1.1629 | 51 | -0.9289 | 0.85543 | -0.55402 | -0.31804 | 51 | -0.60067 | -0.57492 | -0.70525 | -0.63165
| 51.0417 | -1.9792 | -0.71102 | -0.6229 | -1.1507 | 51.0417 | -0.92336 | 0.8742 | -0.53828 | -0.30529 | 51.0417 | -0.63739 | -0.57406 | -0.65957 | -0.62855
| 51.0833 | -1.9727 | -0.69683 | -0.60385 | -1.1376 | 51.0833 | -0.91798 | 0.89371 | -0.52223 | -0.29228 | 51.0833 | -0.67508 | -0.5679 | -0.61266 | -0.62395
| 51.125 | -1.9664 | -0.68317 | -0.58447 | -1.1246 | 51.125 | -0.9128 | 0.91376 | -0.50588 | -0.2791 | 51.125 | -0.71372 | -0.55643 | -0.56355 | -0.61749
| 51.1667 | -1.9602 | -0.66559 | -0.56484 | -1.1105 | 51.1667 | -0.90774 | 0.93431 | -0.48926 | -0.26573 | 51.1667 | -0.75285 | -0.5404 | -0.51235 | -0.60926
| 51.2083 | -1.9539 | -0.64749 | -0.54519 | -1.0963 | 51.2083 | -0.90265 | 0.95543 | -0.4726 | -0.25219 | 51.2083 | -0.79201 | -0.52169 | -0.46067 | -0.60013
| 51.25 | -1.9472 | -0.63035 | -0.52556 | -1.0821 | 51.25 | -0.89719 | 0.97252 | -0.45594 | -0.23958 | 51.25 | -0.82987 | -0.49923 | -0.41114 | -0.59031
| 51.2917 | -1.9403 | -0.61434 | -0.50569 | -1.0681 | 51.2917 | -0.89146 | 0.98656 | -0.43922 | -0.22766 | 51.2917 | -0.86581 | -0.47254 | -0.36112 | -0.57847
| 51.3333 | -1.9324 | -0.59722 | -0.48516 | -1.0532 | 51.3333 | -0.88504 | 1.0001 | -0.42176 | -0.21534 | 51.3333 | -0.89652 | -0.44231 | -0.30915 | -0.56303
| 51.375 | -1.925 | -0.57922 | -0.46538 | -1.0385 | 51.375 | -0.87906 | 1.0135 | -0.40514 | -0.20355 | 51.375 | -0.92579 | -0.41014 | -0.26121 | -0.54801
| 51.4167 | -1.9181 | -0.56221 | -0.4448 | -1.0239 | 51.4167 | -0.87349 | 1.0258 | -0.38772 | -0.19188 | 51.4167 | -0.95424 | -0.37852 | -0.20684 | -0.53049
| 51.4583 | -1.9113 | -0.55422 | -0.42476 | -1.012 | 51.4583 | -0.86819 | 1.0366 | -0.37086 | -0.18094 | 51.4583 | -0.98186 | -0.34424 | -0.15659 | -0.51345
| 51.5 | -1.904 | -0.55326 | -0.40464 | -1.0018 | 51.5 | -0.86225 | 1.0482 | -0.35395 | -0.16954 | 51.5 | -1.0029 | -0.30905 | -0.10317 | -0.49257
| 51.5417 | -1.8952 | -0.55757 | -0.38412 | -0.99224 | 51.5417 | -0.8549 | 1.0575 | -0.33664 | -0.15806 | 51.5417 | -1.0141 | -0.2723 | -0.042692 | -0.46507
| 51.5833 | -1.8859 | -0.56236 | -0.3627 | -0.9823 | 51.5833 | -0.84699 | 1.0674 | -0.3184 | -0.14588 | 51.5833 | -1.0159 | -0.23232 | 0.020812 | -0.43211
| 51.625 | -1.8755 | -0.58149 | -0.34599 | -0.97746 | 51.625 | -0.83799 | 1.0502 | -0.2999 | -0.14043 | 51.625 | -1.0075 | -0.19043 | 0.087856 | -0.39359
| 51.6667 | -1.8643 | -0.61381 | -0.33 | -0.97615 | 51.6667 | -0.82795 | 1.0033 | -0.28209 | -0.14274 | 51.6667 | -0.98894 | -0.14519 | 0.1499 | -0.35218
| 51.7083 | -1.8529 | -0.6466 | -0.31687 | -0.97588 | 51.7083 | -0.81697 | 0.9555 | -0.26461 | -0.14506 | 51.7083 | -0.9606 | -0.10016 | 0.20086 | -0.31121
| 51.75 | -1.8404 | -0.67884 | -0.30683 | -0.97618 | 51.75 | -0.80468 | 0.9082 | -0.24805 | -0.14709 | 51.75 | -0.92411 | -0.057872 | 0.23197 | -0.27512
| 51.7917 | -1.8295 | -0.71158 | -0.29944 | -0.97817 | 51.7917 | -0.79377 | 0.87388 | -0.23438 | -0.14723 | 51.7917 | -0.88223 | -0.022908 | 0.25018 | -0.24365
| 51.8333 | -1.8171 | -0.74584 | -0.29407 | -0.98074 | 51.8333 | -0.78145 | 0.83974 | -0.22415 | -0.14804 | 51.8333 | -0.83594 | 0.0050419 | 0.25376 | -0.2177
| 51.875 | -1.8046 | -0.78124 | -0.29128 | -0.98451 | 51.875 | -0.76901 | 0.81557 | -0.21675 | -0.14718 | 51.875 | -0.78766 | 0.024881 | 0.24015 | -0.19938
| 51.9167 | -1.792 | -0.81712 | -0.2904 | -0.98905 | 51.9167 | -0.75644 | 0.7912 | -0.21132 | -0.14702 | 51.9167 | -0.73793 | 0.037776 | 0.21419 | -0.18685
| 51.9583 | -1.7793 | -0.85353 | -0.28985 | -0.99383 | 51.9583 | -0.74377 | 0.76601 | -0.20619 | -0.14717 | 51.9583 | -0.68726 | 0.045034 | 0.18152 | -0.17789
| 52 | -1.7664 | -0.89082 | -0.28971 | -0.99894 | 52 | -0.73103 | 0.7404 | -0.20132 | -0.14749 | 52 | -0.63569 | 0.046593 | 0.1437 | -0.17199
| 52.0417 | -1.7536 | -0.92899 | -0.29034 | -1.0045 | 52.0417 | -0.71824 | 0.71448 | -0.1972 | -0.14814 | 52.0417 | -0.5833 | 0.042912 | 0.10138 | -0.1688
| 52.0833 | -1.7407 | -0.96785 | -0.29177 | -1.0106 | 52.0833 | -0.70547 | 0.68645 | -0.19387 | -0.14966 | 52.0833 | -0.53054 | 0.034592 | 0.057453 | -0.16729
| 52.125 | -1.7278 | -1.0076 | -0.2932 | -1.0169 | 52.125 | -0.69264 | 0.65968 | -0.19053 | -0.15081 | 52.125 | -0.47746 | 0.021698 | 0.011586 | -0.16758
| 52.1667 | -1.7148 | -1.0512 | -0.295 | -1.0244 | 52.1667 | -0.6797 | 0.63174 | -0.18756 | -0.15236 | 52.1667 | -0.4245 | 0.0050467 | -0.035744 | -0.16944
| 52.2083 | -1.7016 | -1.0952 | -0.29732 | -1.032 | 52.2083 | -0.66661 | 0.60437 | -0.18514 | -0.15391 | 52.2083 | -0.37176 | -0.013881 | -0.083356 | -0.1721
| 52.25 | -1.6884 | -1.1412 | -0.29946 | -1.0401 | 52.25 | -0.65354 | 0.57987 | -0.18255 | -0.15464 | 52.25 | -0.32022 | -0.035761 | -0.12942 | -0.17542
| 52.2917 | -1.6754 | -1.1863 | -0.30155 | -1.048 | 52.2917 | -0.64063 | 0.55991 | -0.17972 | -0.15413 | 52.2917 | -0.27054 | -0.060428 | -0.17571 | -0.18027
| 52.3333 | -1.6629 | -1.232 | -0.3038 | -1.0564 | 52.3333 | -0.62789 | 0.53045 | -0.17714 | -0.1563 | 52.3333 | -0.22583 | -0.086286 | -0.22506 | -0.18839
| 52.375 | -1.6503 | -1.2792 | -0.30528 | -1.0648 | 52.375 | -0.61521 | 0.49603 | -0.17371 | -0.15951 | 52.375 | -0.18333 | -0.11226 | -0.27147 | -0.19629
| 52.4167 | -1.6381 | -1.3254 | -0.30605 | -1.0729 | 52.4167 | -0.60268 | 0.45971 | -0.16958 | -0.16303 | 52.4167 | -0.14378 | -0.13936 | -0.3197 | -0.20625
| 52.4583 | -1.6259 | -1.3624 | -0.30741 | -1.0787 | 52.4583 | -0.59032 | 0.42268 | -0.16601 | -0.16701 | 52.4583 | -0.10649 | -0.1691 | -0.36859 | -0.218
| 52.5 | -1.615 | -1.3927 | -0.309 | -1.0833 | 52.5 | -0.57916 | 0.38634 | -0.16262 | -0.17131 | 52.5 | -0.07776 | -0.19985 | -0.41945 | -0.2339
| 52.5417 | -1.6057 | -1.4175 | -0.31157 | -1.0874 | 52.5417 | -0.56966 | 0.34949 | -0.16022 | -0.17672 | 52.5417 | -0.059778 | -0.23175 | -0.47678 | -0.25646
| 52.5833 | -1.5975 | -1.4417 | -0.31454 | -1.0918 | 52.5833 | -0.56122 | 0.31123 | -0.15824 | -0.18306 | 52.5833 | -0.05159 | -0.26663 | -0.53738 | -0.28462
| 52.625 | -1.5898 | -1.4515 | -0.31745 | -1.0926 | 52.625 | -0.55397 | 0.30397 | -0.1562 | -0.18156 | 52.625 | -0.054364 | -0.30317 | -0.60077 | -0.31833
| 52.6667 | -1.583 | -1.4482 | -0.32048 | -1.0903 | 52.6667 | -0.54793 | 0.31747 | -0.15432 | -0.17504 | 52.6667 | -0.067372 | -0.34183 | -0.65935 | -0.35465
| 52.7083 | -1.5773 | -1.4464 | -0.32521 | -1.0894 | 52.7083 | -0.54322 | 0.33223 | -0.1566 | -0.17017 | 52.7083 | -0.09012 | -0.38279 | -0.70741 | -0.39141
| 52.75 | -1.5717 | -1.4464 | -0.33057 | -1.0893 | 52.75 | -0.53859 | 0.34402 | -0.16067 | -0.16679 | 52.75 | -0.11891 | -0.42029 | -0.73334 | -0.42148
| 52.7917 | -1.5672 | -1.4476 | -0.33871 | -1.0909 | 52.7917 | -0.53513 | 0.35577 | -0.16629 | -0.16441 | 52.7917 | -0.1553 | -0.4495 | -0.73875 | -0.44476
| 52.8333 | -1.563 | -1.4551 | -0.34339 | -1.093 | 52.8333 | -0.53203 | 0.34063 | -0.16833 | -0.16802 | 52.8333 | -0.19476 | -0.47111 | -0.72425 | -0.45994
| 52.875 | -1.559 | -1.463 | -0.34354 | -1.0937 | 52.875 | -0.52913 | 0.31185 | -0.16601 | -0.17377 | 52.875 | -0.2362 | -0.48526 | -0.6948 | -0.46846
| 52.9167 | -1.555 | -1.4715 | -0.34249 | -1.0941 | 52.9167 | -0.52632 | 0.28154 | -0.17205 | -0.18298 | 52.9167 | -0.27892 | -0.49215 | -0.65626 | -0.47224
| 52.9583 | -1.5511 | -1.48 | -0.34036 | -1.0941 | 52.9583 | -0.52358 | 0.25096 | -0.17728 | -0.192 | 52.9583 | -0.32252 | -0.49237 | -0.61255 | -0.47269
| 53 | -1.5473 | -1.4885 | -0.33759 | -1.0939 | 53 | -0.52094 | 0.22117 | -0.18166 | -0.20054 | 53 | -0.36705 | -0.48625 | -0.56395 | -0.47004
| 53.0417 | -1.5435 | -1.4965 | -0.33375 | -1.0933 | 53.0417 | -0.51846 | 0.19087 | -0.18568 | -0.20914 | 53.0417 | -0.41244 | -0.47431 | -0.51131 | -0.46469
| 53.0833 | -1.5399 | -1.5033 | -0.3284 | -1.0918 | 53.0833 | -0.51617 | 0.16331 | -0.18774 | -0.21637 | 53.0833 | -0.45827 | -0.45746 | -0.4564 | -0.45738
| 53.125 | -1.5365 | -1.5088 | -0.3229 | -1.09 | 53.125 | -0.51416 | 0.13529 | -0.19025 | -0.224 | 53.125 | -0.50435 | -0.4372 | -0.40285 | -0.44974
| 53.1667 | -1.5335 | -1.5134 | -0.31726 | -1.0881 | 53.1667 | -0.51264 | 0.10899 | -0.19283 | -0.23137 | 53.1667 | -0.55016 | -0.41491 | -0.34748 | -0.44081
| 53.2083 | -1.5308 | -1.5177 | -0.31145 | -1.0861 | 53.2083 | -0.5115 | 0.082003 | -0.19547 | -0.23909 | 53.2083 | -0.5953 | -0.39134 | -0.29031 | -0.43063
| 53.25 | -1.5283 | -1.5218 | -0.30594 | -1.0843 | 53.25 | -0.51048 | 0.056233 | -0.19857 | -0.24669 | 53.25 | -0.63811 | -0.36624 | -0.23465 | -0.41973
| 53.2917 | -1.5255 | -1.5259 | -0.29864 | -1.0817 | 53.2917 | -0.50929 | 0.028867 | -0.20023 | -0.25414 | 53.2917 | -0.6781 | -0.33885 | -0.18019 | -0.4076
| 53.3333 | -1.5224 | -1.5301 | -0.29082 | -1.0788 | 53.3333 | -0.50775 | 0.011415 | -0.19934 | -0.25789 | 53.3333 | -0.71311 | -0.30963 | -0.11823 | -0.39042
| 53.375 | -1.5197 | -1.5329 | -0.30042 | -1.0821 | 53.375 | -0.50669 | 0.0004077 | -0.21587 | -0.26641 | 53.375 | -0.74672 | -0.27974 | -0.060297 | -0.37399
| 53.4167 | -1.5183 | -1.5358 | -0.31114 | -1.0862 | 53.4167 | -0.50701 | -0.0089062 | -0.23352 | -0.2754 | 53.4167 | -0.77676 | -0.24801 | -0.0063354 | -0.35719
| 53.4583 | -1.5179 | -1.5387 | -0.32094 | -1.0904 | 53.4583 | -0.50848 | -0.017917 | -0.25028 | -0.28441 | 53.4583 | -0.80376 | -0.21239 | 0.046592 | -0.33859
| 53.5 | -1.518 | -1.5405 | -0.33041 | -1.0943 | 53.5 | -0.51022 | -0.025739 | -0.2667 | -0.29308 | 53.5 | -0.8203 | -0.17598 | 0.10161 | -0.31514
| 53.5417 | -1.5184 | -1.5415 | -0.34012 | -1.0982 | 53.5417 | -0.51196 | -0.032697 | -0.28336 | -0.30161 | 53.5417 | -0.82602 | -0.13723 | 0.16356 | -0.28453
| 53.5833 | -1.5187 | -1.5422 | -0.34982 | -1.1021 | 53.5833 | -0.5134 | -0.039445 | -0.30001 | -0.30996 | 53.5833 | -0.82117 | -0.096574 | 0.22952 | -0.24804
| 53.625 | -1.5192 | -1.5429 | -0.36007 | -1.1061 | 53.625 | -0.51443 | -0.046035 | -0.31721 | -0.31833 | 53.625 | -0.80462 | -0.055517 | 0.29347 | -0.20781
| 53.6667 | -1.5194 | -1.5432 | -0.36996 | -1.1098 | 53.6667 | -0.51475 | -0.060401 | -0.33405 | -0.32836 | 53.6667 | -0.77764 | -0.013534 | 0.34705 | -0.16721
| 53.7083 | -1.5183 | -1.5411 | -0.37436 | -1.1105 | 53.7083 | -0.51378 | -0.074951 | -0.34549 | -0.33602 | 53.7083 | -0.74075 | 0.030414 | 0.38528 | -0.12796
| 53.75 | -1.5148 | -1.5378 | -0.37572 | -1.1088 | 53.75 | -0.51041 | -0.087208 | -0.35509 | -0.3415 | 53.75 | -0.69721 | 0.067199 | 0.40389 | -0.095235
| 53.7917 | -1.5107 | -1.5334 | -0.37481 | -1.1058 | 53.7917 | -0.50631 | -0.099433 | -0.36366 | -0.34634 | 53.7917 | -0.64843 | 0.094663 | 0.40614 | -0.068967
| 53.8333 | -1.5061 | -1.523 | -0.37817 | -1.1025 | 53.8333 | -0.5018 | -0.088375 | -0.37663 | -0.3464 | 53.8333 | -0.59743 | 0.11321 | 0.39047 | -0.050734
| 53.875 | -1.5012 | -1.5124 | -0.3856 | -1.1005 | 53.875 | -0.49698 | -0.077266 | -0.3935 | -0.34775 | 53.875 | -0.54516 | 0.12258 | 0.36126 | -0.039369
| 53.9167 | -1.4959 | -1.5013 | -0.39447 | -1.0988 | 53.9167 | -0.49183 | -0.065578 | -0.40227 | -0.3459 | 53.9167 | -0.49205 | 0.12464 | 0.32461 | -0.03233
| 53.9583 | -1.4905 | -1.4898 | -0.40453 | -1.0974 | 53.9583 | -0.48646 | -0.053223 | -0.41194 | -0.34411 | 53.9583 | -0.43834 | 0.12076 | 0.28345 | -0.028286
| 54 | -1.4848 | -1.4786 | -0.41534 | -1.0962 | 54 | -0.4809 | -0.040782 | -0.42256 | -0.34258 | 54 | -0.38412 | 0.11149 | 0.23759 | -0.027183
| 54.0417 | -1.479 | -1.468 | -0.42729 | -1.0955 | 54.0417 | -0.47517 | -0.028817 | -0.43362 | -0.34126 | 54.0417 | -0.3296 | 0.097294 | 0.18805 | -0.028615
| 54.0833 | -1.473 | -1.4588 | -0.44055 | -1.0957 | 54.0833 | -0.46922 | -0.018395 | -0.44638 | -0.34089 | 54.0833 | -0.27525 | 0.079299 | 0.13602 | -0.03202
| 54.125 | -1.4667 | -1.4514 | -0.45366 | -1.0961 | 54.125 | -0.46295 | -0.0098795 | -0.45844 | -0.34065 | 54.125 | -0.22116 | 0.058512 | 0.085877 | -0.035587
| 54.1667 | -1.46 | -1.4457 | -0.46725 | -1.097 | 54.1667 | -0.45614 | -0.0030292 | -0.47077 | -0.34076 | 54.1667 | -0.16777 | 0.035969 | 0.034367 | -0.040374
| 54.2083 | -1.4529 | -1.4408 | -0.48131 | -1.0981 | 54.2083 | -0.44877 | 0.0032086 | -0.48334 | -0.3409 | 54.2083 | -0.1152 | 0.012794 | -0.019192 | -0.046376
| 54.25 | -1.4451 | -1.4367 | -0.4952 | -1.0992 | 54.25 | -0.44088 | 0.0089898 | -0.49556 | -0.34085 | 54.25 | -0.064786 | -0.012664 | -0.071917 | -0.053484
| 54.2917 | -1.4373 | -1.4327 | -0.50979 | -1.1005 | 54.2917 | -0.43286 | 0.01454 | -0.50815 | -0.34094 | 54.2917 | -0.016929 | -0.040042 | -0.12355 | -0.061663
| 54.3333 | -1.4295 | -1.4281 | -0.52426 | -1.1016 | 54.3333 | -0.42476 | 0.02095 | -0.52265 | -0.34147 | 54.3333 | 0.026142 | -0.065456 | -0.18268 | -0.073806
| 54.375 | -1.4217 | -1.4237 | -0.52031 | -1.0961 | 54.375 | -0.41661 | 0.027187 | -0.51873 | -0.33536 | 54.375 | 0.065821 | -0.092863 | -0.23696 | -0.08599
| 54.4167 | -1.4131 | -1.4186 | -0.5161 | -1.09 | 54.4167 | -0.40754 | 0.034356 | -0.51454 | -0.32856 | 54.4167 | 0.10006 | -0.1222 | -0.28805 | -0.099555
| 54.4583 | -1.4037 | -1.4132 | -0.51292 | -1.0839 | 54.4583 | -0.39759 | 0.041759 | -0.51137 | -0.32174 | 54.4583 | 0.12888 | -0.15553 | -0.33857 | -0.11599
| 54.5 | -1.3937 | -1.4091 | -0.51023 | -1.0781 | 54.5 | -0.38722 | 0.047834 | -0.5087 | -0.31531 | 54.5 | 0.14638 | -0.19006 | -0.39143 | -0.13781
| 54.5417 | -1.3836 | -1.4059 | -0.50809 | -1.0728 | 54.5417 | -0.37707 | 0.052892 | -0.50659 | -0.30942 | 54.5417 | 0.15355 | -0.22647 | -0.45048 | -0.1662
| 54.5833 | -1.3736 | -1.403 | -0.50642 | -1.0677 | 54.5833 | -0.36725 | 0.057604 | -0.50493 | -0.30391 | 54.5833 | 0.15012 | -0.26492 | -0.51163 | -0.19984
| 54.625 | -1.3629 | -1.4008 | -0.5054 | -1.0627 | 54.625 | -0.35775 | 0.06153 | -0.50392 | -0.29897 | 54.625 | 0.13569 | -0.30408 | -0.57106 | -0.23714
| 54.6667 | -1.3528 | -1.3997 | -0.50793 | -1.0596 | 54.6667 | -0.34898 | 0.064082 | -0.50645 | -0.29594 | 54.6667 | 0.11182 | -0.34392 | -0.62046 | -0.2745
| 54.7083 | -1.344 | -1.4007 | -0.51456 | -1.059 | 54.7083 | -0.34151 | 0.064308 | -0.51277 | -0.29539 | 54.7083 | 0.079013 | -0.38193 | -0.6505 | -0.3077
| 54.75 | -1.336 | -1.4043 | -0.52337 | -1.0602 | 54.75 | -0.33488 | 0.061421 | -0.52121 | -0.29675 | 54.75 | 0.041652 | -0.41148 | -0.65514 | -0.33114
| 54.7917 | -1.3298 | -1.4089 | -0.52977 | -1.0614 | 54.7917 | -0.33008 | 0.057581 | -0.52731 | -0.29819 | 54.7917 | -0.0017388 | -0.43059 | -0.6406 | -0.3471
| 54.8333 | -1.3242 | -1.4127 | -0.53203 | -1.0612 | 54.8333 | -0.32592 | 0.054469 | -0.52942 | -0.29824 | 54.8333 | -0.047465 | -0.44227 | -0.60974 | -0.35605
| 54.875 | -1.3192 | -1.4174 | -0.53317 | -1.0609 | 54.875 | -0.32226 | 0.050504 | -0.53047 | -0.29831 | 54.875 | -0.094606 | -0.44507 | -0.56918 | -0.35965
| 54.9167 | -1.3144 | -1.4224 | -0.53304 | -1.0605 | 54.9167 | -0.31901 | 0.046217 | -0.53021 | -0.29815 | 54.9167 | -0.14248 | -0.43974 | -0.52187 | -0.35892
| 54.9583 | -1.31 | -1.4272 | -0.5315 | -1.0595 | 54.9583 | -0.31605 | 0.042096 | -0.52859 | -0.29756 | 54.9583 | -0.19088 | -0.42839 | -0.47049 | -0.3553
| 55 | -1.3058 | -1.431 | -0.5293 | -1.0582 | 55 | -0.3134 | 0.038962 | -0.52632 | -0.29659 | 55 | -0.2397 | -0.41113 | -0.41466 | -0.34866
| 55.0417 | -1.302 | -1.4336 | -0.52639 | -1.0564 | 55.0417 | -0.31123 | 0.036843 | -0.52334 | -0.29527 | 55.0417 | -0.28874 | -0.38866 | -0.35612 | -0.33973
| 55.0833 | -1.2987 | -1.4351 | -0.5226 | -1.0542 | 55.0833 | -0.30956 | 0.035734 | -0.51953 | -0.29357 | 55.0833 | -0.33747 | -0.36358 | -0.29723 | -0.32987
| 55.125 | -1.2959 | -1.4354 | -0.51841 | -1.0518 | 55.125 | -0.30849 | 0.035996 | -0.5153 | -0.29157 | 55.125 | -0.38563 | -0.33711 | -0.23923 | -0.31974
| 55.1667 | -1.2935 | -1.4343 | -0.5142 | -1.049 | 55.1667 | -0.30788 | 0.037588 | -0.51102 | -0.28937 | 55.1667 | -0.43246 | -0.31024 | -0.17972 | -0.30847
| 55.2083 | -1.2913 | -1.4325 | -0.50993 | -1.0462 | 55.2083 | -0.30756 | 0.039794 | -0.50673 | -0.28711 | 55.2083 | -0.4778 | -0.28348 | -0.11865 | -0.2961
| 55.25 | -1.2892 | -1.4302 | -0.5058 | -1.0433 | 55.25 | -0.30737 | 0.042153 | -0.50256 | -0.2849 | 55.25 | -0.52026 | -0.25437 | -0.057999 | -0.2822
| 55.2917 | -1.2869 | -1.4281 | -0.50122 | -1.0402 | 55.2917 | -0.30698 | 0.044043 | -0.4979 | -0.28257 | 55.2917 | -0.55988 | -0.22262 | -0.0010229 | -0.26786
| 55.3333 | -1.2843 | -1.4256 | -0.49606 | -1.0367 | 55.3333 | -0.3063 | 0.04649 | -0.4927 | -0.27978 | 55.3333 | -0.59442 | -0.19133 | 0.056231 | -0.25165
| 55.375 | -1.2828 | -1.4236 | -0.49078 | -1.0338 | 55.375 | -0.30675 | 0.047924 | -0.48744 | -0.27766 | 55.375 | -0.62584 | -0.15892 | 0.10825 | -0.23588
| 55.4167 | -1.2826 | -1.4219 | -0.48548 | -1.0313 | 55.4167 | -0.30837 | 0.04922 | -0.48217 | -0.27601 | 55.4167 | -0.65087 | -0.1237 | 0.16228 | -0.21626
| 55.4583 | -1.2838 | -1.4196 | -0.47989 | -1.0291 | 55.4583 | -0.31186 | 0.051218 | -0.47659 | -0.27476 | 55.4583 | -0.66889 | -0.083951 | 0.21591 | -0.19297
| 55.5 | -1.2857 | -1.4167 | -0.47414 | -1.027 | 55.5 | -0.31551 | 0.05386 | -0.47085 | -0.27334 | 55.5 | -0.67466 | -0.044417 | 0.27072 | -0.16476
| 55.5417 | -1.287 | -1.4134 | -0.46876 | -1.0246 | 55.5417 | -0.31821 | 0.057015 | -0.46546 | -0.27155 | 55.5417 | -0.6692 | -0.0049713 | 0.32712 | -0.13182
| 55.5833 | -1.288 | -1.4095 | -0.46314 | -1.0219 | 55.5833 | -0.32036 | 0.060799 | -0.45985 | -0.26932 | 55.5833 | -0.65292 | 0.03509 | 0.37374 | -0.098226
| 55.625 | -1.2894 | -1.4051 | -0.4577 | -1.0193 | 55.625 | -0.32195 | 0.065288 | -0.45445 | -0.26676 | 55.625 | -0.62544 | 0.073183 | 0.41104 | -0.064367
| 55.6667 | -1.29 | -1.3992 | -0.44798 | -1.0144 | 55.6667 | -0.32249 | 0.071388 | -0.44474 | -0.26182 | 55.6667 | -0.58879 | 0.10813 | 0.4367 | -0.032149
| 55.7083 | -1.2893 | -1.3918 | -0.43401 | -1.0071 | 55.7083 | -0.32166 | 0.079286 | -0.43111 | -0.25448 | 55.7083 | -0.544 | 0.13748 | 0.44834 | -0.0034623
| 55.75 | -1.2867 | -1.3823 | -0.41723 | -0.99759 | 55.75 | -0.319 | 0.089636 | -0.41473 | -0.2448 | 55.75 | -0.49474 | 0.15656 | 0.44299 | 0.018001
| 55.7917 | -1.2841 | -1.3728 | -0.40363 | -0.98917 | 55.7917 | -0.31639 | 0.099706 | -0.40147 | -0.23635 | 55.7917 | -0.44276 | 0.16436 | 0.42148 | 0.031624
| 55.8333 | -1.2814 | -1.3653 | -0.39435 | -0.98282 | 55.8333 | -0.3137 | 0.10739 | -0.39238 | -0.23002 | 55.8333 | -0.39049 | 0.16609 | 0.3879 | 0.039373
| 55.875 | -1.2785 | -1.3578 | -0.38684 | -0.97698 | 55.875 | -0.31079 | 0.11584 | -0.38497 | -0.22401 | 55.875 | -0.33845 | 0.16165 | 0.34666 | 0.042618
| 55.9167 | -1.2752 | -1.3501 | -0.38067 | -0.97151 | 55.9167 | -0.30754 | 0.12495 | -0.37896 | -0.2182 | 55.9167 | -0.28706 | 0.15116 | 0.30019 | 0.042122
| 55.9583 | -1.2717 | -1.3429 | -0.37582 | -0.96654 | 55.9583 | -0.30404 | 0.13375 | -0.37421 | -0.21283 | 55.9583 | -0.23598 | 0.13586 | 0.24973 | 0.038787
| 56 | -1.268 | -1.3364 | -0.37155 | -0.96187 | 56 | -0.30022 | 0.14199 | -0.37005 | -0.20771 | 56 | -0.18527 | 0.1158 | 0.19501 | 0.0325
| 56.0417 | -1.2639 | -1.3306 | -0.36802 | -0.95753 | 56.0417 | -0.29598 | 0.14963 | -0.36662 | -0.20286 | 56.0417 | -0.13501 | 0.091341 | 0.13801 | 0.024055
| 56.0833 | -1.2594 | -1.3254 | -0.36527 | -0.95349 | 56.0833 | -0.29134 | 0.15669 | -0.36393 | -0.19828 | 56.0833 | -0.085382 | 0.06447 | 0.079971 | 0.014355
| 56.125 | -1.2545 | -1.321 | -0.3629 | -0.94963 | 56.125 | -0.28619 | 0.16295 | -0.36162 | -0.19387 | 56.125 | -0.036538 | 0.036409 | 0.022175 | 0.0041327
| 56.1667 | -1.2493 | -1.3175 | -0.36083 | -0.94601 | 56.1667 | -0.28065 | 0.16816 | -0.35963 | -0.18969 | 56.1667 | 0.011058 | 0.0082019 | -0.036689 | -0.0069778
| 56.2083 | -1.2439 | -1.3143 | -0.35885 | -0.94243 | 56.2083 | -0.27476 | 0.17281 | -0.35769 | -0.18556 | 56.2083 | 0.057197 | -0.019778 | -0.096688 | -0.018981
| 56.25 | -1.2381 | -1.3108 | -0.35654 | -0.93851 | 56.25 | -0.26864 | 0.178 | -0.35544 | -0.18109 | 56.25 | 0.10032 | -0.048166 | -0.15631 | -0.032077
| 56.2917 | -1.2324 | -1.3067 | -0.35425 | -0.93448 | 56.2917 | -0.26262 | 0.18411 | -0.35326 | -0.17644 | 56.2917 | 0.13985 | -0.077191 | -0.21315 | -0.045673
| 56.3333 | -1.2267 | -1.303 | -0.35186 | -0.9305 | 56.3333 | -0.25653 | 0.18982 | -0.3509 | -0.1718 | 56.3333 | 0.17317 | -0.10695 | -0.26839 | -0.061194
| 56.375 | -1.2206 | -1.2992 | -0.34924 | -0.92626 | 56.375 | -0.24988 | 0.19574 | -0.34831 | -0.16681 | 56.375 | 0.19979 | -0.13878 | -0.31951 | -0.078268
| 56.4167 | -1.2136 | -1.2956 | -0.34693 | -0.92188 | 56.4167 | -0.24252 | 0.20133 | -0.34601 | -0.16175 | 56.4167 | 0.21713 | -0.17312 | -0.37135 | -0.099723
| 56.4583 | -1.2054 | -1.293 | -0.34473 | -0.91733 | 56.4583 | -0.23356 | 0.20582 | -0.34382 | -0.15643 | 56.4583 | 0.2259 | -0.21104 | -0.42325 | -0.12534
| 56.5 | -1.1969 | -1.2912 | -0.34295 | -0.91304 | 56.5 | -0.22481 | 0.20942 | -0.34206 | -0.15159 | 56.5 | 0.22378 | -0.24936 | -0.47667 | -0.15566
| 56.5417 | -1.1889 | -1.29 | -0.34164 | -0.90929 | 56.5417 | -0.21685 | 0.21215 | -0.34078 | -0.14743 | 56.5417 | 0.21239 | -0.28776 | -0.53055 | -0.18962
| 56.5833 | -1.1813 | -1.2897 | -0.3409 | -0.9061 | 56.5833 | -0.20981 | 0.21395 | -0.34005 | -0.14407 | 56.5833 | 0.19197 | -0.32609 | -0.57424 | -0.22323
| 56.625 | -1.173 | -1.2812 | -0.34422 | -0.90198 | 56.625 | -0.20328 | 0.21454 | -0.34336 | -0.14269 | 56.625 | 0.16294 | -0.36164 | -0.60819 | -0.25577
| 56.6667 | -1.166 | -1.2677 | -0.35284 | -0.89885 | 56.6667 | -0.19791 | 0.21374 | -0.35169 | -0.14391 | 56.6667 | 0.12626 | -0.39333 | -0.62713 | -0.28471
| 56.7083 | -1.16 | -1.2565 | -0.36407 | -0.89773 | 56.7083 | -0.19389 | 0.21031 | -0.3625 | -0.14724 | 56.7083 | 0.083448 | -0.4202 | -0.62737 | -0.30787
| 56.75 | -1.1543 | -1.2472 | -0.36985 | -0.89525 | 56.75 | -0.19002 | 0.20469 | -0.36801 | -0.14929 | 56.75 | 0.038346 | -0.43846 | -0.60596 | -0.32176
| 56.7917 | -1.15 | -1.2388 | -0.37273 | -0.89245 | 56.7917 | -0.18749 | 0.20118 | -0.37076 | -0.15029 | 56.7917 | -0.010367 | -0.44488 | -0.5704 | -0.32872
| 56.8333 | -1.1462 | -1.2313 | -0.37419 | -0.88956 | 56.8333 | -0.18552 | 0.19889 | -0.37218 | -0.15068 | 56.8333 | -0.059585 | -0.44348 | -0.52605 | -0.3306
| 56.875 | -1.1429 | -1.2245 | -0.37366 | -0.88631 | 56.875 | -0.18399 | 0.19745 | -0.37166 | -0.1503 | 56.875 | -0.10856 | -0.43303 | -0.4752 | -0.32763
| 56.9167 | -1.1399 | -1.2178 | -0.3715 | -0.88262 | 56.9167 | -0.18288 | 0.19708 | -0.36939 | -0.14917 | 56.9167 | -0.15675 | -0.41551 | -0.42006 | -0.32093
| 56.9583 | -1.1371 | -1.2108 | -0.36847 | -0.87864 | 56.9583 | -0.18208 | 0.19809 | -0.3663 | -0.14748 | 56.9583 | -0.20413 | -0.39304 | -0.36239 | -0.3117
| 57 | -1.1347 | -1.2045 | -0.36503 | -0.87481 | 57 | -0.18161 | 0.20594 | -0.36279 | -0.14395 | 57 | -0.25056 | -0.36697 | -0.30115 | -0.29987
| 57.0417 | -1.1326 | -1.1981 | -0.36071 | -0.87078 | 57.0417 | -0.18166 | 0.21921 | -0.35844 | -0.13886 | 57.0417 | -0.29599 | -0.33767 | -0.23794 | -0.28609
| 57.0833 | -1.131 | -1.1918 | -0.35647 | -0.86698 | 57.0833 | -0.18219 | 0.23372 | -0.3542 | -0.13365 | 57.0833 | -0.34024 | -0.30618 | -0.17507 | -0.27141
| 57.125 | -1.1299 | -1.186 | -0.35189 | -0.86335 | 57.125 | -0.18328 | 0.24994 | -0.34957 | -0.12807 | 57.125 | -0.3832 | -0.27351 | -0.11279 | -0.25615
| 57.1667 | -1.1291 | -1.1807 | -0.34705 | -0.85992 | 57.1667 | -0.18483 | 0.26702 | -0.3447 | -0.12233 | 57.1667 | -0.42458 | -0.24026 | -0.049152 | -0.23966
| 57.2083 | -1.1285 | -1.1758 | -0.34248 | -0.85672 | 57.2083 | -0.18659 | 0.28395 | -0.34014 | -0.11682 | 57.2083 | -0.46424 | -0.20638 | 0.015702 | -0.22192
| 57.25 | -1.1275 | -1.1698 | -0.33789 | -0.85308 | 57.25 | -0.18776 | 0.30059 | -0.33556 | -0.11117 | 57.25 | -0.50049 | -0.17115 | 0.08064 | -0.20252
| 57.2917 | -1.126 | -1.1576 | -0.33411 | -0.8479 | 57.2917 | -0.1885 | 0.31709 | -0.33174 | -0.10567 | 57.2917 | -0.53318 | -0.13312 | 0.14183 | -0.18241
| 57.3333 | -1.1244 | -1.1431 | -0.32978 | -0.84188 | 57.3333 | -0.18917 | 0.3294 | -0.32743 | -0.10109 | 57.3333 | -0.55954 | -0.094754 | 0.20126 | -0.16049
| 57.375 | -1.1242 | -1.1272 | -0.32447 | -0.83563 | 57.375 | -0.19112 | 0.3387 | -0.32214 | -0.097418 | 57.375 | -0.57887 | -0.055835 | 0.2562 | -0.13743
| 57.4167 | -1.125 | -1.1092 | -0.31889 | -0.82912 | 57.4167 | -0.19397 | 0.34731 | -0.31658 | -0.094171 | 57.4167 | -0.58722 | -0.016076 | 0.30845 | -0.11105
| 57.4583 | -1.1275 | -1.0904 | -0.31322 | -0.823 | 57.4583 | -0.19874 | 0.35563 | -0.31092 | -0.091682 | 57.4583 | -0.58571 | 0.024301 | 0.35331 | -0.0835
| 57.5 | -1.1292 | -1.0714 | -0.30797 | -0.8167 | 57.5 | -0.20229 | 0.36309 | -0.30568 | -0.089119 | 57.5 | -0.57246 | 0.062054 | 0.38764 | -0.056098
| 57.5417 | -1.1304 | -1.0512 | -0.30263 | -0.80979 | 57.5417 | -0.20514 | 0.37121 | -0.30034 | -0.086084 | 57.5417 | -0.54959 | 0.096551 | 0.41745 | -0.027618
| 57.5833 | -1.1309 | -1.0297 | -0.29727 | -0.80231 | 57.5833 | -0.20684 | 0.37964 | -0.29498 | -0.082532 | 57.5833 | -0.51816 | 0.12706 | 0.43875 | -9.8308e-05
| 57.625 | -1.1313 | -1.0162 | -0.2878 | -0.79548 | 57.625 | -0.20722 | 0.38893 | -0.28554 | -0.076781 | 57.625 | -0.47852 | 0.15217 | 0.45344 | 0.026643
| 57.6667 | -1.1307 | -1.0059 | -0.27298 | -0.78713 | 57.6667 | -0.20653 | 0.39918 | -0.27102 | -0.068544 | 57.6667 | -0.43252 | 0.17068 | 0.45853 | 0.050518
| 57.7083 | -1.1288 | -0.99289 | -0.25489 | -0.77642 | 57.7083 | -0.20444 | 0.41267 | -0.25339 | -0.057794 | 57.7083 | -0.38254 | 0.18178 | 0.45315 | 0.07012
| 57.75 | -1.1259 | -0.97844 | -0.24208 | -0.76687 | 57.75 | -0.2015 | 0.42915 | -0.24088 | -0.047787 | 57.75 | -0.33236 | 0.1859 | 0.4309 | 0.081824
| 57.7917 | -1.123 | -0.96433 | -0.23285 | -0.75868 | 57.7917 | -0.19861 | 0.44382 | -0.2318 | -0.039518 | 57.7917 | -0.28346 | 0.18203 | 0.3951 | 0.086025
| 57.8333 | -1.1198 | -0.94812 | -0.22541 | -0.75046 | 57.8333 | -0.19533 | 0.45937 | -0.22444 | -0.031495 | 57.8333 | -0.23576 | 0.17379 | 0.35126 | 0.085706
| 57.875 | -1.1163 | -0.9304 | -0.21958 | -0.74235 | 57.875 | -0.1918 | 0.47464 | -0.21863 | -0.024011 | 57.875 | -0.18901 | 0.15905 | 0.30116 | 0.081035
| 57.9167 | -1.1126 | -0.9118 | -0.21596 | -0.7347 | 57.9167 | -0.18796 | 0.48919 | -0.21513 | -0.017443 | 57.9167 | -0.14343 | 0.13876 | 0.24654 | 0.072821
| 57.9583 | -1.1085 | -0.89356 | -0.2133 | -0.72735 | 57.9583 | -0.18367 | 0.50222 | -0.21255 | -0.011444 | 57.9583 | -0.098645 | 0.1141 | 0.18933 | 0.06221
| 58 | -1.104 | -0.87501 | -0.21101 | -0.71994 | 58 | -0.17902 | 0.50762 | -0.21034 | -0.0074773 | 58 | -0.054775 | 0.085889 | 0.12931 | 0.049291
| 58.0417 | -1.0992 | -0.85634 | -0.20949 | -0.71262 | 58.0417 | -0.17388 | 0.50768 | -0.20888 | -0.0050218 | 58.0417 | -0.012046 | 0.054633 | 0.067871 | 0.034628
| 58.0833 | -1.094 | -0.83738 | -0.20808 | -0.7051 | 58.0833 | -0.16822 | 0.5067 | -0.20751 | -0.0026842 | 58.0833 | 0.029233 | 0.021425 | 0.0066591 | 0.018986
| 58.125 | -1.0882 | -0.81781 | -0.20667 | -0.69725 | 58.125 | -0.162 | 0.50468 | -0.20616 | -0.00041999 | 58.125 | 0.068667 | -0.012282 | -0.053867 | 0.002774
| 58.1667 | -1.0821 | -0.79697 | -0.20576 | -0.68911 | 58.1667 | -0.15536 | 0.50316 | -0.2053 | 0.0019562 | 58.1667 | 0.10573 | -0.045514 | -0.11532 | -0.014528
| 58.2083 | -1.0759 | -0.77549 | -0.20493 | -0.68076 | 58.2083 | -0.14852 | 0.50242 | -0.20449 | 0.0045927 | 58.2083 | 0.14043 | -0.078545 | -0.17792 | -0.03307
| 58.25 | -1.0699 | -0.75491 | -0.20413 | -0.67278 | 58.25 | -0.14216 | 0.50213 | -0.2037 | 0.00717 | 58.25 | 0.17124 | -0.11226 | -0.24046 | -0.053225
| 58.2917 | -1.0642 | -0.73958 | -0.20215 | -0.66585 | 58.2917 | -0.13606 | 0.50312 | -0.20177 | 0.010398 | 58.2917 | 0.19791 | -0.14772 | -0.29904 | -0.073945
| 58.3333 | -1.0583 | -0.72649 | -0.20014 | -0.65945 | 58.3333 | -0.12969 | 0.50813 | -0.19977 | 0.014828 | 58.3333 | 0.21713 | -0.1833 | -0.35567 | -0.09676
| 58.375 | -1.0516 | -0.71574 | -0.19821 | -0.65338 | 58.375 | -0.12258 | 0.51517 | -0.19784 | 0.020044 | 58.375 | 0.22744 | -0.21936 | -0.40796 | -0.12145
| 58.4167 | -1.0439 | -0.70754 | -0.19649 | -0.6477 | 58.4167 | -0.11455 | 0.52226 | -0.19613 | 0.025539 | 58.4167 | 0.22807 | -0.25605 | -0.45889 | -0.14941
| 58.4583 | -1.0348 | -0.70049 | -0.19479 | -0.64184 | 58.4583 | -0.10503 | 0.52915 | -0.19446 | 0.031516 | 58.4583 | 0.22063 | -0.29281 | -0.50234 | -0.17769
| 58.5 | -1.0265 | -0.69399 | -0.19454 | -0.63694 | 58.5 | -0.096824 | 0.53657 | -0.19421 | 0.036633 | 58.5 | 0.20384 | -0.32644 | -0.53511 | -0.20475
| 58.5417 | -1.0186 | -0.6895 | -0.20125 | -0.63524 | 58.5417 | -0.08902 | 0.54075 | -0.2009 | 0.038228 | 58.5417 | 0.17953 | -0.35684 | -0.56289 | -0.23194
| 58.5833 | -1.0109 | -0.68752 | -0.22008 | -0.63867 | 58.5833 | -0.082534 | 0.54454 | -0.21931 | 0.034987 | 58.5833 | 0.1477 | -0.38395 | -0.582 | -0.25791
| 58.625 | -1.0035 | -0.6884 | -0.24719 | -0.64593 | 58.625 | -0.077398 | 0.54599 | -0.24597 | 0.02764 | 58.625 | 0.10878 | -0.40698 | -0.59014 | -0.28146
| 58.6667 | -0.99719 | -0.69556 | -0.27414 | -0.65525 | 58.6667 | -0.073434 | 0.54298 | -0.27266 | 0.018656 | 58.6667 | 0.064287 | -0.42493 | -0.58286 | -0.30015
| 58.7083 | -0.99216 | -0.70645 | -0.29315 | -0.66316 | 58.7083 | -0.070863 | 0.53611 | -0.29154 | 0.01095 | 58.7083 | 0.016068 | -0.43536 | -0.56034 | -0.31271
| 58.75 | -0.98775 | -0.7174 | -0.30367 | -0.66824 | 58.75 | -0.068952 | 0.51984 | -0.30204 | 0.0035272 | 58.75 | -0.031157 | -0.43296 | -0.52486 | -0.3168
| 58.7917 | -0.98568 | -0.72819 | -0.31096 | -0.67298 | 58.7917 | -0.069512 | 0.50438 | -0.30934 | -0.0034386 | 58.7917 | -0.077756 | -0.42093 | -0.47948 | -0.3145
| 58.8333 | -0.98566 | -0.73591 | -0.31504 | -0.67651 | 58.8333 | -0.072415 | 0.498 | -0.31343 | -0.0076942 | 58.8333 | -0.12277 | -0.40272 | -0.42712 | -0.30745
| 58.875 | -0.98704 | -0.74103 | -0.31665 | -0.67897 | 58.875 | -0.076815 | 0.49388 | -0.31509 | -0.011031 | 58.875 | -0.16627 | -0.37763 | -0.37057 | -0.29648
| 58.9167 | -0.98952 | -0.74528 | -0.31667 | -0.68103 | 58.9167 | -0.082304 | 0.49071 | -0.31506 | -0.013904 | 58.9167 | -0.20816 | -0.34804 | -0.31126 | -0.28272
| 58.9583 | -0.99269 | -0.74827 | -0.31659 | -0.68297 | 58.9583 | -0.088494 | 0.48876 | -0.31494 | -0.016681 | 58.9583 | -0.24902 | -0.31534 | -0.25031 | -0.26715
| 59 | -0.99643 | -0.75011 | -0.31626 | -0.68474 | 59 | -0.095201 | 0.48814 | -0.3146 | -0.019219 | 59 | -0.28873 | -0.27989 | -0.18687 | -0.24952
| 59.0417 | -1.0004 | -0.75226 | -0.31578 | -0.6866 | 59.0417 | -0.10207 | 0.48726 | -0.3141 | -0.021827 | 59.0417 | -0.32702 | -0.24267 | -0.12244 | -0.23054
| 59.0833 | -1.0042 | -0.75471 | -0.31559 | -0.68862 | 59.0833 | -0.10877 | 0.48582 | -0.31392 | -0.024637 | 59.0833 | -0.36353 | -0.20426 | -0.058214 | -0.21065
| 59.125 | -1.0079 | -0.7572 | -0.31587 | -0.69074 | 59.125 | -0.11523 | 0.48382 | -0.31419 | -0.027671 | 59.125 | -0.39785 | -0.16524 | 0.0049389 | -0.19017
| 59.1667 | -1.0112 | -0.75984 | -0.31589 | -0.69269 | 59.1667 | -0.12139 | 0.4811 | -0.31421 | -0.030694 | 59.1667 | -0.4296 | -0.12628 | 0.068762 | -0.1685
| 59.2083 | -1.0146 | -0.76248 | -0.31574 | -0.69458 | 59.2083 | -0.12754 | 0.47822 | -0.31407 | -0.033697 | 59.2083 | -0.45887 | -0.087477 | 0.13387 | -0.1455
| 59.25 | -1.0183 | -0.76456 | -0.31557 | -0.69648 | 59.25 | -0.13407 | 0.47593 | -0.31395 | -0.036691 | 59.25 | -0.48458 | -0.048485 | 0.1988 | -0.12118
| 59.2917 | -1.0232 | -0.76638 | -0.31541 | -0.6987 | 59.2917 | -0.14148 | 0.47783 | -0.31381 | -0.038887 | 59.2917 | -0.50636 | -0.009719 | 0.25759 | -0.097683
| 59.3333 | -1.0291 | -0.76796 | -0.31393 | -0.7008 | 59.3333 | -0.15001 | 0.4817 | -0.31237 | -0.040511 | 59.3333 | -0.52026 | 0.026965 | 0.30441 | -0.076142
| 59.375 | -1.0381 | -0.76828 | -0.31153 | -0.70337 | 59.375 | -0.1615 | 0.4883 | -0.31002 | -0.042173 | 59.375 | -0.52367 | 0.061973 | 0.34048 | -0.055035
| 59.4167 | -1.0486 | -0.76746 | -0.30871 | -0.70603 | 59.4167 | -0.17426 | 0.49701 | -0.30722 | -0.043586 | 59.4167 | -0.51581 | 0.092522 | 0.36661 | -0.034526
| 59.4583 | -1.059 | -0.76469 | -0.30613 | -0.70823 | 59.4583 | -0.18679 | 0.50798 | -0.30464 | -0.04439 | 59.4583 | -0.49822 | 0.11931 | 0.3865 | -0.013651
| 59.5 | -1.0676 | -0.76134 | -0.30251 | -0.7092 | 59.5 | -0.19731 | 0.51951 | -0.30105 | -0.043931 | 59.5 | -0.47131 | 0.14158 | 0.39974 | 0.0070741
| 59.5417 | -1.0742 | -0.75708 | -0.29246 | -0.70691 | 59.5417 | -0.20597 | 0.53381 | -0.29106 | -0.039729 | 59.5417 | -0.43762 | 0.15757 | 0.41015 | 0.027628
| 59.5833 | -1.0796 | -0.75038 | -0.2704 | -0.69915 | 59.5833 | -0.21236 | 0.54956 | -0.26944 | -0.030088 | 59.5833 | -0.39877 | 0.16884 | 0.41725 | 0.047646
| 59.625 | -1.0839 | -0.75431 | -0.24051 | -0.69098 | 59.625 | -0.21663 | 0.5685 | -0.24003 | -0.015988 | 59.625 | -0.35586 | 0.17644 | 0.41951 | 0.066444
| 59.6667 | -1.0867 | -0.75603 | -0.21067 | -0.6817 | 59.6667 | -0.21948 | 0.5765 | -0.21048 | -0.0042283 | 59.6667 | -0.31276 | 0.1817 | 0.40988 | 0.080388
| 59.7083 | -1.0879 | -0.74335 | -0.18795 | -0.67053 | 59.7083 | -0.22079 | 0.5984 | -0.18791 | 0.0092854 | 59.7083 | -0.27043 | 0.18075 | 0.38644 | 0.087391
| 59.75 | -1.0874 | -0.7335 | -0.17317 | -0.66236 | 59.75 | -0.22016 | 0.62703 | -0.17318 | 0.02247 | 59.75 | -0.2314 | 0.17006 | 0.35087 | 0.086192
| 59.7917 | -1.0854 | -0.72049 | -0.16219 | -0.65418 | 59.7917 | -0.21794 | 0.65747 | -0.16222 | 0.035367 | 59.7917 | -0.19587 | 0.15439 | 0.3065 | 0.079174
| 59.8333 | -1.0817 | -0.70752 | -0.15494 | -0.64674 | 59.8333 | -0.21373 | 0.68132 | -0.15499 | 0.045904 | 59.8333 | -0.16367 | 0.13622 | 0.25559 | 0.067888
| 59.875 | -1.0765 | -0.69566 | -0.15056 | -0.64007 | 59.875 | -0.20789 | 0.70423 | -0.15057 | 0.055775 | 59.875 | -0.13436 | 0.11343 | 0.20061 | 0.052828
| 59.9167 | -1.0702 | -0.68534 | -0.14751 | -0.63385 | 59.9167 | -0.20078 | 0.7255 | -0.1476 | 0.065156 | 59.9167 | -0.10733 | 0.086804 | 0.14339 | 0.035086
| 59.9583 | -1.0629 | -0.67624 | -0.14452 | -0.62765 | 59.9583 | -0.19281 | 0.74548 | -0.14467 | 0.074503 | 59.9583 | -0.081967 | 0.05775 | 0.084653 | 0.015528
| 60 | -1.0548 | -0.66826 | -0.14182 | -0.62153 | 60 | -0.18402 | 0.7643 | -0.14202 | 0.083746 | 60 | -0.058318 | 0.026664 | 0.023553 | -0.0060629
| 60.0417 | -1.0464 | -0.66144 | -0.13942 | -0.61573 | 60.0417 | -0.17504 | 0.78191 | -0.13964 | 0.092634 | 60.0417 | -0.036643 | -0.0065316 | -0.038491 | -0.029292
| 60.0833 | -1.0382 | -0.65471 | -0.13658 | -0.60986 | 60.0833 | -0.1663 | 0.79939 | -0.13681 | 0.10157 | 60.0833 | -0.017267 | -0.041029 | -0.10024 | -0.053617
| 60.125 | -1.0304 | -0.64766 | -0.13335 | -0.60391 | 60.125 | -0.15798 | 0.81721 | -0.13362 | 0.11056 | 60.125 | -0.00050971 | -0.076072 | -0.16107 | -0.078726
| 60.1667 | -1.0231 | -0.64031 | -0.13046 | -0.59817 | 60.1667 | -0.15017 | 0.83528 | -0.13074 | 0.11932 | 60.1667 | 0.013501 | -0.11139 | -0.22246 | -0.10513
| 60.2083 | -1.0157 | -0.63246 | -0.12783 | -0.59241 | 60.2083 | -0.14242 | 0.85377 | -0.12812 | 0.12807 | 60.2083 | 0.025234 | -0.14672 | -0.28496 | -0.13279
| 60.25 | -1.0078 | -0.62507 | -0.12487 | -0.5864 | 60.25 | -0.13415 | 0.87172 | -0.12512 | 0.13701 | 60.25 | 0.03427 | -0.18244 | -0.34708 | -0.16142
| 60.2917 | -0.9988 | -0.61872 | -0.12142 | -0.58013 | 60.2917 | -0.12505 | 0.88464 | -0.12169 | 0.14508 | 60.2917 | 0.040402 | -0.21902 | -0.40304 | -0.18913
| 60.3333 | -0.9887 | -0.61335 | -0.11876 | -0.57398 | 60.3333 | -0.11481 | 0.8945 | -0.11901 | 0.15248 | 60.3333 | 0.040963 | -0.25437 | -0.4469 | -0.21421
| 60.375 | -0.97566 | -0.61039 | -0.11957 | -0.56864 | 60.375 | -0.10165 | 0.90024 | -0.11967 | 0.15867 | 60.375 | 0.035012 | -0.2889 | -0.47976 | -0.2375
| 60.4167 | -0.96076 | -0.60957 | -0.12115 | -0.56345 | 60.4167 | -0.086794 | 0.90274 | -0.12178 | 0.16409 | 60.4167 | 0.021443 | -0.32145 | -0.50304 | -0.25964
| 60.4583 | -0.94653 | -0.61153 | -0.1297 | -0.56177 | 60.4583 | -0.072872 | 0.90216 | -0.13109 | 0.16575 | 60.4583 | 3.5113e-05 | -0.35267 | -0.51995 | -0.28204
| 60.5 | -0.93381 | -0.61561 | -0.14886 | -0.56506 | 60.5 | -0.060495 | 0.8991 | -0.15055 | 0.16249 | 60.5 | -0.028894 | -0.38002 | -0.52863 | -0.30322
| 60.5417 | -0.92229 | -0.62242 | -0.17427 | -0.57179 | 60.5417 | -0.049777 | 0.89287 | -0.1761 | 0.15558 | 60.5417 | -0.064161 | -0.4005 | -0.52845 | -0.32172
| 60.5833 | -0.91114 | -0.63284 | -0.19737 | -0.57877 | 60.5833 | -0.041385 | 0.88292 | -0.19951 | 0.14758 | 60.5833 | -0.10412 | -0.4138 | -0.51263 | -0.3344
| 60.625 | -0.90214 | -0.63139 | -0.21781 | -0.58244 | 60.625 | -0.035206 | 0.87078 | -0.22027 | 0.13913 | 60.625 | -0.1476 | -0.41758 | -0.4836 | -0.34107
| 60.6667 | -0.89511 | -0.62958 | -0.2324 | -0.58462 | 60.6667 | -0.0312 | 0.87269 | -0.23497 | 0.13581 | 60.6667 | -0.19088 | -0.41281 | -0.44209 | -0.34088
| 60.7083 | -0.89123 | -0.6406 | -0.23869 | -0.58838 | 60.7083 | -0.030528 | 0.86258 | -0.24118 | 0.13112 | 60.7083 | -0.23313 | -0.39622 | -0.39462 | -0.33499
| 60.75 | -0.89006 | -0.64552 | -0.24026 | -0.58983 | 60.75 | -0.032917 | 0.85696 | -0.24268 | 0.12819 | 60.75 | -0.27066 | -0.3685 | -0.34364 | -0.32312
| 60.7917 | -0.89248 | -0.64859 | -0.24133 | -0.59193 | 60.7917 | -0.038906 | 0.85303 | -0.24375 | 0.12453 | 60.7917 | -0.30369 | -0.33402 | -0.28691 | -0.3057
| 60.8333 | -0.89542 | -0.65377 | -0.24218 | -0.59471 | 60.8333 | -0.045416 | 0.84722 | -0.24457 | 0.12027 | 60.8333 | -0.33153 | -0.29978 | -0.22704 | -0.28527
| 60.875 | -0.89872 | -0.65827 | -0.24311 | -0.59748 | 60.875 | -0.052246 | 0.84233 | -0.24545 | 0.1161 | 60.875 | -0.35505 | -0.26411 | -0.1661 | -0.26247
| 60.9167 | -0.90221 | -0.66121 | -0.24395 | -0.59986 | 60.9167 | -0.059224 | 0.83906 | -0.24616 | 0.11238 | 60.9167 | -0.37506 | -0.22706 | -0.10439 | -0.23771
| 60.9583 | -0.90601 | -0.66357 | -0.2446 | -0.60214 | 60.9583 | -0.066456 | 0.83642 | -0.24669 | 0.1088 | 60.9583 | -0.39281 | -0.18955 | -0.041386 | -0.21153
| 61 | -0.91018 | -0.66529 | -0.24451 | -0.60411 | 61 | -0.074066 | 0.83445 | -0.24645 | 0.10553 | 61 | -0.40831 | -0.15151 | 0.021934 | -0.18425
| 61.0417 | -0.91477 | -0.66556 | -0.24395 | -0.60569 | 61.0417 | -0.08211 | 0.83406 | -0.24577 | 0.10268 | 61.0417 | -0.42171 | -0.11234 | 0.082082 | -0.15704
| 61.0833 | -0.91993 | -0.66513 | -0.24305 | -0.60717 | 61.0833 | -0.090729 | 0.83447 | -0.24475 | 0.099953 | 61.0833 | -0.43299 | -0.072647 | 0.13729 | -0.13068
| 61.125 | -0.92569 | -0.66448 | -0.2421 | -0.60879 | 61.125 | -0.099976 | 0.8352 | -0.24367 | 0.0971 | 61.125 | -0.44191 | -0.033453 | 0.18673 | -0.10568
| 61.1667 | -0.93201 | -0.66383 | -0.24107 | -0.6106 | 61.1667 | -0.10975 | 0.83595 | -0.2425 | 0.094091 | 61.1667 | -0.44834 | 0.0040073 | 0.23155 | -0.081874
| 61.2083 | -0.93866 | -0.66346 | -0.23995 | -0.61256 | 61.2083 | -0.11978 | 0.83648 | -0.24125 | 0.090954 | 61.2083 | -0.4522 | 0.039145 | 0.27335 | -0.058828
| 61.25 | -0.94553 | -0.6628 | -0.23884 | -0.61454 | 61.25 | -0.12994 | 0.83734 | -0.24006 | 0.087837 | 61.25 | -0.45218 | 0.071652 | 0.31167 | -0.036298
| 61.2917 | -0.95271 | -0.6617 | -0.23744 | -0.61641 | 61.2917 | -0.14027 | 0.83846 | -0.23853 | 0.084849 | 61.2917 | -0.44765 | 0.10144 | 0.3442 | -0.014912
| 61.3333 | -0.96048 | -0.66061 | -0.236 | -0.61849 | 61.3333 | -0.15092 | 0.83987 | -0.23699 | 0.081816 | 61.3333 | -0.43588 | 0.12548 | 0.36887 | 0.0047932
| 61.375 | -0.96867 | -0.65765 | -0.23072 | -0.61884 | 61.375 | -0.16179 | 0.84338 | -0.23171 | 0.08062 | 61.375 | -0.41384 | 0.14558 | 0.38693 | 0.024876
| 61.4167 | -0.97553 | -0.65303 | -0.22681 | -0.61875 | 61.4167 | -0.17105 | 0.84878 | -0.22721 | 0.080244 | 61.4167 | -0.38284 | 0.16075 | 0.40145 | 0.0457
| 61.4583 | -0.97992 | -0.64693 | -0.21517 | -0.61454 | 61.4583 | -0.17772 | 0.85573 | -0.21469 | 0.084144 | 61.4583 | -0.34529 | 0.17503 | 0.41047 | 0.066727
| 61.5 | -0.98243 | -0.63892 | -0.1925 | -0.60514 | 61.5 | -0.18245 | 0.86477 | -0.19162 | 0.093142 | 61.5 | -0.30366 | 0.18748 | 0.41699 | 0.087884
| 61.5417 | -0.98435 | -0.62897 | -0.16448 | -0.59307 | 61.5417 | -0.18611 | 0.87569 | -0.16337 | 0.10491 | 61.5417 | -0.26033 | 0.19677 | 0.41845 | 0.107
| 61.5833 | -0.9874 | -0.61931 | -0.1392 | -0.58248 | 61.5833 | -0.18896 | 0.88733 | -0.13768 | 0.11625 | 61.5833 | -0.21562 | 0.2011 | 0.40591 | 0.12024
| 61.625 | -0.9895 | -0.63017 | -0.11671 | -0.57802 | 61.625 | -0.19082 | 0.89861 | -0.11475 | 0.12685 | 61.625 | -0.17152 | 0.1991 | 0.38098 | 0.12709
| 61.6667 | -0.99057 | -0.64216 | -0.099284 | -0.5753 | 61.6667 | -0.19141 | 0.90937 | -0.097091 | 0.13589 | 61.6667 | -0.12953 | 0.18997 | 0.34496 | 0.12724
| 61.7083 | -0.99001 | -0.65267 | -0.089998 | -0.57453 | 61.7083 | -0.19017 | 0.92183 | -0.087768 | 0.14304 | 61.7083 | -0.091984 | 0.17619 | 0.30224 | 0.12207
| 61.75 | -0.98629 | -0.68415 | -0.085392 | -0.57987 | 61.75 | -0.18539 | 0.89237 | -0.083121 | 0.13865 | 61.75 | -0.060992 | 0.15824 | 0.25638 | 0.11222
| 61.7917 | -0.97973 | -0.7183 | -0.081794 | -0.58522 | 61.7917 | -0.17764 | 0.85961 | -0.07941 | 0.13415 | 61.7917 | -0.036629 | 0.1344 | 0.2054 | 0.096489
| 61.8333 | -0.97247 | -0.75238 | -0.07861 | -0.59045 | 61.8333 | -0.16923 | 0.82684 | -0.076125 | 0.12974 | 61.8333 | -0.018051 | 0.10831 | 0.15105 | 0.076785
| 61.875 | -0.96484 | -0.78813 | -0.075504 | -0.59601 | 61.875 | -0.16056 | 0.79213 | -0.072935 | 0.12488 | 61.875 | -0.0031177 | 0.079163 | 0.095519 | 0.054484
| 61.9167 | -0.95715 | -0.82513 | -0.072799 | -0.60202 | 61.9167 | -0.15188 | 0.75603 | -0.070223 | 0.11947 | 61.9167 | 0.0090768 | 0.048372 | 0.039094 | 0.030403
| 61.9583 | -0.94955 | -0.86271 | -0.070221 | -0.60827 | 61.9583 | -0.14334 | 0.71924 | -0.067643 | 0.11378 | 61.9583 | 0.019439 | 0.017116 | -0.018109 | 0.0052351
| 62 | -0.94201 | -0.90073 | -0.068319 | -0.61491 | 62 | -0.13486 | 0.68193 | -0.065756 | 0.10768 | 62 | 0.027939 | -0.014466 | -0.075242 | -0.020687
| 62.0417 | -0.93433 | -0.93938 | -0.066773 | -0.62179 | 62.0417 | -0.12624 | 0.64387 | -0.064211 | 0.10131 | 62.0417 | 0.034734 | -0.046278 | -0.12896 | -0.046067
| 62.0833 | -0.92628 | -0.9788 | -0.065214 | -0.62873 | 62.0833 | -0.11721 | 0.60485 | -0.062646 | 0.094839 | 62.0833 | 0.039924 | -0.078516 | -0.17757 | -0.070311
| 62.125 | -0.91776 | -1.0191 | -0.063616 | -0.6357 | 62.125 | -0.10768 | 0.56481 | -0.061052 | 0.088295 | 62.125 | 0.043413 | -0.11078 | -0.22103 | -0.093331
| 62.1667 | -0.90877 | -1.0601 | -0.062359 | -0.64283 | 62.1667 | -0.097699 | 0.5239 | -0.059793 | 0.081568 | 62.1667 | 0.045264 | -0.14199 | -0.26021 | -0.11513
| 62.2083 | -0.89942 | -1.1018 | -0.061376 | -0.65012 | 62.2083 | -0.087393 | 0.48213 | -0.058823 | 0.074626 | 62.2083 | 0.045513 | -0.17169 | -0.29635 | -0.13602
| 62.25 | -0.88965 | -1.1449 | -0.060886 | -0.65777 | 62.25 | -0.076757 | 0.43889 | -0.058446 | 0.067202 | 62.25 | 0.043473 | -0.19923 | -0.32841 | -0.15572
| 62.2917 | -0.87921 | -1.1901 | -0.065535 | -0.66761 | 62.2917 | -0.065522 | 0.39333 | -0.063592 | 0.057382 | 62.2917 | 0.038576 | -0.2244 | -0.35422 | -0.17358
| 62.3333 | -0.86768 | -1.2372 | -0.075138 | -0.67936 | 62.3333 | -0.053317 | 0.34573 | -0.073543 | 0.045643 | 62.3333 | 0.028468 | -0.24412 | -0.37266 | -0.18926
| 62.375 | -0.85571 | -1.2876 | -0.093808 | -0.69507 | 62.375 | -0.040926 | 0.2945 | -0.092127 | 0.029884 | 62.375 | 0.0095089 | -0.25971 | -0.38536 | -0.20506
| 62.4167 | -0.84548 | -1.3426 | -0.11889 | -0.715 | 62.4167 | -0.030541 | 0.23827 | -0.1171 | 0.0097332 | 62.4167 | -0.017808 | -0.27092 | -0.39125 | -0.22033
| 62.4583 | -0.83786 | -1.4009 | -0.142 | -0.73605 | 62.4583 | -0.02226 | 0.17928 | -0.14008 | -0.011211 | 62.4583 | -0.051489 | -0.27836 | -0.38444 | -0.23238
| 62.5 | -0.83347 | -1.4613 | -0.16094 | -0.75735 | 62.5 | -0.015987 | 0.11792 | -0.15899 | -0.032063 | 62.5 | -0.088987 | -0.28138 | -0.36326 | -0.23946
| 62.5417 | -0.8328 | -1.5228 | -0.17722 | -0.77936 | 62.5417 | -0.012232 | 0.056057 | -0.17516 | -0.052995 | 62.5417 | -0.12854 | -0.27835 | -0.33101 | -0.24169
| 62.5833 | -0.83467 | -1.5816 | -0.18747 | -0.79943 | 62.5833 | -0.011039 | -0.0039021 | -0.18531 | -0.072192 | 62.5833 | -0.16931 | -0.26649 | -0.28695 | -0.23776
| 62.625 | -0.84004 | -1.616 | -0.19138 | -0.81201 | 62.625 | -0.013999 | -0.058871 | -0.18914 | -0.089319 | 62.625 | -0.20968 | -0.24654 | -0.23342 | -0.22808
| 62.6667 | -0.85007 | -1.6447 | -0.19167 | -0.82348 | 62.6667 | -0.021487 | -0.1092 | -0.18939 | -0.1056 | 62.6667 | -0.24755 | -0.2177 | -0.17476 | -0.21326
| 62.7083 | -0.86295 | -1.6717 | -0.19049 | -0.83504 | 62.7083 | -0.03179 | -0.15789 | -0.18817 | -0.12195 | 62.7083 | -0.27966 | -0.18401 | -0.11818 | -0.19576
| 62.75 | -0.87741 | -1.6773 | -0.18815 | -0.84106 | 62.75 | -0.043385 | -0.16452 | -0.18578 | -0.12716 | 62.75 | -0.30226 | -0.14858 | -0.063818 | -0.17506
| 62.7917 | -0.8941 | -1.6806 | -0.18513 | -0.84706 | 62.7917 | -0.057295 | -0.16778 | -0.18273 | -0.13211 | 62.7917 | -0.31593 | -0.11074 | -0.010308 | -0.1507
| 62.8333 | -0.91284 | -1.6816 | -0.18188 | -0.85313 | 62.8333 | -0.073308 | -0.16879 | -0.1795 | -0.13716 | 62.8333 | -0.32197 | -0.071825 | 0.036876 | -0.12551
| 62.875 | -0.93278 | -1.6812 | -0.17801 | -0.85904 | 62.875 | -0.090293 | -0.16833 | -0.17564 | -0.14196 | 62.875 | -0.32374 | -0.034368 | 0.072627 | -0.10326
| 62.9167 | -0.95316 | -1.6799 | -0.17377 | -0.86472 | 62.9167 | -0.10761 | -0.16691 | -0.17136 | -0.14647 | 62.9167 | -0.32237 | 0.0011851 | 0.099902 | -0.083416
| 62.9583 | -0.97368 | -1.678 | -0.16939 | -0.87026 | 62.9583 | -0.12496 | -0.16495 | -0.16694 | -0.1508 | 62.9583 | -0.31891 | 0.035401 | 0.12291 | -0.064693
| 63 | -0.99437 | -1.6759 | -0.16492 | -0.87578 | 63 | -0.14242 | -0.16276 | -0.1624 | -0.15506 | 63 | -0.31333 | 0.067985 | 0.14396 | -0.046324
| 63.0417 | -1.0152 | -1.6736 | -0.1604 | -0.88126 | 63.0417 | -0.16002 | -0.16025 | -0.15782 | -0.15929 | 63.0417 | -0.3056 | 0.098897 | 0.16225 | -0.028596
| 63.0833 | -1.036 | -1.671 | -0.15594 | -0.88671 | 63.0833 | -0.17762 | -0.15745 | -0.15332 | -0.16346 | 63.0833 | -0.29556 | 0.12732 | 0.17898 | -0.011239
| 63.125 | -1.0567 | -1.6683 | -0.15155 | -0.89207 | 63.125 | -0.19505 | -0.15436 | -0.14889 | -0.16751 | 63.125 | -0.283 | 0.15243 | 0.19385 | 0.0054975
| 63.1667 | -1.0769 | -1.6652 | -0.1472 | -0.89723 | 63.1667 | -0.21201 | -0.15089 | -0.14451 | -0.17131 | 63.1667 | -0.268 | 0.17436 | 0.20723 | 0.021757
| 63.2083 | -1.0966 | -1.6619 | -0.14284 | -0.90208 | 63.2083 | -0.22839 | -0.14703 | -0.14012 | -0.17479 | 63.2083 | -0.25081 | 0.19337 | 0.22055 | 0.03803
| 63.25 | -1.115 | -1.658 | -0.138 | -0.90611 | 63.25 | -0.24343 | -0.14253 | -0.13514 | -0.17738 | 63.25 | -0.23075 | 0.20891 | 0.23549 | 0.055035
| 63.2917 | -1.1317 | -1.652 | -0.12794 | -0.90709 | 63.2917 | -0.2569 | -0.13584 | -0.12456 | -0.17677 | 63.2917 | -0.20783 | 0.22179 | 0.24632 | 0.070905
| 63.3333 | -1.1456 | -1.6434 | -0.11315 | -0.90461 | 63.3333 | -0.26759 | -0.12642 | -0.1094 | -0.17276 | 63.3333 | -0.18149 | 0.23252 | 0.25277 | 0.085892
| 63.375 | -1.1553 | -1.6333 | -0.089682 | -0.89705 | 63.375 | -0.27406 | -0.11552 | -0.086032 | -0.1638 | 63.375 | -0.14857 | 0.23885 | 0.25736 | 0.10148
| 63.4167 | -1.1618 | -1.6227 | -0.058594 | -0.88539 | 63.4167 | -0.27723 | -0.10438 | -0.054978 | -0.15078 | 63.4167 | -0.10973 | 0.24541 | 0.25887 | 0.11822
| 63.4583 | -1.1663 | -1.6113 | -0.029512 | -0.87349 | 63.4583 | -0.27918 | -0.092167 | -0.026015 | -0.13777 | 63.4583 | -0.06729 | 0.25018 | 0.25225 | 0.13288
| 63.5 | -1.1683 | -1.598 | -0.0047502 | -0.86177 | 63.5 | -0.27998 | -0.077614 | -0.0012393 | -0.12523 | 63.5 | -0.02451 | 0.25045 | 0.23252 | 0.14172
| 63.5417 | -1.1674 | -1.583 | 0.017076 | -0.84952 | 63.5417 | -0.27922 | -0.061379 | 0.020535 | -0.11275 | 63.5417 | 0.016519 | 0.24691 | 0.20075 | 0.14454
| 63.5833 | -1.128 | -1.566 | 0.033009 | -0.82458 | 63.5833 | -0.27633 | -0.043301 | 0.036414 | -0.10111 | 63.5833 | 0.054193 | 0.23854 | 0.15818 | 0.14091
| 63.625 | -1.0854 | -1.55 | 0.042529 | -0.80105 | 63.625 | -0.2696 | -0.026741 | 0.045892 | -0.09077 | 63.625 | 0.088407 | 0.22407 | 0.10663 | 0.13113
| 63.6667 | -1.0385 | -1.5355 | 0.048186 | -0.77767 | 63.6667 | -0.25859 | -0.011069 | 0.051536 | -0.080463 | 63.6667 | 0.11824 | 0.20327 | 0.05 | 0.1162
| 63.7083 | -0.98848 | -1.5212 | 0.052079 | -0.75389 | 63.7083 | -0.2446 | 0.0036148 | 0.055431 | -0.069938 | 63.7083 | 0.14223 | 0.17747 | -0.0052115 | 0.09827
| 63.75 | -0.93672 | -1.5106 | 0.054855 | -0.73081 | 63.75 | -0.22921 | 0.014992 | 0.058195 | -0.060184 | 63.75 | 0.1589 | 0.14548 | -0.057737 | 0.076943
| 63.7917 | -0.88377 | -1.5026 | 0.057265 | -0.70811 | 63.7917 | -0.2126 | 0.023181 | 0.060618 | -0.050952 | 63.7917 | 0.16771 | 0.11059 | -0.10932 | 0.052267
| 63.8333 | -0.82917 | -1.4969 | 0.058758 | -0.68576 | 63.8333 | -0.19428 | 0.028932 | 0.061826 | -0.042169 | 63.8333 | 0.17075 | 0.074097 | -0.1543 | 0.027404
| 63.875 | -0.77347 | -1.4942 | 0.057591 | -0.66474 | 63.875 | -0.17499 | 0.031157 | 0.05997 | -0.035076 | 63.875 | 0.17038 | 0.039077 | -0.18862 | 0.00552
| 63.9167 | -0.71712 | -1.494 | 0.051286 | -0.64602 | 63.9167 | -0.15511 | 0.030724 | 0.052849 | -0.030376 | 63.9167 | 0.16752 | 0.0064164 | -0.21449 | -0.013599
| 63.9583 | -0.66043 | -1.4956 | 0.037874 | -0.6302 | 63.9583 | -0.13498 | 0.028671 | 0.038674 | -0.028565 | 63.9583 | 0.16299 | -0.024757 | -0.23568 | -0.031256
| 64 | -0.60332 | -1.4986 | 0.017156 | -0.61727 | 64 | -0.11449 | 0.024913 | 0.017301 | -0.029681 | 64 | 0.15674 | -0.054241 | -0.25435 | -0.048188
| 64.0417 | -0.54585 | -1.5036 | -0.0098259 | -0.607 | 64.0417 | -0.093641 | 0.01895 | -0.010111 | -0.033432 | 64.0417 | 0.14869 | -0.081931 | -0.27004 | -0.064232
| 64.0833 | -0.48816 | -1.511 | -0.041212 | -0.59885 | 64.0833 | -0.072531 | 0.010373 | -0.04178 | -0.039325 | 64.0833 | 0.13876 | -0.10692 | -0.28395 | -0.079613
| 64.125 | -0.43036 | -1.5204 | -0.075215 | -0.59219 | 64.125 | -0.051341 | -0.0002608 | -0.076044 | -0.046674 | 64.125 | 0.12686 | -0.12843 | -0.29625 | -0.094219
| 64.1667 | -0.37267 | -1.5319 | -0.11159 | -0.58695 | 64.1667 | -0.030326 | -0.012877 | -0.11275 | -0.055502 | 64.1667 | 0.11309 | -0.14647 | -0.30743 | -0.10819
| 64.2083 | -0.3153 | -1.5457 | -0.14989 | -0.58315 | 64.2083 | -0.0096445 | -0.028148 | -0.15127 | -0.065814 | 64.2083 | 0.097516 | -0.16128 | -0.3183 | -0.12186
| 64.25 | -0.25871 | -1.5629 | -0.18791 | -0.58045 | 64.25 | 0.010177 | -0.046916 | -0.18949 | -0.07727 | 64.25 | 0.079619 | -0.17208 | -0.32981 | -0.13555
| 64.2917 | -0.20358 | -1.5843 | -0.22318 | -0.57839 | 64.2917 | 0.028613 | -0.069988 | -0.22506 | -0.089428 | 64.2917 | 0.058644 | -0.17927 | -0.33432 | -0.1469
| 64.3333 | -0.15167 | -1.6085 | -0.25236 | -0.57611 | 64.3333 | 0.043557 | -0.095121 | -0.25453 | -0.10123 | 64.3333 | 0.034561 | -0.18405 | -0.32639 | -0.15426
| 64.375 | -0.10563 | -1.6313 | -0.27373 | -0.57279 | 64.375 | 0.052376 | -0.11834 | -0.27621 | -0.11198 | 64.375 | 0.0040939 | -0.18449 | -0.30952 | -0.1596
| 64.4167 | -0.064079 | -1.6501 | -0.28802 | -0.56751 | 64.4167 | 0.056761 | -0.1366 | -0.29059 | -0.12041 | 64.4167 | -0.032317 | -0.17869 | -0.28213 | -0.16169
| 64.4583 | -0.025598 | -1.6628 | -0.29923 | -0.56063 | 64.4583 | 0.058314 | -0.14917 | -0.30184 | -0.12725 | 64.4583 | -0.072588 | -0.16754 | -0.24867 | -0.16159
| 64.5 | 0.0096169 | -1.6717 | -0.30425 | -0.55173 | 64.5 | 0.056347 | -0.15821 | -0.30693 | -0.13223 | 64.5 | -0.11399 | -0.14912 | -0.20571 | -0.15653
| 64.5417 | 0.04193 | -1.6777 | -0.30648 | -0.54211 | 64.5417 | 0.051788 | -0.16436 | -0.30916 | -0.13638 | 64.5417 | -0.15276 | -0.12413 | -0.153 | -0.14522
| 64.5833 | 0.035465 | -1.6808 | -0.30656 | -0.54538 | 64.5833 | 0.04444 | -0.16756 | -0.30925 | -0.13999 | 64.5833 | -0.18727 | -0.093909 | -0.095311 | -0.12913
| 64.625 | 0.02638 | -1.6823 | -0.30592 | -0.54893 | 64.625 | 0.034373 | -0.16914 | -0.30862 | -0.14393 | 64.625 | -0.21497 | -0.060361 | -0.034695 | -0.10857
| 64.6667 | 0.016141 | -1.6847 | -0.30401 | -0.55268 | 64.6667 | 0.023248 | -0.17199 | -0.30673 | -0.14814 | 64.6667 | -0.23376 | -0.023729 | 0.025964 | -0.083853
| 64.7083 | 0.0035569 | -1.6851 | -0.30227 | -0.55682 | 64.7083 | 0.010166 | -0.17237 | -0.30502 | -0.15249 | 64.7083 | -0.24346 | 0.015557 | 0.077793 | -0.058245
| 64.75 | -0.0093141 | -1.6843 | -0.29936 | -0.56035 | 64.75 | -0.0028423 | -0.17165 | -0.30212 | -0.15608 | 64.75 | -0.24263 | 0.057004 | 0.11607 | -0.03305
| 64.7917 | -0.022359 | -1.6822 | -0.2963 | -0.56353 | 64.7917 | -0.016243 | -0.16949 | -0.29902 | -0.15937 | 64.7917 | -0.23121 | 0.095434 | 0.1445 | -0.0082798
| 64.8333 | -0.033986 | -1.6801 | -0.29335 | -0.56623 | 64.8333 | -0.027942 | -0.16736 | -0.29573 | -0.16196 | 64.8333 | -0.21287 | 0.12922 | 0.16398 | 0.014589
| 64.875 | -0.044265 | -1.7075 | -0.28867 | -0.57567 | 64.875 | -0.038113 | -0.1635 | -0.2903 | -0.16275 | 64.875 | -0.19005 | 0.15893 | 0.17826 | 0.036153
| 64.9167 | -0.053527 | -1.7333 | -0.27959 | -0.58269 | 64.9167 | -0.047289 | -0.15779 | -0.28042 | -0.16107 | 64.9167 | -0.16407 | 0.18472 | 0.18805 | 0.056225
| 64.9583 | -0.062159 | -1.7578 | -0.26271 | -0.58632 | 64.9583 | -0.055894 | -0.15087 | -0.26279 | -0.15605 | 64.9583 | -0.136 | 0.20712 | 0.19574 | 0.075411
| 65 | -0.070158 | -1.7809 | -0.23814 | -0.58657 | 65 | -0.06388 | -0.14244 | -0.23757 | -0.14764 | 65 | -0.10575 | 0.22601 | 0.20115 | 0.093646
| 65.0417 | -0.077604 | -1.8023 | -0.20731 | -0.58387 | 65.0417 | -0.071308 | -0.13206 | -0.20631 | -0.13633 | 65.0417 | -0.073363 | 0.24129 | 0.2047 | 0.11104
| 65.0833 | -0.084416 | -1.8214 | -0.17212 | -0.57877 | 65.0833 | -0.078115 | -0.11912 | -0.17087 | -0.12259 | 65.0833 | -0.038975 | 0.25383 | 0.208 | 0.12837
| 65.125 | -0.090555 | -1.8384 | -0.13477 | -0.57205 | 65.125 | -0.084219 | -0.10412 | -0.13325 | -0.10726 | 65.125 | -0.0027805 | 0.26429 | 0.21114 | 0.14575
| 65.1667 | -0.095926 | -1.8532 | -0.095878 | -0.56394 | 65.1667 | -0.089534 | -0.087068 | -0.094003 | -0.090494 | 65.1667 | 0.034568 | 0.27325 | 0.21336 | 0.16282
| 65.2083 | -0.10061 | -1.8656 | -0.05528 | -0.55428 | 65.2083 | -0.094179 | -0.067171 | -0.053151 | -0.072142 | 65.2083 | 0.072589 | 0.28083 | 0.2152 | 0.17965
| 65.25 | -0.10434 | -1.8741 | -0.013905 | -0.54296 | 65.25 | -0.097899 | -0.043299 | -0.01151 | -0.052101 | 65.25 | 0.11073 | 0.28616 | 0.21693 | 0.19588
| 65.2917 | -0.10742 | -1.8787 | 0.025108 | -0.53123 | 65.2917 | -0.10115 | -0.015451 | 0.027804 | -0.031669 | 65.2917 | 0.14899 | 0.28805 | 0.21485 | 0.20985
| 65.3333 | -0.10849 | -1.8819 | 0.058199 | -0.5205 | 65.3333 | -0.10193 | 0.012768 | 0.061201 | -0.012361 | 65.3333 | 0.18749 | 0.28527 | 0.20153 | 0.21861
| 65.375 | -0.107 | -1.8871 | 0.083786 | -0.51208 | 65.375 | -0.099888 | 0.037891 | 0.087099 | 0.0044608 | 65.375 | 0.22813 | 0.28136 | 0.18113 | 0.2253
| 65.4167 | -0.10386 | -1.8924 | 0.10224 | -0.50564 | 65.4167 | -0.096425 | 0.063342 | 0.10564 | 0.019236 | 65.4167 | 0.26863 | 0.27592 | 0.14979 | 0.22757
| 65.4583 | -0.09909 | -1.9006 | 0.11728 | -0.50061 | 65.4583 | -0.091283 | 0.086006 | 0.1207 | 0.032633 | 65.4583 | 0.30931 | 0.26581 | 0.11279 | 0.22662
| 65.5 | -0.092395 | -1.9128 | 0.12664 | -0.49798 | 65.5 | -0.08413 | 0.10471 | 0.13013 | 0.043685 | 65.5 | 0.34595 | 0.25095 | 0.066997 | 0.21972
| 65.5417 | -0.083535 | -1.9271 | 0.13306 | -0.49616 | 65.5417 | -0.074656 | 0.12169 | 0.13655 | 0.054053 | 65.5417 | 0.37659 | 0.22962 | 0.011696 | 0.20542
| 65.5833 | -0.072974 | -1.9456 | 0.13701 | -0.49573 | 65.5833 | -0.063263 | 0.1341 | 0.14054 | 0.063039 | 65.5833 | 0.401 | 0.2011 | -0.048552 | 0.18511
| 65.625 | -0.060786 | -1.9672 | 0.1398 | -0.49595 | 65.625 | -0.050147 | 0.1435 | 0.14335 | 0.071438 | 65.625 | 0.41681 | 0.16851 | -0.11178 | 0.15943
| 65.6667 | -0.047744 | -1.9894 | 0.14061 | -0.49672 | 65.6667 | -0.036205 | 0.15253 | 0.14417 | 0.079321 | 65.6667 | 0.42301 | 0.13203 | -0.17496 | 0.12916
| 65.7083 | -0.032686 | -2.0164 | 0.14224 | -0.49773 | 65.7083 | -0.020649 | 0.15622 | 0.14582 | 0.086686 | 65.7083 | 0.4203 | 0.090959 | -0.22897 | 0.097675
| 65.75 | -0.016434 | -2.0432 | 0.14226 | -0.49882 | 65.75 | -0.0041487 | 0.16035 | 0.14585 | 0.093934 | 65.75 | 0.41014 | 0.049595 | -0.26977 | 0.068118
| 65.7917 | -0.00041247 | -2.0722 | 0.13633 | -0.50272 | 65.7917 | 0.012392 | 0.16191 | 0.1399 | 0.098345 | 65.7917 | 0.39188 | 0.011062 | -0.30078 | 0.039845
| 65.8333 | 0.015754 | -2.1037 | 0.12101 | -0.51063 | 65.8333 | 0.028823 | 0.1603 | 0.12526 | 0.098732 | 65.8333 | 0.36828 | -0.022927 | -0.32364 | 0.013745
| 65.875 | 0.030749 | -2.1067 | 0.093572 | -0.51578 | 65.875 | 0.043873 | 0.1565 | 0.098442 | 0.093613 | 65.875 | 0.34105 | -0.051473 | -0.33994 | -0.0098775
| 65.9167 | 0.044834 | -2.1115 | 0.057448 | -0.52491 | 65.9167 | 0.058024 | 0.15096 | 0.062382 | 0.084354 | 65.9167 | 0.31121 | -0.075237 | -0.35176 | -0.031581
| 65.9583 | 0.058433 | -2.1183 | 0.015623 | -0.5368 | 65.9583 | 0.071739 | 0.14338 | 0.020446 | 0.072262 | 65.9583 | 0.27964 | -0.095252 | -0.36114 | -0.052043
| 66 | 0.071454 | -2.1268 | -0.027246 | -0.54973 | 66 | 0.084879 | 0.13377 | -0.023097 | 0.058833 | 66 | 0.24621 | -0.11117 | -0.36597 | -0.070464
| 66.0417 | 0.083907 | -2.1372 | -0.068741 | -0.56288 | 66.0417 | 0.097445 | 0.12211 | -0.065345 | 0.045115 | 66.0417 | 0.21088 | -0.12296 | -0.3646 | -0.086247
| 66.0833 | 0.09567 | -2.1495 | -0.10636 | -0.57537 | 66.0833 | 0.10933 | 0.10862 | -0.10372 | 0.032058 | 66.0833 | 0.1738 | -0.1311 | -0.35734 | -0.099573
| 66.125 | 0.10671 | -2.1632 | -0.13967 | -0.58698 | 66.125 | 0.12045 | 0.093399 | -0.13805 | 0.019719 | 66.125 | 0.13497 | -0.1358 | -0.34434 | -0.11057
| 66.1667 | 0.11693 | -2.1784 | -0.16962 | -0.59805 | 66.1667 | 0.13073 | 0.076643 | -0.16888 | 0.0079226 | 66.1667 | 0.094873 | -0.13768 | -0.32587 | -0.11929
| 66.2083 | 0.1264 | -2.1945 | -0.19634 | -0.60851 | 66.2083 | 0.14025 | 0.059181 | -0.19658 | -0.0032099 | 66.2083 | 0.053985 | -0.13723 | -0.30328 | -0.1262
| 66.25 | 0.13463 | -2.2114 | -0.21871 | -0.61802 | 66.25 | 0.14846 | 0.040932 | -0.21978 | -0.01341 | 66.25 | 0.012999 | -0.13378 | -0.27785 | -0.13132
| 66.2917 | 0.14101 | -2.2268 | -0.23909 | -0.62714 | 66.2917 | 0.15485 | 0.024537 | -0.24124 | -0.023167 | 66.2917 | -0.027999 | -0.12575 | -0.25007 | -0.13438
| 66.3333 | 0.14278 | -2.2396 | -0.25587 | -0.63597 | 66.3333 | 0.15624 | 0.010803 | -0.25916 | -0.032792 | 66.3333 | -0.068843 | -0.11292 | -0.21606 | -0.13385
| 66.375 | 0.14111 | -2.2509 | -0.26825 | -0.64407 | 66.375 | 0.15421 | -0.00059435 | -0.27267 | -0.041468 | 66.375 | -0.11175 | -0.096568 | -0.18148 | -0.13294
| 66.4167 | 0.1388 | -2.2575 | -0.27786 | -0.65016 | 66.4167 | 0.15153 | -0.0079895 | -0.28346 | -0.048337 | 66.4167 | -0.15394 | -0.075824 | -0.14209 | -0.12885
| 66.4583 | 0.13591 | -2.2644 | -0.28269 | -0.65482 | 66.4583 | 0.14808 | -0.016222 | -0.28964 | -0.054046 | 66.4583 | -0.1954 | -0.052133 | -0.097722 | -0.1219
| 66.5 | 0.13192 | -2.2709 | -0.28698 | -0.65958 | 66.5 | 0.14358 | -0.023803 | -0.2953 | -0.059791 | 66.5 | -0.23004 | -0.026302 | -0.049874 | -0.11059
| 66.5417 | 0.1246 | -2.2758 | -0.29258 | -0.66564 | 66.5417 | 0.1356 | -0.02998 | -0.30259 | -0.06704 | 66.5417 | -0.25752 | 0.0033936 | 0.0037215 | -0.093511
| 66.5833 | 0.11396 | -2.28 | -0.29749 | -0.67249 | 66.5833 | 0.12427 | -0.035672 | -0.30913 | -0.075138 | 66.5833 | -0.27769 | 0.037166 | 0.060501 | -0.071472
| 66.625 | 0.10267 | -2.2843 | -0.30189 | -0.67942 | 66.625 | 0.11197 | -0.041508 | -0.31519 | -0.083453 | 66.625 | -0.28763 | 0.072609 | 0.11943 | -0.044411
| 66.6667 | 0.090274 | -2.2872 | -0.30502 | -0.68595 | 66.6667 | 0.098329 | -0.04576 | -0.31999 | -0.091399 | 66.6667 | -0.28781 | 0.11108 | 0.1731 | -0.014809
| 66.7083 | 0.079268 | -2.2901 | -0.30848 | -0.69206 | 66.7083 | 0.086228 | -0.049977 | -0.32505 | -0.098853 | 66.7083 | -0.27616 | 0.14901 | 0.21336 | 0.014186
| 66.75 | 0.070274 | -2.2926 | -0.31064 | -0.69686 | 66.75 | 0.075933 | -0.053886 | -0.32878 | -0.10507 | 66.75 | -0.25504 | 0.18352 | 0.23649 | 0.039602
| 66.7917 | 0.063713 | -2.2946 | -0.30796 | -0.69886 | 66.7917 | 0.067921 | -0.056948 | -0.32779 | -0.10851 | 66.7917 | -0.22483 | 0.2107 | 0.25062 | 0.06319
| 66.8333 | 0.057033 | -2.2946 | -0.29554 | -0.69684 | 66.8333 | 0.059807 | -0.057313 | -0.31772 | -0.10798 | 66.8333 | -0.19033 | 0.23331 | 0.25983 | 0.085372
| 66.875 | 0.05048 | -2.2919 | -0.27146 | -0.68985 | 66.875 | 0.051841 | -0.055024 | -0.29602 | -0.10248 | 66.875 | -0.15358 | 0.2496 | 0.26404 | 0.1049
| 66.9167 | 0.044092 | -2.2871 | -0.23839 | -0.67898 | 66.9167 | 0.04399 | -0.050866 | -0.26475 | -0.092978 | 66.9167 | -0.11528 | 0.26037 | 0.26515 | 0.12241
| 66.9583 | 0.037899 | -2.2803 | -0.20002 | -0.66559 | 66.9583 | 0.036311 | -0.044579 | -0.22799 | -0.08086 | 66.9583 | -0.075843 | 0.26736 | 0.26417 | 0.13858
| 67 | 0.031922 | -2.2717 | -0.16056 | -0.65124 | 67 | 0.028833 | -0.036186 | -0.18958 | -0.067508 | 67 | -0.035284 | 0.27082 | 0.25889 | 0.15267
| 67.0417 | 0.026085 | -2.261 | -0.12238 | -0.63676 | 67.0417 | 0.021482 | -0.025605 | -0.15239 | -0.053966 | 67.0417 | 0.0062306 | 0.27131 | 0.24815 | 0.16436
| 67.0833 | 0.020363 | -2.2484 | -0.087733 | -0.623 | 67.0833 | 0.01422 | -0.013075 | -0.1187 | -0.041142 | 67.0833 | 0.04824 | 0.26935 | 0.23213 | 0.17366
| 67.125 | 0.014739 | -2.2343 | -0.057041 | -0.61023 | 67.125 | 0.0070403 | 0.0011618 | -0.088777 | -0.029193 | 67.125 | 0.090576 | 0.26504 | 0.2115 | 0.18079
| 67.1667 | 0.0091785 | -2.2191 | -0.029558 | -0.59829 | 67.1667 | -9.4961e-05 | 0.016592 | -0.062281 | -0.01815 | 67.1667 | 0.13274 | 0.25876 | 0.1858 | 0.1855
| 67.2083 | 0.0036864 | -2.2033 | -0.005152 | -0.5873 | 67.2083 | -0.0071804 | 0.032227 | -0.038767 | -0.0081131 | 67.2083 | 0.17465 | 0.25049 | 0.1561 | 0.18814
| 67.25 | -0.0014842 | -2.1881 | 0.01446 | -0.57808 | 67.25 | -0.013997 | 0.047354 | -0.020165 | 0.0001112 | 67.25 | 0.21536 | 0.23901 | 0.12259 | 0.18809
| 67.2917 | -0.0055346 | -2.1753 | 0.031944 | -0.56985 | 67.2917 | -0.01954 | 0.059643 | -0.0033103 | 0.0074209 | 67.2917 | 0.25555 | 0.22239 | 0.086749 | 0.18564
| 67.3333 | -0.0063493 | -2.1662 | 0.045741 | -0.56274 | 67.3333 | -0.021561 | 0.068031 | 0.0099967 | 0.013718 | 67.3333 | 0.29418 | 0.20204 | 0.045218 | 0.17956
| 67.375 | -0.0047132 | -2.1575 | 0.055984 | -0.5561 | 67.375 | -0.021231 | 0.076017 | 0.019833 | 0.019527 | 67.375 | 0.33294 | 0.18172 | 0.0033915 | 0.17343
| 67.4167 | -0.0028438 | -2.1527 | 0.063205 | -0.55153 | 67.4167 | -0.020613 | 0.080244 | 0.026615 | 0.023336 | 67.4167 | 0.36874 | 0.15545 | -0.043072 | 0.16294
| 67.4583 | -0.001343 | -2.1492 | 0.065804 | -0.54908 | 67.4583 | -0.020384 | 0.083509 | 0.029001 | 0.025154 | 67.4583 | 0.40127 | 0.12449 | -0.094126 | 0.14831
| 67.5 | 0.00076928 | -2.1445 | 0.067365 | -0.5465 | 67.5 | -0.01948 | 0.087818 | 0.030348 | 0.027125 | 67.5 | 0.42543 | 0.092789 | -0.14898 | 0.12901
| 67.5417 | 0.0060851 | -2.1423 | 0.069766 | -0.54306 | 67.5417 | -0.015331 | 0.089574 | 0.032726 | 0.029996 | 67.5417 | 0.44228 | 0.056928 | -0.20974 | 0.10374
| 67.5833 | 0.014052 | -2.1412 | 0.071111 | -0.53932 | 67.5833 | -0.008422 | 0.090549 | 0.033952 | 0.033268 | 67.5833 | 0.45184 | 0.017429 | -0.27347 | 0.07372
| 67.625 | 0.023632 | -2.1402 | 0.072027 | -0.53515 | 67.625 | 0.00035974 | 0.091516 | 0.034737 | 0.037076 | 67.625 | 0.45197 | -0.023741 | -0.33943 | 0.038937
| 67.6667 | 0.03453 | -2.141 | 0.071207 | -0.53161 | 67.6667 | 0.010644 | 0.090449 | 0.034956 | 0.040695 | 67.6667 | 0.44332 | -0.068167 | -0.39947 | 0.0021643
| 67.7083 | 0.044479 | -2.1411 | 0.065184 | -0.53011 | 67.7083 | 0.019927 | 0.09107 | 0.035653 | 0.044564 | 67.7083 | 0.42411 | -0.11099 | -0.44609 | -0.03325
| 67.75 | 0.053238 | -2.1438 | 0.04872 | -0.53353 | 67.75 | 0.028369 | 0.089891 | 0.031906 | 0.046034 | 67.75 | 0.39719 | -0.15138 | -0.47461 | -0.064338
| 67.7917 | 0.060938 | -2.1496 | 0.025081 | -0.54076 | 67.7917 | 0.035778 | 0.087953 | 0.024713 | 0.04567 | 67.7917 | 0.36191 | -0.18438 | -0.48824 | -0.091177
| 67.8333 | 0.065931 | -2.1577 | -0.00020856 | -0.55024 | 67.8333 | 0.040331 | 0.084463 | 0.013378 | 0.042333 | 67.8333 | 0.32061 | -0.21213 | -0.4866 | -0.11333
| 67.875 | 0.070558 | -2.1672 | -0.019165 | -0.55789 | 67.875 | 0.044534 | 0.080526 | 0.0044727 | 0.039625 | 67.875 | 0.27695 | -0.2322 | -0.46737 | -0.12796
| 67.9167 | 0.074922 | -2.1787 | -0.033867 | -0.56464 | 67.9167 | 0.048513 | 0.075762 | -0.0020506 | 0.037476 | 67.9167 | 0.23175 | -0.24528 | -0.43618 | -0.13696
| 67.9583 | 0.079015 | -2.1918 | -0.046582 | -0.57121 | 67.9583 | 0.052271 | 0.0701 | -0.0078886 | 0.035253 | 67.9583 | 0.18534 | -0.25249 | -0.39852 | -0.14252
| 68 | 0.082826 | -2.2061 | -0.059766 | -0.57838 | 68 | 0.055809 | 0.06354 | -0.014649 | 0.032376 | 68 | 0.13775 | -0.25409 | -0.35635 | -0.14538
| 68.0417 | 0.0863 | -2.2208 | -0.072127 | -0.58546 | 68.0417 | 0.059131 | 0.056505 | -0.021275 | 0.02934 | 68.0417 | 0.089139 | -0.25024 | -0.31031 | -0.14577
| 68.0833 | 0.089359 | -2.2348 | -0.083093 | -0.59204 | 68.0833 | 0.062265 | 0.04892 | -0.028011 | 0.026048 | 68.0833 | 0.039931 | -0.24194 | -0.26288 | -0.1447
| 68.125 | 0.09185 | -2.2472 | -0.092442 | -0.5978 | 68.125 | 0.065108 | 0.04154 | -0.033501 | 0.023153 | 68.125 | -0.0097171 | -0.23002 | -0.21455 | -0.1425
| 68.1667 | 0.093489 | -2.2575 | -0.10093 | -0.60299 | 68.1667 | 0.067611 | 0.035279 | -0.038242 | 0.020701 | 68.1667 | -0.059291 | -0.21526 | -0.16368 | -0.1386
| 68.2083 | 0.094318 | -2.2664 | -0.10986 | -0.60829 | 68.2083 | 0.069804 | 0.029855 | -0.043486 | 0.018175 | 68.2083 | -0.1085 | -0.19847 | -0.1118 | -0.13365
| 68.25 | 0.09409 | -2.2742 | -0.12007 | -0.61415 | 68.25 | 0.071528 | 0.025625 | -0.049305 | 0.015584 | 68.25 | -0.1559 | -0.1789 | -0.061648 | -0.12792
| 68.2917 | 0.093058 | -2.2818 | -0.12675 | -0.61898 | 68.2917 | 0.072568 | 0.022009 | -0.053949 | 0.013327 | 68.2917 | -0.20126 | -0.15629 | -0.01159 | -0.12066
| 68.3333 | 0.092283 | -2.2887 | -0.13205 | -0.62301 | 68.3333 | 0.073635 | 0.019523 | -0.05734 | 0.011835 | 68.3333 | -0.24154 | -0.13064 | 0.040065 | -0.11011
| 68.375 | 0.090901 | -2.2928 | -0.13572 | -0.62595 | 68.375 | 0.074321 | 0.018101 | -0.059851 | 0.010804 | 68.375 | -0.28028 | -0.10316 | 0.088916 | -0.099528
| 68.4167 | 0.08652 | -2.298 | -0.13983 | -0.63044 | 68.4167 | 0.073598 | 0.015615 | -0.062207 | 0.0090194 | 68.4167 | -0.31632 | -0.074376 | 0.13917 | -0.087082
| 68.4583 | 0.080282 | -2.3035 | -0.14324 | -0.63546 | 68.4583 | 0.072451 | 0.013062 | -0.064554 | 0.0070644 | 68.4583 | -0.34882 | -0.041322 | 0.18965 | -0.0721
| 68.5 | 0.070823 | -2.3082 | -0.14611 | -0.64128 | 68.5 | 0.070026 | 0.010164 | -0.066977 | 0.0045139 | 68.5 | -0.37195 | -0.0076869 | 0.24266 | -0.052561
| 68.5417 | 0.059612 | -2.3134 | -0.14941 | -0.64803 | 68.5417 | 0.067038 | 0.0064745 | -0.069524 | 0.0014985 | 68.5417 | -0.3847 | 0.027332 | 0.3023 | -0.0264
| 68.5833 | 0.048287 | -2.3178 | -0.15215 | -0.6544 | 68.5833 | 0.064521 | 0.0035623 | -0.071998 | -0.0011081 | 68.5833 | -0.38625 | 0.064995 | 0.3639 | 0.0053424
| 68.625 | 0.03557 | -2.3213 | -0.15501 | -0.66108 | 68.625 | 0.060665 | 0.0011583 | -0.074785 | -0.0041905 | 68.625 | -0.37703 | 0.10334 | 0.42256 | 0.040204
| 68.6667 | 0.022418 | -2.3241 | -0.15629 | -0.6672 | 68.6667 | 0.056072 | -0.00096507 | -0.076762 | -0.007179 | 68.6667 | -0.35799 | 0.14234 | 0.46943 | 0.074631
| 68.7083 | 0.0095219 | -2.3264 | -0.15175 | -0.67097 | 68.7083 | 0.050738 | -0.0040281 | -0.079031 | -0.0108 | 68.7083 | -0.32964 | 0.17904 | 0.50077 | 0.10629
| 68.75 | -0.0011058 | -2.3258 | -0.13765 | -0.66963 | 68.75 | 0.045758 | -0.0053827 | -0.07708 | -0.012306 | 68.75 | -0.29481 | 0.21028 | 0.51665 | 0.1333
| 68.7917 | -0.011334 | -2.3221 | -0.1162 | -0.6647 | 68.7917 | 0.039758 | -0.0059679 | -0.071698 | -0.012746 | 68.7917 | -0.25487 | 0.23518 | 0.52126 | 0.15645
| 68.8333 | -0.019294 | -2.3163 | -0.094354 | -0.65821 | 68.8333 | 0.03541 | -0.0048315 | -0.063085 | -0.010944 | 68.8333 | -0.21082 | 0.25362 | 0.51187 | 0.17435
| 68.875 | -0.026586 | -2.31 | -0.076799 | -0.6529 | 68.875 | 0.031252 | -0.014375 | -0.055637 | -0.012337 | 68.875 | -0.16519 | 0.26312 | 0.48745 | 0.18501
| 68.9167 | -0.033462 | -2.3023 | -0.063644 | -0.64866 | 68.9167 | 0.027177 | -0.012933 | -0.050699 | -0.011682 | 68.9167 | -0.11872 | 0.26591 | 0.4528 | 0.1905
| 68.9583 | -0.04011 | -2.293 | -0.052935 | -0.64476 | 68.9583 | 0.023113 | -0.0109 | -0.046778 | -0.011233 | 68.9583 | -0.071665 | 0.26374 | 0.41226 | 0.19275
| 69 | -0.046554 | -2.2825 | -0.042485 | -0.64059 | 69 | 0.019045 | -0.0081769 | -0.042541 | -0.010487 | 69 | -0.024119 | 0.2567 | 0.36708 | 0.19221
| 69.0417 | -0.052725 | -2.272 | -0.033186 | -0.63672 | 69.0417 | 0.014989 | -0.0052702 | -0.03863 | -0.0098064 | 69.0417 | 0.023706 | 0.24493 | 0.31814 | 0.18915
| 69.0833 | -0.058538 | -2.2625 | -0.02511 | -0.63344 | 69.0833 | 0.010955 | -0.014094 | -0.03467 | -0.012224 | 69.0833 | 0.071352 | 0.22936 | 0.26753 | 0.18441
| 69.125 | -0.063966 | -2.2553 | -0.018043 | -0.63098 | 69.125 | 0.006927 | -0.011323 | -0.03143 | -0.011811 | 69.125 | 0.11863 | 0.21026 | 0.21643 | 0.17842
| 69.1667 | -0.068754 | -2.251 | -0.011593 | -0.62926 | 69.1667 | 0.0029253 | -0.0096341 | -0.028623 | -0.011834 | 69.1667 | 0.16511 | 0.18797 | 0.16353 | 0.17062
| 69.2083 | -0.072781 | -2.2484 | -0.0049189 | -0.62768 | 69.2083 | -0.00087682 | -0.0089324 | -0.025497 | -0.01193 | 69.2083 | 0.21084 | 0.16359 | 0.10947 | 0.16158
| 69.25 | -0.075483 | -2.2472 | 0.0024747 | -0.62568 | 69.25 | -0.0041049 | -0.0088758 | -0.022251 | -0.011941 | 69.25 | 0.25506 | 0.13603 | 0.056478 | 0.15151
| 69.2917 | -0.077119 | -2.2464 | 0.0064382 | -0.62465 | 69.2917 | -0.0065626 | -0.0091376 | -0.020214 | -0.012188 | 69.2917 | 0.29757 | 0.10628 | 0.0029016 | 0.14001
| 69.3333 | -0.078443 | -2.26 | 0.0097066 | -0.62757 | 69.3333 | -0.0087256 | -0.024086 | -0.018728 | -0.016436 | 69.3333 | 0.33518 | 0.076733 | -0.051544 | 0.12643
| 69.375 | -0.079645 | -2.26 | 0.011213 | -0.62748 | 69.375 | -0.011173 | -0.025413 | -0.017969 | -0.017424 | 69.375 | 0.36888 | 0.045176 | -0.10293 | 0.11196
| 69.4167 | -0.078396 | -2.2589 | 0.013328 | -0.62593 | 69.4167 | -0.012662 | -0.026435 | -0.017246 | -0.017988 | 69.4167 | 0.39788 | 0.01229 | -0.15507 | 0.095122
| 69.4583 | -0.07515 | -2.2562 | 0.014946 | -0.62343 | 69.4583 | -0.013733 | -0.026513 | -0.016412 | -0.018106 | 69.4583 | 0.42151 | -0.023381 | -0.20738 | 0.07548
| 69.5 | -0.067827 | -2.2546 | 0.0159 | -0.61993 | 69.5 | -0.012925 | -0.026704 | -0.015741 | -0.017614 | 69.5 | 0.43624 | -0.060402 | -0.26237 | 0.051207
| 69.5417 | -0.023162 | -2.2519 | 0.016885 | -0.60225 | 69.5417 | 0.02424 | -0.025612 | -0.015423 | -0.0033877 | 69.5417 | 0.44103 | -0.097642 | -0.32404 | 0.020756
| 69.5833 | 0.023113 | -2.2497 | 0.017007 | -0.58441 | 69.5833 | 0.0621 | -0.024859 | -0.015458 | 0.010879 | 69.5833 | 0.43606 | -0.13732 | -0.38756 | -0.014642
| 69.625 | 0.070283 | -2.2485 | 0.016741 | -0.56666 | 69.625 | 0.10071 | -0.024451 | -0.015101 | 0.025475 | 69.625 | 0.42094 | -0.1779 | -0.44804 | -0.052955
| 69.6667 | 0.11754 | -2.2483 | 0.01264 | -0.5505 | 69.6667 | 0.13961 | -0.023902 | -0.013556 | 0.040645 | 69.6667 | 0.39685 | -0.21877 | -0.49509 | -0.089822
| 69.7083 | 0.16443 | -2.2495 | 0.003765 | -0.53661 | 69.7083 | 0.17908 | -0.022939 | -0.0095066 | 0.057045 | 69.7083 | 0.36446 | -0.25693 | -0.52032 | -0.12116
| 69.75 | 0.2095 | -2.2547 | -0.0063852 | -0.52491 | 69.75 | 0.21843 | -0.022369 | -0.0026817 | 0.074297 | 69.75 | 0.32644 | -0.28743 | -0.51946 | -0.14311
| 69.7917 | 0.25255 | -2.2614 | -0.015351 | -0.51392 | 69.7917 | 0.2571 | -0.021698 | 0.0024643 | 0.090719 | 69.7917 | 0.2817 | -0.31033 | -0.5002 | -0.15888
| 69.8333 | 0.29447 | -2.2673 | -0.020473 | -0.50177 | 69.8333 | 0.29536 | -0.020789 | 0.0062954 | 0.10657 | 69.8333 | 0.2342 | -0.32535 | -0.46609 | -0.1682
| 69.875 | 0.33559 | -2.2741 | -0.024795 | -0.48985 | 69.875 | 0.33343 | -0.0086507 | 0.0092287 | 0.12502 | 69.875 | 0.185 | -0.33103 | -0.42254 | -0.17225
| 69.9167 | 0.37609 | -2.2808 | -0.028145 | -0.47777 | 69.9167 | 0.37138 | -0.0063785 | 0.011353 | 0.14051 | 69.9167 | 0.13493 | -0.32766 | -0.37319 | -0.17212
| 69.9583 | 0.41621 | -2.2871 | -0.030541 | -0.4654 | 69.9583 | 0.40934 | -0.0037735 | 0.012444 | 0.15571 | 69.9583 | 0.084351 | -0.31805 | -0.32045 | -0.16928
| 70 | 0.45591 | -2.2926 | -0.032097 | -0.45266 | 70 | 0.44729 | -0.0012579 | 0.013393 | 0.17084 | 70 | 0.033302 | -0.30252 | -0.26324 | -0.16343

## Fig4 (4th row)
Tank Capacity
| System-wide power outage |  |  |  |  | Source-wide power outage |  |  |  |  | Distribution power outage
| Time(days) | West | Central | East | System | Time(days) | West | Central | East | System | Time(days) | West | Central | East | System
| 0 | 1 | 1 | 0.73336 | 0.92382 | 0 | 1 | 1 | 0.73336 | 0.92382 | 0 | 1 | 1 | 0.73336 | 0.92382
| 0.041667 | 1 | 1 | 0.78076 | 0.93736 | 0.041667 | 1 | 1 | 0.78076 | 0.93736 | 0.041667 | 1 | 1 | 0.78076 | 0.93736
| 0.083333 | 1 | 1 | 0.81869 | 0.9482 | 0.083333 | 1 | 1 | 0.81868 | 0.9482 | 0.083333 | 1 | 1 | 0.81869 | 0.9482
| 0.125 | 1 | 1 | 0.83904 | 0.95401 | 0.125 | 1 | 1 | 0.83903 | 0.95401 | 0.125 | 1 | 1 | 0.83904 | 0.95401
| 0.16667 | 1 | 1 | 0.85193 | 0.9577 | 0.16667 | 1 | 1 | 0.85192 | 0.95769 | 0.16667 | 1 | 1 | 0.85193 | 0.9577
| 0.20833 | 1 | 1 | 0.8608 | 0.96023 | 0.20833 | 1 | 1 | 0.86079 | 0.96023 | 0.20833 | 1 | 1 | 0.8608 | 0.96023
| 0.25 | 1 | 1 | 0.86664 | 0.9619 | 0.25 | 1 | 1 | 0.86662 | 0.96189 | 0.25 | 1 | 1 | 0.86664 | 0.9619
| 0.29167 | 1 | 1 | 0.87022 | 0.96292 | 0.29167 | 1 | 1 | 0.8702 | 0.96291 | 0.29167 | 1 | 1 | 0.87022 | 0.96292
| 0.33333 | 1 | 1 | 0.87145 | 0.96327 | 0.33333 | 1 | 1 | 0.87143 | 0.96327 | 0.33333 | 1 | 1 | 0.87145 | 0.96327
| 0.375 | 0.99925 | 1 | 0.87039 | 0.96275 | 0.375 | 0.99925 | 1 | 0.87037 | 0.96275 | 0.375 | 0.99925 | 1 | 0.87039 | 0.96275
| 0.41667 | 0.99932 | 1 | 0.86823 | 0.96216 | 0.41667 | 0.99932 | 1 | 0.86822 | 0.96215 | 0.41667 | 0.99932 | 1 | 0.86823 | 0.96216
| 0.45833 | 0.99938 | 1 | 0.86573 | 0.96146 | 0.45833 | 0.99938 | 1 | 0.86571 | 0.96145 | 0.45833 | 0.99938 | 1 | 0.86573 | 0.96146
| 0.5 | 0.99943 | 1 | 0.86301 | 0.96069 | 0.5 | 0.99943 | 1 | 0.86299 | 0.96069 | 0.5 | 0.99943 | 1 | 0.86301 | 0.96069
| 0.54167 | 0.99947 | 1 | 0.86016 | 0.95989 | 0.54167 | 0.99947 | 1 | 0.86015 | 0.95989 | 0.54167 | 0.99947 | 1 | 0.86016 | 0.95989
| 0.58333 | 0.9995 | 1 | 0.85725 | 0.95907 | 0.58333 | 0.9995 | 1 | 0.85723 | 0.95907 | 0.58333 | 0.9995 | 1 | 0.85725 | 0.95907
| 0.625 | 0.99953 | 1 | 0.8543 | 0.95824 | 0.625 | 0.99953 | 1 | 0.85428 | 0.95823 | 0.625 | 0.99953 | 1 | 0.8543 | 0.95824
| 0.66667 | 0.99956 | 1 | 0.85109 | 0.95733 | 0.66667 | 0.99956 | 1 | 0.85107 | 0.95732 | 0.66667 | 0.99956 | 1 | 0.85109 | 0.95733
| 0.70833 | 0.99907 | 1 | 0.84753 | 0.95617 | 0.70833 | 0.99907 | 1 | 0.84751 | 0.95617 | 0.70833 | 0.99907 | 1 | 0.84753 | 0.95617
| 0.75 | 0.99592 | 1 | 0.84362 | 0.95416 | 0.75 | 0.99592 | 1 | 0.84361 | 0.95415 | 0.75 | 0.99592 | 1 | 0.84362 | 0.95416
| 0.79167 | 0.99609 | 1 | 0.83994 | 0.95315 | 0.79167 | 0.99609 | 1 | 0.83993 | 0.95315 | 0.79167 | 0.99609 | 1 | 0.83994 | 0.95315
| 0.83333 | 0.99628 | 1 | 0.83694 | 0.95235 | 0.83333 | 0.99628 | 1 | 0.83693 | 0.95234 | 0.83333 | 0.99628 | 1 | 0.83694 | 0.95235
| 0.875 | 0.99645 | 1 | 0.83455 | 0.95171 | 0.875 | 0.99645 | 1 | 0.83454 | 0.95171 | 0.875 | 0.99645 | 1 | 0.83455 | 0.95171
| 0.91667 | 0.9966 | 1 | 0.8327 | 0.95123 | 0.91667 | 0.9966 | 1 | 0.83268 | 0.95122 | 0.91667 | 0.9966 | 1 | 0.8327 | 0.95123
| 0.95833 | 0.99674 | 1 | 0.83129 | 0.95087 | 0.95833 | 0.99674 | 1 | 0.83127 | 0.95086 | 0.95833 | 0.99674 | 1 | 0.83129 | 0.95087
| 1 | 0.99674 | 1 | 0.83421 | 0.9517 | 1 | 0.99674 | 1 | 0.83419 | 0.9517 | 1 | 0.99674 | 1 | 0.83421 | 0.9517
| 1.0417 | 0.99674 | 1 | 0.83329 | 0.95144 | 1.0417 | 0.99674 | 1 | 0.83327 | 0.95143 | 1.0417 | 0.99674 | 1 | 0.83329 | 0.95144
| 1.0833 | 0.99674 | 1 | 0.82965 | 0.9504 | 1.0833 | 0.99674 | 1 | 0.82963 | 0.95039 | 1.0833 | 0.99674 | 1 | 0.82965 | 0.9504
| 1.125 | 0.99674 | 1 | 0.82577 | 0.94929 | 1.125 | 0.99674 | 1 | 0.82575 | 0.94928 | 1.125 | 0.99674 | 1 | 0.82577 | 0.94929
| 1.1667 | 0.99674 | 1 | 0.82171 | 0.94813 | 1.1667 | 0.99674 | 1 | 0.82169 | 0.94812 | 1.1667 | 0.99674 | 1 | 0.82171 | 0.94813
| 1.2083 | 0.99674 | 1 | 0.81753 | 0.94693 | 1.2083 | 0.99674 | 1 | 0.8175 | 0.94693 | 1.2083 | 0.99674 | 1 | 0.81753 | 0.94693
| 1.25 | 0.99674 | 1 | 0.81325 | 0.94571 | 1.25 | 0.99674 | 1 | 0.81323 | 0.94571 | 1.25 | 0.99674 | 1 | 0.81325 | 0.94571
| 1.2917 | 0.99674 | 1 | 0.80894 | 0.94448 | 1.2917 | 0.99674 | 1 | 0.80892 | 0.94448 | 1.2917 | 0.99674 | 1 | 0.80894 | 0.94448
| 1.3333 | 0.99674 | 1 | 0.80463 | 0.94325 | 1.3333 | 0.99674 | 1 | 0.8046 | 0.94324 | 1.3333 | 0.99674 | 1 | 0.80463 | 0.94325
| 1.375 | 0.99674 | 1 | 0.80031 | 0.94201 | 1.375 | 0.99674 | 1 | 0.80028 | 0.94201 | 1.375 | 0.99674 | 1 | 0.80031 | 0.94201
| 1.4167 | 0.99674 | 1 | 0.79598 | 0.94078 | 1.4167 | 0.99674 | 1 | 0.79595 | 0.94077 | 1.4167 | 0.99674 | 1 | 0.79598 | 0.94078
| 1.4583 | 0.99674 | 1 | 0.79165 | 0.93954 | 1.4583 | 0.99674 | 1 | 0.79162 | 0.93953 | 1.4583 | 0.99674 | 1 | 0.79165 | 0.93954
| 1.5 | 0.99674 | 1 | 0.78731 | 0.9383 | 1.5 | 0.99674 | 1 | 0.78728 | 0.93829 | 1.5 | 0.99674 | 1 | 0.78731 | 0.9383
| 1.5417 | 0.99674 | 1 | 0.78298 | 0.93706 | 1.5417 | 0.99674 | 1 | 0.78295 | 0.93705 | 1.5417 | 0.99674 | 1 | 0.78298 | 0.93706
| 1.5833 | 0.99674 | 1 | 0.77864 | 0.93582 | 1.5833 | 0.99674 | 1 | 0.77861 | 0.93582 | 1.5833 | 0.99674 | 1 | 0.77864 | 0.93582
| 1.625 | 0.99674 | 1 | 0.7743 | 0.93458 | 1.625 | 0.99674 | 1 | 0.77427 | 0.93458 | 1.625 | 0.99674 | 1 | 0.7743 | 0.93458
| 1.6667 | 0.99674 | 1 | 0.76996 | 0.93334 | 1.6667 | 0.99674 | 1 | 0.76993 | 0.93334 | 1.6667 | 0.99674 | 1 | 0.76996 | 0.93334
| 1.7083 | 0.99674 | 1 | 0.76562 | 0.9321 | 1.7083 | 0.99674 | 1 | 0.76559 | 0.9321 | 1.7083 | 0.99674 | 1 | 0.76562 | 0.9321
| 1.75 | 0.99674 | 1 | 0.76128 | 0.93086 | 1.75 | 0.99674 | 1 | 0.76125 | 0.93086 | 1.75 | 0.99674 | 1 | 0.76128 | 0.93086
| 1.7917 | 0.99671 | 1 | 0.75835 | 0.93002 | 1.7917 | 0.99671 | 1 | 0.75832 | 0.93001 | 1.7917 | 0.99671 | 1 | 0.75835 | 0.93002
| 1.8333 | 0.99671 | 1 | 0.75895 | 0.93019 | 1.8333 | 0.99671 | 1 | 0.75892 | 0.93018 | 1.8333 | 0.99671 | 1 | 0.75895 | 0.93019
| 1.875 | 0.99671 | 1 | 0.76269 | 0.93126 | 1.875 | 0.99671 | 1 | 0.76265 | 0.93125 | 1.875 | 0.99671 | 1 | 0.76269 | 0.93126
| 1.9167 | 0.99671 | 1 | 0.76643 | 0.93232 | 1.9167 | 0.99671 | 1 | 0.76639 | 0.93231 | 1.9167 | 0.99671 | 1 | 0.76643 | 0.93232
| 1.9583 | 0.99671 | 1 | 0.77017 | 0.93339 | 1.9583 | 0.99671 | 1 | 0.77013 | 0.93338 | 1.9583 | 0.99671 | 1 | 0.77017 | 0.93339
| 2 | 0.99671 | 1 | 0.77392 | 0.93446 | 2 | 0.99671 | 1 | 0.77388 | 0.93445 | 2 | 0.99671 | 1 | 0.77392 | 0.93446
| 2.0417 | 0.99671 | 1 | 0.77766 | 0.93553 | 2.0417 | 0.99671 | 1 | 0.77762 | 0.93552 | 2.0417 | 0.99671 | 1 | 0.77766 | 0.93553
| 2.0833 | 0.99671 | 1 | 0.78141 | 0.9366 | 2.0833 | 0.99671 | 1 | 0.78137 | 0.93659 | 2.0833 | 0.99671 | 1 | 0.78141 | 0.9366
| 2.125 | 0.99671 | 1 | 0.78516 | 0.93768 | 2.125 | 0.99671 | 1 | 0.78512 | 0.93766 | 2.125 | 0.99671 | 1 | 0.78516 | 0.93768
| 2.1667 | 0.99671 | 1 | 0.78891 | 0.93875 | 2.1667 | 0.99671 | 1 | 0.78887 | 0.93874 | 2.1667 | 0.99671 | 1 | 0.78891 | 0.93875
| 2.2083 | 0.99671 | 1 | 0.79266 | 0.93982 | 2.2083 | 0.99671 | 1 | 0.79262 | 0.93981 | 2.2083 | 0.99671 | 1 | 0.79266 | 0.93982
| 2.25 | 0.99671 | 1 | 0.79641 | 0.94089 | 2.25 | 0.99671 | 1 | 0.79637 | 0.94088 | 2.25 | 0.99671 | 1 | 0.79641 | 0.94089
| 2.2917 | 0.99671 | 1 | 0.80016 | 0.94196 | 2.2917 | 0.99671 | 1 | 0.80012 | 0.94195 | 2.2917 | 0.99671 | 1 | 0.80016 | 0.94196
| 2.3333 | 0.99671 | 1 | 0.80391 | 0.94303 | 2.3333 | 0.99671 | 1 | 0.80387 | 0.94302 | 2.3333 | 0.99671 | 1 | 0.80391 | 0.94303
| 2.375 | 0.99671 | 1 | 0.80766 | 0.94411 | 2.375 | 0.99671 | 1 | 0.80762 | 0.94409 | 2.375 | 0.99671 | 1 | 0.80766 | 0.94411
| 2.4167 | 0.99671 | 1 | 0.81141 | 0.94518 | 2.4167 | 0.99671 | 1 | 0.81137 | 0.94516 | 2.4167 | 0.99671 | 1 | 0.81141 | 0.94518
| 2.4583 | 0.99671 | 1 | 0.81516 | 0.94625 | 2.4583 | 0.99671 | 1 | 0.81512 | 0.94623 | 2.4583 | 0.99671 | 1 | 0.81516 | 0.94625
| 2.5 | 0.99671 | 1 | 0.81892 | 0.94732 | 2.5 | 0.99671 | 1 | 0.81887 | 0.94731 | 2.5 | 0.99671 | 1 | 0.81892 | 0.94732
| 2.5417 | 0.99671 | 1 | 0.82267 | 0.94839 | 2.5417 | 0.99671 | 1 | 0.82262 | 0.94838 | 2.5417 | 0.99671 | 1 | 0.82267 | 0.94839
| 2.5833 | 0.99671 | 1 | 0.82642 | 0.94946 | 2.5833 | 0.99671 | 1 | 0.82637 | 0.94945 | 2.5833 | 0.99671 | 1 | 0.82642 | 0.94946
| 2.625 | 0.99671 | 1 | 0.83017 | 0.95053 | 2.625 | 0.99671 | 1 | 0.83012 | 0.95052 | 2.625 | 0.99671 | 1 | 0.83017 | 0.95053
| 2.6667 | 0.99671 | 1 | 0.83392 | 0.95161 | 2.6667 | 0.99671 | 1 | 0.83387 | 0.95159 | 2.6667 | 0.99671 | 1 | 0.83392 | 0.95161
| 2.7083 | 0.99671 | 1 | 0.83767 | 0.95268 | 2.7083 | 0.99671 | 1 | 0.83761 | 0.95266 | 2.7083 | 0.99671 | 1 | 0.83767 | 0.95268
| 2.75 | 0.99671 | 1 | 0.84142 | 0.95375 | 2.75 | 0.99671 | 1 | 0.84136 | 0.95373 | 2.75 | 0.99671 | 1 | 0.84142 | 0.95375
| 2.7917 | 0.99675 | 1 | 0.84376 | 0.95443 | 2.7917 | 0.99675 | 1 | 0.8437 | 0.95441 | 2.7917 | 0.99675 | 1 | 0.84376 | 0.95443
| 2.8333 | 0.99675 | 1 | 0.84257 | 0.95409 | 2.8333 | 0.99675 | 1 | 0.84251 | 0.95407 | 2.8333 | 0.99675 | 1 | 0.84257 | 0.95409
| 2.875 | 0.99675 | 1 | 0.83824 | 0.95285 | 2.875 | 0.99675 | 1 | 0.83819 | 0.95284 | 2.875 | 0.99675 | 1 | 0.83824 | 0.95285
| 2.9167 | 0.99675 | 1 | 0.83391 | 0.95162 | 2.9167 | 0.99675 | 1 | 0.83386 | 0.9516 | 2.9167 | 0.99675 | 1 | 0.83391 | 0.95162
| 2.9583 | 0.99675 | 1 | 0.82958 | 0.95038 | 2.9583 | 0.99675 | 1 | 0.82952 | 0.95036 | 2.9583 | 0.99675 | 1 | 0.82958 | 0.95038
| 3 | 0.99675 | 1 | 0.82525 | 0.94914 | 3 | 0.99675 | 1 | 0.82519 | 0.94912 | 3 | 0.99675 | 1 | 0.82525 | 0.94914
| 3.0417 | 0.99675 | 1 | 0.82091 | 0.9479 | 3.0417 | 0.99675 | 1 | 0.82085 | 0.94788 | 3.0417 | 0.99675 | 1 | 0.82091 | 0.9479
| 3.0833 | 0.99675 | 1 | 0.81657 | 0.94666 | 3.0833 | 0.99675 | 1 | 0.81651 | 0.94664 | 3.0833 | 0.99675 | 1 | 0.81657 | 0.94666
| 3.125 | 0.99675 | 1 | 0.81223 | 0.94542 | 3.125 | 0.99675 | 1 | 0.81217 | 0.9454 | 3.125 | 0.99675 | 1 | 0.81223 | 0.94542
| 3.1667 | 0.99675 | 1 | 0.80789 | 0.94418 | 3.1667 | 0.99675 | 1 | 0.80783 | 0.94416 | 3.1667 | 0.99675 | 1 | 0.80789 | 0.94418
| 3.2083 | 0.99675 | 1 | 0.80355 | 0.94294 | 3.2083 | 0.99675 | 1 | 0.80349 | 0.94292 | 3.2083 | 0.99675 | 1 | 0.80355 | 0.94294
| 3.25 | 0.99675 | 1 | 0.79921 | 0.9417 | 3.25 | 0.99675 | 1 | 0.79915 | 0.94168 | 3.25 | 0.99675 | 1 | 0.79921 | 0.9417
| 3.2917 | 0.99675 | 1 | 0.79487 | 0.94046 | 3.2917 | 0.99675 | 1 | 0.7948 | 0.94044 | 3.2917 | 0.99675 | 1 | 0.79487 | 0.94046
| 3.3333 | 0.99675 | 1 | 0.79053 | 0.93922 | 3.3333 | 0.99675 | 1 | 0.79046 | 0.9392 | 3.3333 | 0.99675 | 1 | 0.79053 | 0.93922
| 3.375 | 0.99675 | 1 | 0.78619 | 0.93798 | 3.375 | 0.99675 | 1 | 0.78612 | 0.93796 | 3.375 | 0.99675 | 1 | 0.78619 | 0.93798
| 3.4167 | 0.99675 | 1 | 0.78185 | 0.93674 | 3.4167 | 0.99675 | 1 | 0.78178 | 0.93672 | 3.4167 | 0.99675 | 1 | 0.78185 | 0.93674
| 3.4583 | 0.99675 | 1 | 0.77751 | 0.9355 | 3.4583 | 0.99675 | 1 | 0.77744 | 0.93548 | 3.4583 | 0.99675 | 1 | 0.77751 | 0.9355
| 3.5 | 0.99675 | 1 | 0.77317 | 0.93426 | 3.5 | 0.99675 | 1 | 0.7731 | 0.93424 | 3.5 | 0.99675 | 1 | 0.77317 | 0.93426
| 3.5417 | 0.99675 | 1 | 0.76883 | 0.93302 | 3.5417 | 0.99675 | 1 | 0.76876 | 0.933 | 3.5417 | 0.99675 | 1 | 0.76883 | 0.93302
| 3.5833 | 0.99675 | 1 | 0.76449 | 0.93178 | 3.5833 | 0.99675 | 1 | 0.76441 | 0.93176 | 3.5833 | 0.99675 | 1 | 0.76449 | 0.93178
| 3.625 | 0.99675 | 1 | 0.76015 | 0.93054 | 3.625 | 0.99675 | 1 | 0.76007 | 0.93052 | 3.625 | 0.99675 | 1 | 0.76015 | 0.93054
| 3.6667 | 0.99675 | 1 | 0.7558 | 0.9293 | 3.6667 | 0.99675 | 1 | 0.75573 | 0.92928 | 3.6667 | 0.99675 | 1 | 0.7558 | 0.9293
| 3.7083 | 0.99675 | 1 | 0.7529 | 0.92847 | 3.7083 | 0.99675 | 1 | 0.75282 | 0.92845 | 3.7083 | 0.99675 | 1 | 0.7529 | 0.92847
| 3.75 | 0.99674 | 1 | 0.75351 | 0.92864 | 3.75 | 0.99674 | 1 | 0.75344 | 0.92862 | 3.75 | 0.99674 | 1 | 0.75351 | 0.92864
| 3.7917 | 0.99674 | 1 | 0.75762 | 0.92982 | 3.7917 | 0.99674 | 1 | 0.75754 | 0.92979 | 3.7917 | 0.99674 | 1 | 0.75762 | 0.92982
| 3.8333 | 0.99674 | 1 | 0.76173 | 0.93099 | 3.8333 | 0.99674 | 1 | 0.76165 | 0.93097 | 3.8333 | 0.99674 | 1 | 0.76173 | 0.93099
| 3.875 | 0.99674 | 1 | 0.76583 | 0.93216 | 3.875 | 0.99674 | 1 | 0.76575 | 0.93214 | 3.875 | 0.99674 | 1 | 0.76583 | 0.93216
| 3.9167 | 0.99674 | 1 | 0.76994 | 0.93333 | 3.9167 | 0.99674 | 1 | 0.76986 | 0.93331 | 3.9167 | 0.99674 | 1 | 0.76994 | 0.93333
| 3.9583 | 0.99674 | 1 | 0.77404 | 0.93451 | 3.9583 | 0.99674 | 1 | 0.77396 | 0.93448 | 3.9583 | 0.99674 | 1 | 0.77404 | 0.93451
| 4 | 0.99674 | 1 | 0.77814 | 0.93568 | 4 | 0.99674 | 1 | 0.77806 | 0.93566 | 4 | 0.99674 | 1 | 0.77814 | 0.93568
| 4.0417 | 0.99674 | 1 | 0.78225 | 0.93685 | 4.0417 | 0.99674 | 1 | 0.78217 | 0.93683 | 4.0417 | 0.99674 | 1 | 0.78225 | 0.93685
| 4.0833 | 0.99674 | 1 | 0.78635 | 0.93802 | 4.0833 | 0.99674 | 1 | 0.78627 | 0.938 | 4.0833 | 0.99674 | 1 | 0.78635 | 0.93802
| 4.125 | 0.99674 | 1 | 0.79045 | 0.9392 | 4.125 | 0.99674 | 1 | 0.79037 | 0.93917 | 4.125 | 0.99674 | 1 | 0.79045 | 0.9392
| 4.1667 | 0.99674 | 1 | 0.79455 | 0.94037 | 4.1667 | 0.99674 | 1 | 0.79447 | 0.94034 | 4.1667 | 0.99674 | 1 | 0.79455 | 0.94037
| 4.2083 | 0.99674 | 1 | 0.79865 | 0.94154 | 4.2083 | 0.99674 | 1 | 0.79857 | 0.94152 | 4.2083 | 0.99674 | 1 | 0.79865 | 0.94154
| 4.25 | 0.99674 | 1 | 0.80275 | 0.94271 | 4.25 | 0.99674 | 1 | 0.80267 | 0.94269 | 4.25 | 0.99674 | 1 | 0.80275 | 0.94271
| 4.2917 | 0.99674 | 1 | 0.80686 | 0.94388 | 4.2917 | 0.99674 | 1 | 0.80677 | 0.94386 | 4.2917 | 0.99674 | 1 | 0.80686 | 0.94388
| 4.3333 | 0.99674 | 1 | 0.81096 | 0.94505 | 4.3333 | 0.99674 | 1 | 0.81087 | 0.94503 | 4.3333 | 0.99674 | 1 | 0.81096 | 0.94505
| 4.375 | 0.99674 | 1 | 0.81506 | 0.94623 | 4.375 | 0.99674 | 1 | 0.81497 | 0.9462 | 4.375 | 0.99674 | 1 | 0.81506 | 0.94623
| 4.4167 | 0.99674 | 1 | 0.81916 | 0.9474 | 4.4167 | 0.99674 | 1 | 0.81907 | 0.94737 | 4.4167 | 0.99674 | 1 | 0.81916 | 0.9474
| 4.4583 | 0.99674 | 1 | 0.82326 | 0.94857 | 4.4583 | 0.99674 | 1 | 0.82317 | 0.94854 | 4.4583 | 0.99674 | 1 | 0.82326 | 0.94857
| 4.5 | 0.99674 | 1 | 0.82736 | 0.94974 | 4.5 | 0.99674 | 1 | 0.82727 | 0.94972 | 4.5 | 0.99674 | 1 | 0.82736 | 0.94974
| 4.5417 | 0.99674 | 1 | 0.83146 | 0.95091 | 4.5417 | 0.99674 | 1 | 0.83137 | 0.95089 | 4.5417 | 0.99674 | 1 | 0.83146 | 0.95091
| 4.5833 | 0.99674 | 1 | 0.83557 | 0.95209 | 4.5833 | 0.99674 | 1 | 0.83547 | 0.95206 | 4.5833 | 0.99674 | 1 | 0.83557 | 0.95209
| 4.625 | 0.99674 | 1 | 0.83967 | 0.95326 | 4.625 | 0.99674 | 1 | 0.83957 | 0.95323 | 4.625 | 0.99674 | 1 | 0.83967 | 0.95326
| 4.6667 | 0.99674 | 1 | 0.84377 | 0.95443 | 4.6667 | 0.99674 | 1 | 0.84368 | 0.9544 | 4.6667 | 0.99674 | 1 | 0.84377 | 0.95443
| 4.7083 | 0.99673 | 1 | 0.84644 | 0.95519 | 4.7083 | 0.99673 | 1 | 0.84634 | 0.95516 | 4.7083 | 0.99673 | 1 | 0.84644 | 0.95519
| 4.75 | 0.99674 | 1 | 0.84558 | 0.95495 | 4.75 | 0.99674 | 1 | 0.84549 | 0.95492 | 4.75 | 0.99674 | 1 | 0.84558 | 0.95495
| 4.7917 | 0.99675 | 1 | 0.84124 | 0.95371 | 4.7917 | 0.99675 | 1 | 0.84114 | 0.95368 | 4.7917 | 0.99675 | 1 | 0.84124 | 0.95371
| 4.8333 | 0.99675 | 1 | 0.83689 | 0.95247 | 4.8333 | 0.99675 | 1 | 0.83679 | 0.95244 | 4.8333 | 0.99675 | 1 | 0.83689 | 0.95247
| 4.875 | 0.99675 | 1 | 0.83254 | 0.95123 | 4.875 | 0.99675 | 1 | 0.83245 | 0.9512 | 4.875 | 0.99675 | 1 | 0.83254 | 0.95123
| 4.9167 | 0.99675 | 1 | 0.8282 | 0.94998 | 4.9167 | 0.99675 | 1 | 0.8281 | 0.94996 | 4.9167 | 0.99675 | 1 | 0.8282 | 0.94998
| 4.9583 | 0.99675 | 1 | 0.82386 | 0.94874 | 4.9583 | 0.99675 | 1 | 0.82376 | 0.94872 | 4.9583 | 0.99675 | 1 | 0.82386 | 0.94874
| 5 | 0.99675 | 1 | 0.81952 | 0.9475 | 5 | 0.99675 | 1 | 0.81942 | 0.94747 | 5 | 0.99675 | 1 | 0.81952 | 0.9475
| 5.0417 | 0.99675 | 1 | 0.81517 | 0.94626 | 5.0417 | 0.99675 | 1 | 0.81507 | 0.94623 | 5.0417 | 0.99675 | 1 | 0.81517 | 0.94626
| 5.0833 | 0.99675 | 1 | 0.81083 | 0.94502 | 5.0833 | 0.99675 | 1 | 0.81073 | 0.94499 | 5.0833 | 0.99675 | 1 | 0.81083 | 0.94502
| 5.125 | 0.99675 | 1 | 0.80649 | 0.94378 | 5.125 | 0.99675 | 1 | 0.80639 | 0.94375 | 5.125 | 0.99675 | 1 | 0.80649 | 0.94378
| 5.1667 | 0.99675 | 1 | 0.80215 | 0.94254 | 5.1667 | 0.99675 | 1 | 0.80205 | 0.94251 | 5.1667 | 0.99675 | 1 | 0.80215 | 0.94254
| 5.2083 | 0.99675 | 1 | 0.79781 | 0.9413 | 5.2083 | 0.99675 | 1 | 0.79771 | 0.94127 | 5.2083 | 0.99675 | 1 | 0.79781 | 0.9413
| 5.25 | 0.99675 | 1 | 0.79347 | 0.94006 | 5.25 | 0.99675 | 1 | 0.79336 | 0.94003 | 5.25 | 0.99675 | 1 | 0.79347 | 0.94006
| 5.2917 | 0.99675 | 1 | 0.78913 | 0.93882 | 5.2917 | 0.99675 | 1 | 0.78902 | 0.93879 | 5.2917 | 0.99675 | 1 | 0.78913 | 0.93882
| 5.3333 | 0.99675 | 1 | 0.78479 | 0.93758 | 5.3333 | 0.99675 | 1 | 0.78468 | 0.93755 | 5.3333 | 0.99675 | 1 | 0.78479 | 0.93758
| 5.375 | 0.99675 | 1 | 0.78045 | 0.93634 | 5.375 | 0.99675 | 1 | 0.78034 | 0.93631 | 5.375 | 0.99675 | 1 | 0.78045 | 0.93634
| 5.4167 | 0.99675 | 1 | 0.77611 | 0.9351 | 5.4167 | 0.99675 | 1 | 0.776 | 0.93507 | 5.4167 | 0.99675 | 1 | 0.77611 | 0.9351
| 5.4583 | 0.99675 | 1 | 0.77177 | 0.93386 | 5.4583 | 0.99675 | 1 | 0.77166 | 0.93383 | 5.4583 | 0.99675 | 1 | 0.77177 | 0.93386
| 5.5 | 0.99675 | 1 | 0.76743 | 0.93262 | 5.5 | 0.99675 | 1 | 0.76732 | 0.93259 | 5.5 | 0.99675 | 1 | 0.76743 | 0.93262
| 5.5417 | 0.99675 | 1 | 0.76308 | 0.93138 | 5.5417 | 0.99675 | 1 | 0.76297 | 0.93135 | 5.5417 | 0.99675 | 1 | 0.76308 | 0.93138
| 5.5833 | 0.99675 | 1 | 0.75874 | 0.93014 | 5.5833 | 0.99675 | 1 | 0.75863 | 0.93011 | 5.5833 | 0.99675 | 1 | 0.75874 | 0.93014
| 5.625 | 0.99675 | 1 | 0.7544 | 0.9289 | 5.625 | 0.99675 | 1 | 0.75429 | 0.92887 | 5.625 | 0.99675 | 1 | 0.7544 | 0.9289
| 5.6667 | 0.99675 | 1 | 0.75113 | 0.92797 | 5.6667 | 0.99675 | 1 | 0.75102 | 0.92793 | 5.6667 | 0.99675 | 1 | 0.75113 | 0.92797
| 5.7083 | 0.99675 | 1 | 0.7514 | 0.92804 | 5.7083 | 0.99675 | 1 | 0.75128 | 0.92801 | 5.7083 | 0.99675 | 1 | 0.7514 | 0.92804
| 5.75 | 0.99673 | 1 | 0.75515 | 0.92911 | 5.75 | 0.99673 | 1 | 0.75504 | 0.92908 | 5.75 | 0.99673 | 1 | 0.75515 | 0.92911
| 5.7917 | 0.9967 | 1 | 0.75925 | 0.93027 | 5.7917 | 0.9967 | 1 | 0.75914 | 0.93024 | 5.7917 | 0.9967 | 1 | 0.75925 | 0.93027
| 5.8333 | 0.9967 | 1 | 0.76335 | 0.93144 | 5.8333 | 0.9967 | 1 | 0.76324 | 0.93141 | 5.8333 | 0.9967 | 1 | 0.76335 | 0.93144
| 5.875 | 0.9967 | 1 | 0.76745 | 0.93261 | 5.875 | 0.9967 | 1 | 0.76734 | 0.93258 | 5.875 | 0.9967 | 1 | 0.76745 | 0.93261
| 5.9167 | 0.9967 | 1 | 0.77155 | 0.93379 | 5.9167 | 0.9967 | 1 | 0.77143 | 0.93375 | 5.9167 | 0.9967 | 1 | 0.77155 | 0.93379
| 5.9583 | 0.9967 | 1 | 0.77565 | 0.93496 | 5.9583 | 0.9967 | 1 | 0.77553 | 0.93492 | 5.9583 | 0.9967 | 1 | 0.77565 | 0.93496
| 6 | 0.9967 | 1 | 0.77975 | 0.93613 | 6 | 0.9967 | 1 | 0.77963 | 0.93609 | 6 | 0.9967 | 1 | 0.77975 | 0.93613
| 6.0417 | 0.9967 | 1 | 0.78385 | 0.9373 | 6.0417 | 0.9967 | 1 | 0.78373 | 0.93727 | 6.0417 | 0.9967 | 1 | 0.78385 | 0.9373
| 6.0833 | 0.9967 | 1 | 0.78795 | 0.93847 | 6.0833 | 0.9967 | 1 | 0.78783 | 0.93844 | 6.0833 | 0.9967 | 1 | 0.78795 | 0.93847
| 6.125 | 0.9967 | 1 | 0.79205 | 0.93964 | 6.125 | 0.9967 | 1 | 0.79193 | 0.93961 | 6.125 | 0.9967 | 1 | 0.79205 | 0.93964
| 6.1667 | 0.9967 | 1 | 0.79615 | 0.94081 | 6.1667 | 0.9967 | 1 | 0.79603 | 0.94078 | 6.1667 | 0.9967 | 1 | 0.79615 | 0.94081
| 6.2083 | 0.9967 | 1 | 0.80025 | 0.94199 | 6.2083 | 0.9967 | 1 | 0.80013 | 0.94195 | 6.2083 | 0.9967 | 1 | 0.80025 | 0.94199
| 6.25 | 0.9967 | 1 | 0.80435 | 0.94316 | 6.25 | 0.9967 | 1 | 0.80423 | 0.94312 | 6.25 | 0.9967 | 1 | 0.80435 | 0.94316
| 6.2917 | 0.9967 | 1 | 0.80845 | 0.94433 | 6.2917 | 0.9967 | 1 | 0.80833 | 0.94429 | 6.2917 | 0.9967 | 1 | 0.80845 | 0.94433
| 6.3333 | 0.9967 | 1 | 0.81255 | 0.9455 | 6.3333 | 0.9967 | 1 | 0.81242 | 0.94546 | 6.3333 | 0.9967 | 1 | 0.81255 | 0.9455
| 6.375 | 0.9967 | 1 | 0.81665 | 0.94667 | 6.375 | 0.9967 | 1 | 0.81652 | 0.94663 | 6.375 | 0.9967 | 1 | 0.81665 | 0.94667
| 6.4167 | 0.9967 | 1 | 0.82075 | 0.94784 | 6.4167 | 0.9967 | 1 | 0.82062 | 0.94781 | 6.4167 | 0.9967 | 1 | 0.82075 | 0.94784
| 6.4583 | 0.9967 | 1 | 0.82485 | 0.94901 | 6.4583 | 0.9967 | 1 | 0.82472 | 0.94898 | 6.4583 | 0.9967 | 1 | 0.82485 | 0.94901
| 6.5 | 0.9967 | 1 | 0.82895 | 0.95019 | 6.5 | 0.9967 | 1 | 0.82882 | 0.95015 | 6.5 | 0.9967 | 1 | 0.82895 | 0.95019
| 6.5417 | 0.9967 | 1 | 0.83305 | 0.95136 | 6.5417 | 0.9967 | 1 | 0.83292 | 0.95132 | 6.5417 | 0.9967 | 1 | 0.83305 | 0.95136
| 6.5833 | 0.9967 | 1 | 0.83715 | 0.95253 | 6.5833 | 0.9967 | 1 | 0.83702 | 0.95249 | 6.5833 | 0.9967 | 1 | 0.83715 | 0.95253
| 6.625 | 0.9967 | 1 | 0.84125 | 0.9537 | 6.625 | 0.9967 | 1 | 0.84112 | 0.95366 | 6.625 | 0.9967 | 1 | 0.84125 | 0.9537
| 6.6667 | 0.9967 | 1 | 0.84428 | 0.95456 | 6.6667 | 0.9967 | 1 | 0.84415 | 0.95453 | 6.6667 | 0.9967 | 1 | 0.84428 | 0.95456
| 6.7083 | 0.9967 | 1 | 0.84378 | 0.95442 | 6.7083 | 0.9967 | 1 | 0.84364 | 0.95438 | 6.7083 | 0.9967 | 1 | 0.84378 | 0.95442
| 6.75 | 0.99671 | 1 | 0.83978 | 0.95328 | 6.75 | 0.99671 | 1 | 0.83964 | 0.95324 | 6.75 | 0.99671 | 1 | 0.83978 | 0.95328
| 6.7917 | 0.99675 | 1 | 0.83544 | 0.95205 | 6.7917 | 0.99675 | 1 | 0.8353 | 0.95201 | 6.7917 | 0.99675 | 1 | 0.83544 | 0.95205
| 6.8333 | 0.99675 | 1 | 0.8311 | 0.95081 | 6.8333 | 0.99675 | 1 | 0.83096 | 0.95077 | 6.8333 | 0.99675 | 1 | 0.8311 | 0.95081
| 6.875 | 0.99675 | 1 | 0.82676 | 0.94957 | 6.875 | 0.99675 | 1 | 0.82662 | 0.94953 | 6.875 | 0.99675 | 1 | 0.82676 | 0.94957
| 6.9167 | 0.99675 | 1 | 0.82242 | 0.94833 | 6.9167 | 0.99675 | 1 | 0.82228 | 0.94829 | 6.9167 | 0.99675 | 1 | 0.82242 | 0.94833
| 6.9583 | 0.99675 | 1 | 0.81808 | 0.94709 | 6.9583 | 0.99675 | 1 | 0.81794 | 0.94705 | 6.9583 | 0.99675 | 1 | 0.81808 | 0.94709
| 7 | 0.99675 | 1 | 0.81374 | 0.94585 | 7 | 0.99675 | 1 | 0.8136 | 0.94581 | 7 | 0.99675 | 1 | 0.81374 | 0.94585
| 7.0417 | 0.99675 | 1 | 0.80939 | 0.94461 | 7.0417 | 0.99675 | 1 | 0.80925 | 0.94457 | 7.0417 | 0.99675 | 1 | 0.80939 | 0.94461
| 7.0833 | 0.99675 | 1 | 0.80505 | 0.94337 | 7.0833 | 0.99675 | 1 | 0.80491 | 0.94333 | 7.0833 | 0.99675 | 1 | 0.80505 | 0.94337
| 7.125 | 0.99675 | 1 | 0.80071 | 0.94213 | 7.125 | 0.99675 | 1 | 0.80057 | 0.94209 | 7.125 | 0.99675 | 1 | 0.80071 | 0.94213
| 7.1667 | 0.99675 | 1 | 0.79637 | 0.94089 | 7.1667 | 0.99675 | 1 | 0.79623 | 0.94085 | 7.1667 | 0.99675 | 1 | 0.79637 | 0.94089
| 7.2083 | 0.99675 | 1 | 0.79203 | 0.93965 | 7.2083 | 0.99675 | 1 | 0.79189 | 0.93961 | 7.2083 | 0.99675 | 1 | 0.79203 | 0.93965
| 7.25 | 0.99675 | 1 | 0.78769 | 0.93841 | 7.25 | 0.99675 | 1 | 0.78755 | 0.93837 | 7.25 | 0.99675 | 1 | 0.78769 | 0.93841
| 7.2917 | 0.99675 | 1 | 0.78335 | 0.93717 | 7.2917 | 0.99675 | 1 | 0.78321 | 0.93713 | 7.2917 | 0.99675 | 1 | 0.78335 | 0.93717
| 7.3333 | 0.99675 | 1 | 0.77901 | 0.93593 | 7.3333 | 0.99675 | 1 | 0.77886 | 0.93589 | 7.3333 | 0.99675 | 1 | 0.77901 | 0.93593
| 7.375 | 0.99675 | 1 | 0.77467 | 0.93469 | 7.375 | 0.99675 | 1 | 0.77452 | 0.93465 | 7.375 | 0.99675 | 1 | 0.77467 | 0.93469
| 7.4167 | 0.99675 | 1 | 0.77033 | 0.93345 | 7.4167 | 0.99675 | 1 | 0.77018 | 0.93341 | 7.4167 | 0.99675 | 1 | 0.77033 | 0.93345
| 7.4583 | 0.99675 | 1 | 0.76599 | 0.93221 | 7.4583 | 0.99675 | 1 | 0.76584 | 0.93217 | 7.4583 | 0.99675 | 1 | 0.76599 | 0.93221
| 7.5 | 0.99675 | 1 | 0.76165 | 0.93097 | 7.5 | 0.99675 | 1 | 0.7615 | 0.93093 | 7.5 | 0.99675 | 1 | 0.76165 | 0.93097
| 7.5417 | 0.99675 | 1 | 0.75731 | 0.92973 | 7.5417 | 0.99675 | 1 | 0.75716 | 0.92969 | 7.5417 | 0.99675 | 1 | 0.75731 | 0.92973
| 7.5833 | 0.99675 | 1 | 0.75297 | 0.92849 | 7.5833 | 0.99675 | 1 | 0.75282 | 0.92845 | 7.5833 | 0.99675 | 1 | 0.75297 | 0.92849
| 7.625 | 0.99675 | 1 | 0.74934 | 0.92745 | 7.625 | 0.99675 | 1 | 0.74954 | 0.92751 | 7.625 | 0.99675 | 1 | 0.74934 | 0.92745
| 7.6667 | 0.99675 | 1 | 0.74924 | 0.92742 | 7.6667 | 0.99675 | 1 | 0.74979 | 0.92758 | 7.6667 | 0.99675 | 1 | 0.74924 | 0.92742
| 7.7083 | 0.99675 | 1 | 0.75265 | 0.9284 | 7.7083 | 0.99675 | 1 | 0.75354 | 0.92865 | 7.7083 | 0.99675 | 1 | 0.75265 | 0.9284
| 7.75 | 0.99677 | 1 | 0.75675 | 0.92958 | 7.75 | 0.99676 | 1 | 0.75765 | 0.92983 | 7.75 | 0.99677 | 1 | 0.75675 | 0.92958
| 7.7917 | 0.99679 | 1 | 0.76086 | 0.93076 | 7.7917 | 0.99677 | 1 | 0.76175 | 0.93101 | 7.7917 | 0.99679 | 1 | 0.76086 | 0.93076
| 7.8333 | 0.99679 | 1 | 0.76496 | 0.93193 | 7.8333 | 0.99677 | 1 | 0.76585 | 0.93218 | 7.8333 | 0.99679 | 1 | 0.76496 | 0.93193
| 7.875 | 0.99679 | 1 | 0.76907 | 0.9331 | 7.875 | 0.99677 | 1 | 0.76995 | 0.93335 | 7.875 | 0.99679 | 1 | 0.76907 | 0.9331
| 7.9167 | 0.99679 | 1 | 0.77317 | 0.93427 | 7.9167 | 0.99677 | 1 | 0.77405 | 0.93452 | 7.9167 | 0.99679 | 1 | 0.77317 | 0.93427
| 7.9583 | 0.99679 | 1 | 0.77727 | 0.93545 | 7.9583 | 0.99677 | 1 | 0.77815 | 0.93569 | 7.9583 | 0.99679 | 1 | 0.77727 | 0.93545
| 8 | 0.99679 | 1 | 0.78137 | 0.93662 | 8 | 0.99677 | 1 | 0.78225 | 0.93686 | 8 | 0.99679 | 1 | 0.78137 | 0.93662
| 8.0417 | 0.99679 | 1 | 0.78547 | 0.93779 | 8.0417 | 0.99677 | 1 | 0.78635 | 0.93803 | 8.0417 | 0.99679 | 1 | 0.78547 | 0.93779
| 8.0833 | 0.99679 | 1 | 0.78957 | 0.93896 | 8.0833 | 0.99677 | 1 | 0.79045 | 0.93921 | 8.0833 | 0.99679 | 1 | 0.78957 | 0.93896
| 8.125 | 0.99679 | 1 | 0.79367 | 0.94013 | 8.125 | 0.99677 | 1 | 0.79455 | 0.94038 | 8.125 | 0.99679 | 1 | 0.79367 | 0.94013
| 8.1667 | 0.99679 | 1 | 0.79777 | 0.9413 | 8.1667 | 0.99677 | 1 | 0.79865 | 0.94155 | 8.1667 | 0.99679 | 1 | 0.79777 | 0.9413
| 8.2083 | 0.99679 | 1 | 0.80187 | 0.94247 | 8.2083 | 0.99677 | 1 | 0.80275 | 0.94272 | 8.2083 | 0.99679 | 1 | 0.80187 | 0.94247
| 8.25 | 0.99679 | 1 | 0.80597 | 0.94364 | 8.25 | 0.99677 | 1 | 0.80684 | 0.94389 | 8.25 | 0.99679 | 1 | 0.80597 | 0.94364
| 8.2917 | 0.99679 | 1 | 0.81007 | 0.94482 | 8.2917 | 0.99677 | 1 | 0.81094 | 0.94506 | 8.2917 | 0.99679 | 1 | 0.81007 | 0.94482
| 8.3333 | 0.99679 | 1 | 0.81417 | 0.94599 | 8.3333 | 0.99677 | 1 | 0.81504 | 0.94623 | 8.3333 | 0.99679 | 1 | 0.81417 | 0.94599
| 8.375 | 0.99679 | 1 | 0.81827 | 0.94716 | 8.375 | 0.99677 | 1 | 0.81914 | 0.9474 | 8.375 | 0.99679 | 1 | 0.81827 | 0.94716
| 8.4167 | 0.99679 | 1 | 0.82237 | 0.94833 | 8.4167 | 0.99677 | 1 | 0.82324 | 0.94857 | 8.4167 | 0.99679 | 1 | 0.82237 | 0.94833
| 8.4583 | 0.99679 | 1 | 0.82647 | 0.9495 | 8.4583 | 0.99677 | 1 | 0.82733 | 0.94974 | 8.4583 | 0.99679 | 1 | 0.82647 | 0.9495
| 8.5 | 0.99679 | 1 | 0.83057 | 0.95067 | 8.5 | 0.99677 | 1 | 0.83143 | 0.95091 | 8.5 | 0.99679 | 1 | 0.83057 | 0.95067
| 8.5417 | 0.99679 | 1 | 0.83467 | 0.95184 | 8.5417 | 0.99677 | 1 | 0.83553 | 0.95209 | 8.5417 | 0.99679 | 1 | 0.83467 | 0.95184
| 8.5833 | 0.99679 | 1 | 0.83876 | 0.95301 | 8.5833 | 0.99677 | 1 | 0.83963 | 0.95326 | 8.5833 | 0.99679 | 1 | 0.83876 | 0.95301
| 8.625 | 0.99679 | 1 | 0.84215 | 0.95398 | 8.625 | 0.99677 | 1 | 0.84266 | 0.95412 | 8.625 | 0.99679 | 1 | 0.84215 | 0.95398
| 8.6667 | 0.99679 | 1 | 0.84201 | 0.95394 | 8.6667 | 0.99677 | 1 | 0.84217 | 0.95398 | 8.6667 | 0.99679 | 1 | 0.84201 | 0.95394
| 8.7083 | 0.99679 | 1 | 0.83836 | 0.9529 | 8.7083 | 0.99677 | 1 | 0.83817 | 0.95284 | 8.7083 | 0.99679 | 1 | 0.83836 | 0.9529
| 8.75 | 0.99676 | 1 | 0.83401 | 0.95165 | 8.75 | 0.99676 | 1 | 0.83382 | 0.95159 | 8.75 | 0.99676 | 1 | 0.83401 | 0.95165
| 8.7917 | 0.99675 | 1 | 0.82966 | 0.9504 | 8.7917 | 0.99675 | 1 | 0.82948 | 0.95035 | 8.7917 | 0.99675 | 1 | 0.82966 | 0.9504
| 8.8333 | 0.99675 | 1 | 0.82532 | 0.94916 | 8.8333 | 0.99675 | 1 | 0.82513 | 0.94911 | 8.8333 | 0.99675 | 1 | 0.82532 | 0.94916
| 8.875 | 0.99675 | 1 | 0.82097 | 0.94792 | 8.875 | 0.99675 | 1 | 0.82079 | 0.94787 | 8.875 | 0.99675 | 1 | 0.82097 | 0.94792
| 8.9167 | 0.99675 | 1 | 0.81663 | 0.94668 | 8.9167 | 0.99675 | 1 | 0.81644 | 0.94663 | 8.9167 | 0.99675 | 1 | 0.81663 | 0.94668
| 8.9583 | 0.99675 | 1 | 0.81229 | 0.94544 | 8.9583 | 0.99675 | 1 | 0.8121 | 0.94538 | 8.9583 | 0.99675 | 1 | 0.81229 | 0.94544
| 9 | 0.99675 | 1 | 0.80794 | 0.9442 | 9 | 0.99675 | 1 | 0.80776 | 0.94414 | 9 | 0.99675 | 1 | 0.80794 | 0.9442
| 9.0417 | 0.99675 | 1 | 0.8036 | 0.94296 | 9.0417 | 0.99675 | 1 | 0.80342 | 0.9429 | 9.0417 | 0.99675 | 1 | 0.8036 | 0.94296
| 9.0833 | 0.99675 | 1 | 0.79926 | 0.94172 | 9.0833 | 0.99675 | 1 | 0.79907 | 0.94166 | 9.0833 | 0.99675 | 1 | 0.79926 | 0.94172
| 9.125 | 0.99675 | 1 | 0.79492 | 0.94048 | 9.125 | 0.99675 | 1 | 0.79473 | 0.94042 | 9.125 | 0.99675 | 1 | 0.79492 | 0.94048
| 9.1667 | 0.99675 | 1 | 0.79058 | 0.93923 | 9.1667 | 0.99675 | 1 | 0.79039 | 0.93918 | 9.1667 | 0.99675 | 1 | 0.79058 | 0.93923
| 9.2083 | 0.99675 | 1 | 0.78624 | 0.93799 | 9.2083 | 0.99675 | 1 | 0.78605 | 0.93794 | 9.2083 | 0.99675 | 1 | 0.78624 | 0.93799
| 9.25 | 0.99675 | 1 | 0.7819 | 0.93675 | 9.25 | 0.99675 | 1 | 0.78171 | 0.9367 | 9.25 | 0.99675 | 1 | 0.7819 | 0.93675
| 9.2917 | 0.99675 | 1 | 0.77756 | 0.93551 | 9.2917 | 0.99675 | 1 | 0.77737 | 0.93546 | 9.2917 | 0.99675 | 1 | 0.77756 | 0.93551
| 9.3333 | 0.99675 | 1 | 0.77322 | 0.93427 | 9.3333 | 0.99675 | 1 | 0.77303 | 0.93422 | 9.3333 | 0.99675 | 1 | 0.77322 | 0.93427
| 9.375 | 0.99675 | 1 | 0.76887 | 0.93303 | 9.375 | 0.99675 | 1 | 0.76868 | 0.93298 | 9.375 | 0.99675 | 1 | 0.76887 | 0.93303
| 9.4167 | 0.99675 | 1 | 0.76453 | 0.93179 | 9.4167 | 0.99675 | 1 | 0.76434 | 0.93174 | 9.4167 | 0.99675 | 1 | 0.76453 | 0.93179
| 9.4583 | 0.99675 | 1 | 0.76019 | 0.93055 | 9.4583 | 0.99675 | 1 | 0.76 | 0.9305 | 9.4583 | 0.99675 | 1 | 0.76019 | 0.93055
| 9.5 | 0.99675 | 1 | 0.75585 | 0.92931 | 9.5 | 0.99675 | 1 | 0.75566 | 0.92926 | 9.5 | 0.99675 | 1 | 0.75585 | 0.92931
| 9.5417 | 0.99675 | 1 | 0.75151 | 0.92807 | 9.5417 | 0.99675 | 1 | 0.75132 | 0.92802 | 9.5417 | 0.99675 | 1 | 0.75151 | 0.92807
| 9.5833 | 0.99675 | 1 | 0.74788 | 0.92704 | 9.5833 | 0.99675 | 1 | 0.74804 | 0.92708 | 9.5833 | 0.99675 | 1 | 0.74788 | 0.92704
| 9.625 | 0.99675 | 1 | 0.74779 | 0.92701 | 9.625 | 0.99675 | 1 | 0.7483 | 0.92715 | 9.625 | 0.99675 | 1 | 0.74779 | 0.92701
| 9.6667 | 0.99675 | 1 | 0.75119 | 0.92798 | 9.6667 | 0.99675 | 1 | 0.75205 | 0.92823 | 9.6667 | 0.99675 | 1 | 0.75119 | 0.92798
| 9.7083 | 0.99675 | 1 | 0.75495 | 0.92906 | 9.7083 | 0.99675 | 1 | 0.7558 | 0.9293 | 9.7083 | 0.99675 | 1 | 0.75495 | 0.92906
| 9.75 | 0.99675 | 1 | 0.7587 | 0.93013 | 9.75 | 0.99675 | 1 | 0.75955 | 0.93037 | 9.75 | 0.99675 | 1 | 0.7587 | 0.93013
| 9.7917 | 0.99675 | 1 | 0.76246 | 0.9312 | 9.7917 | 0.99675 | 1 | 0.7633 | 0.93144 | 9.7917 | 0.99675 | 1 | 0.76246 | 0.9312
| 9.8333 | 0.99675 | 1 | 0.76621 | 0.93228 | 9.8333 | 0.99675 | 1 | 0.76705 | 0.93251 | 9.8333 | 0.99675 | 1 | 0.76621 | 0.93228
| 9.875 | 0.99675 | 1 | 0.76997 | 0.93335 | 9.875 | 0.99675 | 1 | 0.7708 | 0.93359 | 9.875 | 0.99675 | 1 | 0.76997 | 0.93335
| 9.9167 | 0.99675 | 1 | 0.77372 | 0.93442 | 9.9167 | 0.99675 | 1 | 0.77456 | 0.93466 | 9.9167 | 0.99675 | 1 | 0.77372 | 0.93442
| 9.9583 | 0.99675 | 1 | 0.77747 | 0.93549 | 9.9583 | 0.99675 | 1 | 0.77831 | 0.93573 | 9.9583 | 0.99675 | 1 | 0.77747 | 0.93549
| 10 | 0.99675 | 1 | 0.78123 | 0.93656 | 10 | 0.99675 | 1 | 0.78206 | 0.9368 | 10 | 0.99675 | 1 | 0.78123 | 0.93656
| 10.0417 | 0.99675 | 1 | 0.78498 | 0.93764 | 10.0417 | 0.99675 | 1 | 0.78581 | 0.93787 | 10.0417 | 0.99675 | 1 | 0.78498 | 0.93764
| 10.0833 | 0.99675 | 1 | 0.78873 | 0.93871 | 10.0833 | 0.99675 | 1 | 0.78956 | 0.93894 | 10.0833 | 0.99675 | 1 | 0.78873 | 0.93871
| 10.125 | 0.99675 | 1 | 0.79248 | 0.93978 | 10.125 | 0.99675 | 1 | 0.79331 | 0.94002 | 10.125 | 0.99675 | 1 | 0.79248 | 0.93978
| 10.1667 | 0.99675 | 1 | 0.79624 | 0.94085 | 10.1667 | 0.99675 | 1 | 0.79706 | 0.94109 | 10.1667 | 0.99675 | 1 | 0.79624 | 0.94085
| 10.2083 | 0.99675 | 1 | 0.79999 | 0.94193 | 10.2083 | 0.99675 | 1 | 0.80082 | 0.94216 | 10.2083 | 0.99675 | 1 | 0.79999 | 0.94193
| 10.25 | 0.99675 | 1 | 0.80374 | 0.943 | 10.25 | 0.99675 | 1 | 0.80457 | 0.94323 | 10.25 | 0.99675 | 1 | 0.80374 | 0.943
| 10.2917 | 0.99675 | 1 | 0.80749 | 0.94407 | 10.2917 | 0.99675 | 1 | 0.80832 | 0.9443 | 10.2917 | 0.99675 | 1 | 0.80749 | 0.94407
| 10.3333 | 0.99675 | 1 | 0.81125 | 0.94514 | 10.3333 | 0.99675 | 1 | 0.81207 | 0.94538 | 10.3333 | 0.99675 | 1 | 0.81125 | 0.94514
| 10.375 | 0.99675 | 1 | 0.815 | 0.94621 | 10.375 | 0.99675 | 1 | 0.81582 | 0.94645 | 10.375 | 0.99675 | 1 | 0.815 | 0.94621
| 10.4167 | 0.99675 | 1 | 0.81875 | 0.94729 | 10.4167 | 0.99675 | 1 | 0.81957 | 0.94752 | 10.4167 | 0.99675 | 1 | 0.81875 | 0.94729
| 10.4583 | 0.99675 | 1 | 0.8225 | 0.94836 | 10.4583 | 0.99675 | 1 | 0.82332 | 0.94859 | 10.4583 | 0.99675 | 1 | 0.8225 | 0.94836
| 10.5 | 0.99675 | 1 | 0.82625 | 0.94943 | 10.5 | 0.99675 | 1 | 0.82707 | 0.94966 | 10.5 | 0.99675 | 1 | 0.82625 | 0.94943
| 10.5417 | 0.99675 | 1 | 0.83001 | 0.9505 | 10.5417 | 0.99675 | 1 | 0.83083 | 0.95073 | 10.5417 | 0.99675 | 1 | 0.83001 | 0.9505
| 10.5833 | 0.99675 | 1 | 0.83305 | 0.95137 | 10.5833 | 0.99675 | 1 | 0.83351 | 0.9515 | 10.5833 | 0.99675 | 1 | 0.83305 | 0.95137
| 10.625 | 0.99675 | 1 | 0.83255 | 0.95123 | 10.625 | 0.99675 | 1 | 0.83267 | 0.95126 | 10.625 | 0.99675 | 1 | 0.83255 | 0.95123
| 10.6667 | 0.99675 | 1 | 0.82856 | 0.95009 | 10.6667 | 0.99675 | 1 | 0.82832 | 0.95002 | 10.6667 | 0.99675 | 1 | 0.82856 | 0.95009
| 10.7083 | 0.99675 | 1 | 0.82422 | 0.94885 | 10.7083 | 0.99675 | 1 | 0.82398 | 0.94878 | 10.7083 | 0.99675 | 1 | 0.82422 | 0.94885
| 10.75 | 0.99675 | 1 | 0.81987 | 0.9476 | 10.75 | 0.99675 | 1 | 0.81964 | 0.94754 | 10.75 | 0.99675 | 1 | 0.81987 | 0.9476
| 10.7917 | 0.99675 | 1 | 0.81553 | 0.94636 | 10.7917 | 0.99675 | 1 | 0.8153 | 0.9463 | 10.7917 | 0.99675 | 1 | 0.81553 | 0.94636
| 10.8333 | 0.99675 | 1 | 0.81118 | 0.94512 | 10.8333 | 0.99675 | 1 | 0.81096 | 0.94506 | 10.8333 | 0.99675 | 1 | 0.81118 | 0.94512
| 10.875 | 0.99675 | 1 | 0.80684 | 0.94388 | 10.875 | 0.99675 | 1 | 0.80662 | 0.94382 | 10.875 | 0.99675 | 1 | 0.80684 | 0.94388
| 10.9167 | 0.99675 | 1 | 0.8025 | 0.94264 | 10.9167 | 0.99675 | 1 | 0.80228 | 0.94258 | 10.9167 | 0.99675 | 1 | 0.8025 | 0.94264
| 10.9583 | 0.99675 | 1 | 0.79816 | 0.9414 | 10.9583 | 0.99675 | 1 | 0.79793 | 0.94134 | 10.9583 | 0.99675 | 1 | 0.79816 | 0.9414
| 11 | 0.99675 | 1 | 0.79382 | 0.94016 | 11 | 0.99675 | 1 | 0.79359 | 0.9401 | 11 | 0.99675 | 1 | 0.79382 | 0.94016
| 11.0417 | 0.99675 | 1 | 0.78948 | 0.93892 | 11.0417 | 0.99675 | 1 | 0.78925 | 0.93886 | 11.0417 | 0.99675 | 1 | 0.78948 | 0.93892
| 11.0833 | 0.99675 | 1 | 0.78513 | 0.93768 | 11.0833 | 0.99675 | 1 | 0.78491 | 0.93762 | 11.0833 | 0.99675 | 1 | 0.78513 | 0.93768
| 11.125 | 0.99675 | 1 | 0.78079 | 0.93644 | 11.125 | 0.99675 | 1 | 0.78057 | 0.93637 | 11.125 | 0.99675 | 1 | 0.78079 | 0.93644
| 11.1667 | 0.99675 | 1 | 0.77645 | 0.9352 | 11.1667 | 0.99675 | 1 | 0.77623 | 0.93513 | 11.1667 | 0.99675 | 1 | 0.77645 | 0.9352
| 11.2083 | 0.99675 | 1 | 0.77211 | 0.93396 | 11.2083 | 0.99675 | 1 | 0.77188 | 0.93389 | 11.2083 | 0.99675 | 1 | 0.77211 | 0.93396
| 11.25 | 0.99675 | 1 | 0.76777 | 0.93272 | 11.25 | 0.99675 | 1 | 0.76754 | 0.93265 | 11.25 | 0.99675 | 1 | 0.76777 | 0.93272
| 11.2917 | 0.99675 | 1 | 0.76343 | 0.93148 | 11.2917 | 0.99675 | 1 | 0.7632 | 0.93141 | 11.2917 | 0.99675 | 1 | 0.76343 | 0.93148
| 11.3333 | 0.99675 | 1 | 0.75909 | 0.93024 | 11.3333 | 0.99675 | 1 | 0.75886 | 0.93017 | 11.3333 | 0.99675 | 1 | 0.75909 | 0.93024
| 11.375 | 0.99675 | 1 | 0.75475 | 0.929 | 11.375 | 0.99675 | 1 | 0.75452 | 0.92893 | 11.375 | 0.99675 | 1 | 0.75475 | 0.929
| 11.4167 | 0.99675 | 1 | 0.75041 | 0.92776 | 11.4167 | 0.99675 | 1 | 0.75018 | 0.92769 | 11.4167 | 0.99675 | 1 | 0.75041 | 0.92776
| 11.4583 | 0.99675 | 1 | 0.74607 | 0.92652 | 11.4583 | 0.99675 | 1 | 0.74584 | 0.92645 | 11.4583 | 0.99675 | 1 | 0.74607 | 0.92652
| 11.5 | 0.99675 | 1 | 0.74421 | 0.92599 | 11.5 | 0.99675 | 1 | 0.74398 | 0.92592 | 11.5 | 0.99675 | 1 | 0.74421 | 0.92599
| 11.5417 | 0.99675 | 1 | 0.74588 | 0.92646 | 11.5417 | 0.99675 | 1 | 0.74564 | 0.9264 | 11.5417 | 0.99675 | 1 | 0.74588 | 0.92646
| 11.5833 | 0.99675 | 1 | 0.74963 | 0.92754 | 11.5833 | 0.99675 | 1 | 0.74939 | 0.92747 | 11.5833 | 0.99675 | 1 | 0.74963 | 0.92754
| 11.625 | 0.99675 | 1 | 0.75338 | 0.92861 | 11.625 | 0.99675 | 1 | 0.75314 | 0.92854 | 11.625 | 0.99675 | 1 | 0.75338 | 0.92861
| 11.6667 | 0.99675 | 1 | 0.75713 | 0.92968 | 11.6667 | 0.99675 | 1 | 0.75689 | 0.92961 | 11.6667 | 0.99675 | 1 | 0.75713 | 0.92968
| 11.7083 | 0.99675 | 1 | 0.76088 | 0.93075 | 11.7083 | 0.99675 | 1 | 0.76064 | 0.93068 | 11.7083 | 0.99675 | 1 | 0.76088 | 0.93075
| 11.75 | 0.99675 | 1 | 0.76463 | 0.93182 | 11.75 | 0.99675 | 1 | 0.76439 | 0.93175 | 11.75 | 0.99675 | 1 | 0.76463 | 0.93182
| 11.7917 | 0.99675 | 1 | 0.76838 | 0.93289 | 11.7917 | 0.99675 | 1 | 0.76814 | 0.93283 | 11.7917 | 0.99675 | 1 | 0.76838 | 0.93289
| 11.8333 | 0.99675 | 1 | 0.77213 | 0.93396 | 11.8333 | 0.99675 | 1 | 0.77189 | 0.9339 | 11.8333 | 0.99675 | 1 | 0.77213 | 0.93396
| 11.875 | 0.99675 | 1 | 0.77588 | 0.93504 | 11.875 | 0.99675 | 1 | 0.77564 | 0.93497 | 11.875 | 0.99675 | 1 | 0.77588 | 0.93504
| 11.9167 | 0.99675 | 1 | 0.77963 | 0.93611 | 11.9167 | 0.99675 | 1 | 0.77939 | 0.93604 | 11.9167 | 0.99675 | 1 | 0.77963 | 0.93611
| 11.9583 | 0.99675 | 1 | 0.78338 | 0.93718 | 11.9583 | 0.99675 | 1 | 0.78314 | 0.93711 | 11.9583 | 0.99675 | 1 | 0.78338 | 0.93718
| 12 | 0.99675 | 1 | 0.78713 | 0.93825 | 12 | 0.99675 | 1 | 0.78689 | 0.93818 | 12 | 0.99675 | 1 | 0.78713 | 0.93825
| 12.0417 | 0.99675 | 1 | 0.79088 | 0.93932 | 12.0417 | 0.99675 | 1 | 0.79063 | 0.93925 | 12.0417 | 0.99675 | 1 | 0.79088 | 0.93932
| 12.0833 | 0.99675 | 1 | 0.79463 | 0.94039 | 12.0833 | 0.99675 | 1 | 0.79438 | 0.94032 | 12.0833 | 0.99675 | 1 | 0.79463 | 0.94039
| 12.125 | 0.99675 | 1 | 0.79837 | 0.94146 | 12.125 | 0.99675 | 1 | 0.79813 | 0.94139 | 12.125 | 0.99675 | 1 | 0.79837 | 0.94146
| 12.1667 | 0.99675 | 1 | 0.80212 | 0.94253 | 12.1667 | 0.99675 | 1 | 0.80188 | 0.94246 | 12.1667 | 0.99675 | 1 | 0.80212 | 0.94253
| 12.2083 | 0.99675 | 1 | 0.80587 | 0.9436 | 12.2083 | 0.99675 | 1 | 0.80563 | 0.94353 | 12.2083 | 0.99675 | 1 | 0.80587 | 0.9436
| 12.25 | 0.99675 | 1 | 0.80962 | 0.94468 | 12.25 | 0.99675 | 1 | 0.80937 | 0.94461 | 12.25 | 0.99675 | 1 | 0.80962 | 0.94468
| 12.2917 | 0.99675 | 1 | 0.81337 | 0.94575 | 12.2917 | 0.99675 | 1 | 0.81312 | 0.94568 | 12.2917 | 0.99675 | 1 | 0.81337 | 0.94575
| 12.3333 | 0.99675 | 1 | 0.81712 | 0.94682 | 12.3333 | 0.99675 | 1 | 0.81687 | 0.94675 | 12.3333 | 0.99675 | 1 | 0.81712 | 0.94682
| 12.375 | 0.99675 | 1 | 0.82087 | 0.94789 | 12.375 | 0.99675 | 1 | 0.82062 | 0.94782 | 12.375 | 0.99675 | 1 | 0.82087 | 0.94789
| 12.4167 | 0.99675 | 1 | 0.82461 | 0.94896 | 12.4167 | 0.99675 | 1 | 0.82437 | 0.94889 | 12.4167 | 0.99675 | 1 | 0.82461 | 0.94896
| 12.4583 | 0.99675 | 1 | 0.82836 | 0.95003 | 12.4583 | 0.99675 | 1 | 0.82811 | 0.94996 | 12.4583 | 0.99675 | 1 | 0.82836 | 0.95003
| 12.5 | 0.99675 | 1 | 0.82963 | 0.95039 | 12.5 | 0.99675 | 1 | 0.82938 | 0.95032 | 12.5 | 0.99675 | 1 | 0.82963 | 0.95039
| 12.5417 | 0.99675 | 1 | 0.82737 | 0.94975 | 12.5417 | 0.99675 | 1 | 0.82712 | 0.94968 | 12.5417 | 0.99675 | 1 | 0.82737 | 0.94975
| 12.5833 | 0.99675 | 1 | 0.82303 | 0.94851 | 12.5833 | 0.99675 | 1 | 0.82278 | 0.94843 | 12.5833 | 0.99675 | 1 | 0.82303 | 0.94851
| 12.625 | 0.99675 | 1 | 0.81868 | 0.94727 | 12.625 | 0.99675 | 1 | 0.81843 | 0.94719 | 12.625 | 0.99675 | 1 | 0.81868 | 0.94727
| 12.6667 | 0.99675 | 1 | 0.81434 | 0.94602 | 12.6667 | 0.99675 | 1 | 0.81409 | 0.94595 | 12.6667 | 0.99675 | 1 | 0.81434 | 0.94602
| 12.7083 | 0.99675 | 1 | 0.81 | 0.94478 | 12.7083 | 0.99675 | 1 | 0.80974 | 0.94471 | 12.7083 | 0.99675 | 1 | 0.81 | 0.94478
| 12.75 | 0.99675 | 1 | 0.80566 | 0.94354 | 12.75 | 0.99675 | 1 | 0.8054 | 0.94347 | 12.75 | 0.99675 | 1 | 0.80566 | 0.94354
| 12.7917 | 0.99675 | 1 | 0.80132 | 0.9423 | 12.7917 | 0.99675 | 1 | 0.80106 | 0.94223 | 12.7917 | 0.99675 | 1 | 0.80132 | 0.9423
| 12.8333 | 0.99675 | 1 | 0.79697 | 0.94106 | 12.8333 | 0.99675 | 1 | 0.79672 | 0.94099 | 12.8333 | 0.99675 | 1 | 0.79697 | 0.94106
| 12.875 | 0.99675 | 1 | 0.79263 | 0.93982 | 12.875 | 0.99675 | 1 | 0.79237 | 0.93975 | 12.875 | 0.99675 | 1 | 0.79263 | 0.93982
| 12.9167 | 0.99675 | 1 | 0.78829 | 0.93858 | 12.9167 | 0.99675 | 1 | 0.78803 | 0.93851 | 12.9167 | 0.99675 | 1 | 0.78829 | 0.93858
| 12.9583 | 0.99675 | 1 | 0.78395 | 0.93734 | 12.9583 | 0.99675 | 1 | 0.78369 | 0.93727 | 12.9583 | 0.99675 | 1 | 0.78395 | 0.93734
| 13 | 0.99675 | 1 | 0.77961 | 0.9361 | 13 | 0.99675 | 1 | 0.77935 | 0.93603 | 13 | 0.99675 | 1 | 0.77961 | 0.9361
| 13.0417 | 0.99675 | 1 | 0.77527 | 0.93486 | 13.0417 | 0.99675 | 1 | 0.77501 | 0.93479 | 13.0417 | 0.99675 | 1 | 0.77527 | 0.93486
| 13.0833 | 0.99675 | 1 | 0.77093 | 0.93362 | 13.0833 | 0.99675 | 1 | 0.77067 | 0.93355 | 13.0833 | 0.99675 | 1 | 0.77093 | 0.93362
| 13.125 | 0.99675 | 1 | 0.76659 | 0.93238 | 13.125 | 0.99675 | 1 | 0.76632 | 0.93231 | 13.125 | 0.99675 | 1 | 0.76659 | 0.93238
| 13.1667 | 0.99675 | 1 | 0.76225 | 0.93114 | 13.1667 | 0.99675 | 1 | 0.76198 | 0.93106 | 13.1667 | 0.99675 | 1 | 0.76225 | 0.93114
| 13.2083 | 0.99675 | 1 | 0.75791 | 0.9299 | 13.2083 | 0.99675 | 1 | 0.75764 | 0.92982 | 13.2083 | 0.99675 | 1 | 0.75791 | 0.9299
| 13.25 | 0.99675 | 1 | 0.75357 | 0.92866 | 13.25 | 0.99675 | 1 | 0.7533 | 0.92858 | 13.25 | 0.99675 | 1 | 0.75357 | 0.92866
| 13.2917 | 0.99675 | 1 | 0.74922 | 0.92742 | 13.2917 | 0.99675 | 1 | 0.74896 | 0.92734 | 13.2917 | 0.99675 | 1 | 0.74922 | 0.92742
| 13.3333 | 0.99675 | 1 | 0.74488 | 0.92618 | 13.3333 | 0.99675 | 1 | 0.74462 | 0.9261 | 13.3333 | 0.99675 | 1 | 0.74488 | 0.92618
| 13.375 | 0.99675 | 1 | 0.74127 | 0.92515 | 13.375 | 0.99675 | 1 | 0.741 | 0.92507 | 13.375 | 0.99675 | 1 | 0.74127 | 0.92515
| 13.4167 | 0.99675 | 1 | 0.74119 | 0.92512 | 13.4167 | 0.99675 | 1 | 0.74092 | 0.92505 | 13.4167 | 0.99675 | 1 | 0.74119 | 0.92512
| 13.4583 | 0.99675 | 1 | 0.74459 | 0.9261 | 13.4583 | 0.99675 | 1 | 0.74432 | 0.92602 | 13.4583 | 0.99675 | 1 | 0.74459 | 0.9261
| 13.5 | 0.99675 | 1 | 0.74835 | 0.92717 | 13.5 | 0.99675 | 1 | 0.74808 | 0.92709 | 13.5 | 0.99675 | 1 | 0.74835 | 0.92717
| 13.5417 | 0.99675 | 1 | 0.7521 | 0.92824 | 13.5417 | 0.99675 | 1 | 0.75183 | 0.92816 | 13.5417 | 0.99675 | 1 | 0.7521 | 0.92824
| 13.5833 | 0.99675 | 1 | 0.75585 | 0.92931 | 13.5833 | 0.99675 | 1 | 0.75558 | 0.92924 | 13.5833 | 0.99675 | 1 | 0.75585 | 0.92931
| 13.625 | 0.99675 | 1 | 0.7596 | 0.93038 | 13.625 | 0.99675 | 1 | 0.75933 | 0.93031 | 13.625 | 0.99675 | 1 | 0.7596 | 0.93038
| 13.6667 | 0.99675 | 1 | 0.76335 | 0.93145 | 13.6667 | 0.99675 | 1 | 0.76307 | 0.93138 | 13.6667 | 0.99675 | 1 | 0.76335 | 0.93145
| 13.7083 | 0.99675 | 1 | 0.76709 | 0.93253 | 13.7083 | 0.99675 | 1 | 0.76682 | 0.93245 | 13.7083 | 0.99675 | 1 | 0.76709 | 0.93253
| 13.75 | 0.99675 | 1 | 0.77084 | 0.9336 | 13.75 | 0.99675 | 1 | 0.77057 | 0.93352 | 13.75 | 0.99675 | 1 | 0.77084 | 0.9336
| 13.7917 | 0.99675 | 1 | 0.77459 | 0.93467 | 13.7917 | 0.99675 | 1 | 0.77431 | 0.93459 | 13.7917 | 0.99675 | 1 | 0.77459 | 0.93467
| 13.8333 | 0.99675 | 1 | 0.77833 | 0.93574 | 13.8333 | 0.99675 | 1 | 0.77806 | 0.93566 | 13.8333 | 0.99675 | 1 | 0.77833 | 0.93574
| 13.875 | 0.99675 | 1 | 0.78208 | 0.93681 | 13.875 | 0.99675 | 1 | 0.78181 | 0.93673 | 13.875 | 0.99675 | 1 | 0.78208 | 0.93681
| 13.9167 | 0.99675 | 1 | 0.78583 | 0.93788 | 13.9167 | 0.99675 | 1 | 0.78555 | 0.9378 | 13.9167 | 0.99675 | 1 | 0.78583 | 0.93788
| 13.9583 | 0.99675 | 1 | 0.78957 | 0.93895 | 13.9583 | 0.99675 | 1 | 0.7893 | 0.93887 | 13.9583 | 0.99675 | 1 | 0.78957 | 0.93895
| 14 | 0.99675 | 1 | 0.79332 | 0.94002 | 14 | 0.99675 | 1 | 0.79304 | 0.93994 | 14 | 0.99675 | 1 | 0.79332 | 0.94002
| 14.0417 | 0.99675 | 0.99711 | 0.79666 | 0.93973 | 14.0417 | 0.99675 | 1 | 0.79601 | 0.94079 | 14.0417 | 0.99675 | 0.9971 | 0.79723 | 0.93989
| 14.0833 | 0.99675 | 0.991 | 0.79961 | 0.93796 | 14.0833 | 0.99675 | 1 | 0.79819 | 0.94141 | 14.0833 | 0.99675 | 0.99099 | 0.80128 | 0.93843
| 14.125 | 0.99675 | 0.98167 | 0.80223 | 0.93471 | 14.125 | 0.99675 | 1 | 0.79961 | 0.94182 | 14.125 | 0.99675 | 0.98167 | 0.80541 | 0.93562
| 14.1667 | 0.99675 | 0.96913 | 0.80454 | 0.92999 | 14.1667 | 0.99675 | 1 | 0.80032 | 0.94202 | 14.1667 | 0.99675 | 0.96913 | 0.80957 | 0.93143
| 14.2083 | 0.99487 | 0.95521 | 0.80656 | 0.92407 | 14.2083 | 0.99675 | 1 | 0.80033 | 0.94202 | 14.2083 | 0.99487 | 0.95521 | 0.81374 | 0.92612
| 14.25 | 0.98823 | 0.94121 | 0.80836 | 0.91669 | 14.25 | 0.99675 | 1 | 0.79951 | 0.94179 | 14.25 | 0.98824 | 0.94121 | 0.81804 | 0.91945
| 14.2917 | 0.97532 | 0.92709 | 0.80988 | 0.90738 | 14.2917 | 0.99675 | 1 | 0.79759 | 0.94124 | 14.2917 | 0.97533 | 0.92709 | 0.82252 | 0.911
| 14.3333 | 0.95449 | 0.91272 | 0.81106 | 0.89561 | 14.3333 | 0.99548 | 1 | 0.79411 | 0.93988 | 14.3333 | 0.9545 | 0.91272 | 0.82732 | 0.90026
| 14.375 | 0.93397 | 0.89766 | 0.81101 | 0.88328 | 14.375 | 0.98753 | 1 | 0.78817 | 0.93592 | 14.375 | 0.93398 | 0.89766 | 0.83181 | 0.88922
| 14.4167 | 0.91314 | 0.88197 | 0.80678 | 0.86939 | 14.4167 | 0.97384 | 1 | 0.77691 | 0.92879 | 14.4167 | 0.91314 | 0.88197 | 0.83311 | 0.87692
| 14.4583 | 0.8923 | 0.8657 | 0.79828 | 0.85404 | 14.4583 | 0.9562 | 1 | 0.76031 | 0.919 | 14.4583 | 0.89231 | 0.8657 | 0.83115 | 0.86343
| 14.5 | 0.87147 | 0.84886 | 0.78863 | 0.83811 | 14.5 | 0.93536 | 1 | 0.74144 | 0.90766 | 14.5 | 0.87148 | 0.84886 | 0.82905 | 0.84966
| 14.5417 | 0.85064 | 0.83147 | 0.77815 | 0.82171 | 14.5417 | 0.91453 | 0.99993 | 0.72141 | 0.89595 | 14.5417 | 0.85065 | 0.83147 | 0.82713 | 0.83571
| 14.5833 | 0.8298 | 0.81351 | 0.76682 | 0.80483 | 14.5833 | 0.8937 | 0.99969 | 0.70149 | 0.8842 | 14.5833 | 0.82981 | 0.81351 | 0.82539 | 0.82156
| 14.625 | 0.80897 | 0.79501 | 0.75464 | 0.78746 | 14.625 | 0.87286 | 0.99929 | 0.68167 | 0.87242 | 14.625 | 0.80898 | 0.79501 | 0.82381 | 0.80723
| 14.6667 | 0.78814 | 0.77591 | 0.74164 | 0.76961 | 14.6667 | 0.85203 | 0.99866 | 0.6621 | 0.8606 | 14.6667 | 0.78815 | 0.77591 | 0.82247 | 0.79271
| 14.7083 | 0.76769 | 0.75618 | 0.72783 | 0.75137 | 14.7083 | 0.83158 | 0.99772 | 0.64287 | 0.84887 | 14.7083 | 0.7677 | 0.75617 | 0.82141 | 0.77811
| 14.75 | 0.74938 | 0.73576 | 0.71313 | 0.73319 | 14.75 | 0.81328 | 0.99643 | 0.62401 | 0.8377 | 14.75 | 0.7494 | 0.73576 | 0.82065 | 0.76391
| 14.7917 | 0.72858 | 0.7148 | 0.69753 | 0.7138 | 14.7917 | 0.79247 | 0.99493 | 0.60513 | 0.82571 | 14.7917 | 0.72859 | 0.7148 | 0.82009 | 0.74882
| 14.8333 | 0.70775 | 0.69341 | 0.68097 | 0.69395 | 14.8333 | 0.77164 | 0.99341 | 0.58582 | 0.8136 | 14.8333 | 0.70776 | 0.6934 | 0.81947 | 0.73353
| 14.875 | 0.68691 | 0.67164 | 0.66353 | 0.67369 | 14.875 | 0.75081 | 0.99195 | 0.56608 | 0.80138 | 14.875 | 0.68693 | 0.67164 | 0.81874 | 0.71804
| 14.9167 | 0.66608 | 0.64957 | 0.64533 | 0.65307 | 14.9167 | 0.72997 | 0.99062 | 0.5459 | 0.78909 | 14.9167 | 0.66609 | 0.64956 | 0.81786 | 0.70237
| 14.9583 | 0.64525 | 0.62726 | 0.6265 | 0.63218 | 14.9583 | 0.70914 | 0.98949 | 0.52532 | 0.77677 | 14.9583 | 0.64526 | 0.62725 | 0.8168 | 0.68655
| 15 | 0.62441 | 0.60472 | 0.60736 | 0.6111 | 15 | 0.68831 | 0.98856 | 0.50443 | 0.76445 | 15 | 0.62443 | 0.60472 | 0.81557 | 0.67059
| 15.0417 | 0.60358 | 0.58492 | 0.58849 | 0.59127 | 15.0417 | 0.66747 | 0.98782 | 0.4841 | 0.75238 | 15.0417 | 0.60359 | 0.58492 | 0.81404 | 0.65572
| 15.0833 | 0.58275 | 0.56818 | 0.56994 | 0.57285 | 15.0833 | 0.64664 | 0.98729 | 0.46442 | 0.74057 | 15.0833 | 0.58276 | 0.56818 | 0.81229 | 0.64209
| 15.125 | 0.56191 | 0.55449 | 0.55171 | 0.55582 | 15.125 | 0.62581 | 0.98695 | 0.44538 | 0.72903 | 15.125 | 0.56193 | 0.55449 | 0.81043 | 0.62974
| 15.1667 | 0.54108 | 0.54386 | 0.5338 | 0.54019 | 15.1667 | 0.60497 | 0.9868 | 0.42698 | 0.71776 | 15.1667 | 0.5411 | 0.54385 | 0.80855 | 0.61869
| 15.2083 | 0.52213 | 0.53445 | 0.51621 | 0.52572 | 15.2083 | 0.58529 | 0.9868 | 0.40924 | 0.70707 | 15.2083 | 0.52214 | 0.53444 | 0.80668 | 0.60871
| 15.25 | 0.50793 | 0.52488 | 0.49905 | 0.51266 | 15.25 | 0.56811 | 0.9868 | 0.39245 | 0.69736 | 15.25 | 0.50794 | 0.52486 | 0.80481 | 0.60001
| 15.2917 | 0.5 | 0.5151 | 0.48242 | 0.50145 | 15.2917 | 0.55125 | 0.9868 | 0.37694 | 0.68811 | 15.2917 | 0.50001 | 0.51508 | 0.80294 | 0.59302
| 15.3333 | 0.5 | 0.50513 | 0.46666 | 0.49267 | 15.3333 | 0.53168 | 0.98678 | 0.36344 | 0.67865 | 15.3333 | 0.50001 | 0.50511 | 0.80105 | 0.58821
| 15.375 | 0.5 | 0.49527 | 0.45217 | 0.48431 | 15.375 | 0.5191 | 0.98645 | 0.35234 | 0.67175 | 15.375 | 0.50001 | 0.49525 | 0.79917 | 0.58344
| 15.4167 | 0.5 | 0.48553 | 0.43884 | 0.47632 | 15.4167 | 0.51196 | 0.98589 | 0.34346 | 0.66693 | 15.4167 | 0.50001 | 0.4855 | 0.79729 | 0.57873
| 15.4583 | 0.5 | 0.47591 | 0.42657 | 0.46869 | 15.4583 | 0.50877 | 0.98516 | 0.33662 | 0.66375 | 15.4583 | 0.50001 | 0.47588 | 0.79542 | 0.57407
| 15.5 | 0.5 | 0.4664 | 0.41535 | 0.46142 | 15.5 | 0.50877 | 0.98428 | 0.33186 | 0.66202 | 15.5 | 0.50001 | 0.46636 | 0.79354 | 0.56946
| 15.5417 | 0.5 | 0.457 | 0.40519 | 0.45448 | 15.5417 | 0.50877 | 0.98331 | 0.3284 | 0.66061 | 15.5417 | 0.50001 | 0.45696 | 0.79167 | 0.56489
| 15.5833 | 0.5 | 0.44771 | 0.39608 | 0.4479 | 15.5833 | 0.50877 | 0.98235 | 0.32495 | 0.65921 | 15.5833 | 0.50001 | 0.44767 | 0.7898 | 0.56037
| 15.625 | 0.5 | 0.43853 | 0.38802 | 0.44166 | 15.625 | 0.50877 | 0.98139 | 0.32151 | 0.65782 | 15.625 | 0.50001 | 0.43849 | 0.78793 | 0.5559
| 15.6667 | 0.5 | 0.42945 | 0.38112 | 0.4358 | 15.6667 | 0.50877 | 0.98043 | 0.31807 | 0.65642 | 15.6667 | 0.50001 | 0.4294 | 0.78606 | 0.55148
| 15.7083 | 0.5 | 0.42058 | 0.37548 | 0.43038 | 15.7083 | 0.50877 | 0.97948 | 0.31464 | 0.65504 | 15.7083 | 0.50001 | 0.42052 | 0.7842 | 0.54714
| 15.75 | 0.5 | 0.41209 | 0.37119 | 0.42552 | 15.75 | 0.50877 | 0.97854 | 0.31122 | 0.65366 | 15.75 | 0.5 | 0.41203 | 0.78233 | 0.54297
| 15.7917 | 0.5 | 0.40391 | 0.36788 | 0.42107 | 15.7917 | 0.50877 | 0.97759 | 0.3078 | 0.65227 | 15.7917 | 0.5 | 0.40386 | 0.78046 | 0.53893
| 15.8333 | 0.5 | 0.39601 | 0.36519 | 0.41692 | 15.8333 | 0.50877 | 0.97665 | 0.30439 | 0.6509 | 15.8333 | 0.5 | 0.39596 | 0.77859 | 0.53501
| 15.875 | 0.5 | 0.38836 | 0.36303 | 0.41302 | 15.875 | 0.50877 | 0.97572 | 0.30098 | 0.64952 | 15.875 | 0.5 | 0.3883 | 0.77672 | 0.53119
| 15.9167 | 0.5 | 0.38092 | 0.36129 | 0.40933 | 15.9167 | 0.50877 | 0.97478 | 0.29757 | 0.64815 | 15.9167 | 0.5 | 0.38086 | 0.77485 | 0.52747
| 15.9583 | 0.5 | 0.37365 | 0.35986 | 0.40581 | 15.9583 | 0.50877 | 0.97386 | 0.29417 | 0.64678 | 15.9583 | 0.5 | 0.37359 | 0.77298 | 0.52382
| 16 | 0.5 | 0.36654 | 0.35853 | 0.40238 | 16 | 0.50877 | 0.97293 | 0.29076 | 0.64541 | 16 | 0.5 | 0.36648 | 0.77112 | 0.52024
| 16.0417 | 0.5 | 0.35953 | 0.3572 | 0.399 | 16.0417 | 0.50877 | 0.97201 | 0.28736 | 0.64404 | 16.0417 | 0.5 | 0.35947 | 0.76924 | 0.5167
| 16.0833 | 0.5 | 0.35262 | 0.35587 | 0.39565 | 16.0833 | 0.50877 | 0.97109 | 0.28396 | 0.64268 | 16.0833 | 0.5 | 0.35255 | 0.76737 | 0.5132
| 16.125 | 0.5 | 0.3458 | 0.35454 | 0.39235 | 16.125 | 0.50877 | 0.97018 | 0.28056 | 0.64132 | 16.125 | 0.5 | 0.34573 | 0.7655 | 0.50975
| 16.1667 | 0.5 | 0.33908 | 0.35321 | 0.38909 | 16.1667 | 0.50877 | 0.96927 | 0.27716 | 0.63995 | 16.1667 | 0.5 | 0.33901 | 0.76363 | 0.50633
| 16.2083 | 0.5 | 0.33245 | 0.35188 | 0.38587 | 16.2083 | 0.50762 | 0.96842 | 0.27376 | 0.63829 | 16.2083 | 0.5 | 0.33239 | 0.76176 | 0.50296
| 16.25 | 0.5 | 0.32597 | 0.35056 | 0.38272 | 16.25 | 0.50397 | 0.96769 | 0.27035 | 0.63596 | 16.25 | 0.5 | 0.32591 | 0.75989 | 0.49964
| 16.2917 | 0.5 | 0.31969 | 0.34923 | 0.37965 | 16.2917 | 0.5 | 0.96701 | 0.26694 | 0.63356 | 16.2917 | 0.5 | 0.31962 | 0.75802 | 0.49642
| 16.3333 | 0.5 | 0.31365 | 0.34791 | 0.37668 | 16.3333 | 0.5 | 0.96623 | 0.26353 | 0.63225 | 16.3333 | 0.5 | 0.31359 | 0.75615 | 0.4933
| 16.375 | 0.5 | 0.30792 | 0.34659 | 0.37385 | 16.375 | 0.5 | 0.96545 | 0.26012 | 0.63094 | 16.375 | 0.5 | 0.30786 | 0.75428 | 0.49031
| 16.4167 | 0.5 | 0.30247 | 0.34527 | 0.37113 | 16.4167 | 0.5 | 0.96468 | 0.25673 | 0.62964 | 16.4167 | 0.5 | 0.3024 | 0.75241 | 0.48743
| 16.4583 | 0.5 | 0.29726 | 0.34396 | 0.36853 | 16.4583 | 0.5 | 0.96391 | 0.25334 | 0.62834 | 16.4583 | 0.5 | 0.2972 | 0.75053 | 0.48467
| 16.5 | 0.5 | 0.29229 | 0.34265 | 0.36602 | 16.5 | 0.5 | 0.96314 | 0.24996 | 0.62705 | 16.5 | 0.5 | 0.29223 | 0.74866 | 0.482
| 16.5417 | 0.5 | 0.28756 | 0.34134 | 0.36362 | 16.5417 | 0.5 | 0.96238 | 0.24658 | 0.62576 | 16.5417 | 0.5 | 0.2875 | 0.74679 | 0.47944
| 16.5833 | 0.5 | 0.28306 | 0.34003 | 0.36132 | 16.5833 | 0.5 | 0.96162 | 0.24321 | 0.62447 | 16.5833 | 0.5 | 0.283 | 0.74598 | 0.47728
| 16.625 | 0.5 | 0.2788 | 0.33873 | 0.35912 | 16.625 | 0.5 | 0.96086 | 0.23985 | 0.62318 | 16.625 | 0.5 | 0.27874 | 0.74871 | 0.47623
| 16.6667 | 0.5 | 0.27478 | 0.33743 | 0.35703 | 16.6667 | 0.5 | 0.96011 | 0.2365 | 0.6219 | 16.6667 | 0.5 | 0.27473 | 0.75458 | 0.47619
| 16.7083 | 0.5 | 0.27093 | 0.33613 | 0.35501 | 16.7083 | 0.5 | 0.95935 | 0.23316 | 0.62063 | 16.7083 | 0.5 | 0.27088 | 0.76044 | 0.47622
| 16.75 | 0.49996 | 0.26711 | 0.33484 | 0.35299 | 16.75 | 0.5 | 0.95861 | 0.22982 | 0.61936 | 16.75 | 0.49997 | 0.26706 | 0.76631 | 0.47625
| 16.7917 | 0.49996 | 0.26328 | 0.33355 | 0.35098 | 16.7917 | 0.5 | 0.95787 | 0.2265 | 0.61809 | 16.7917 | 0.49997 | 0.26322 | 0.77217 | 0.47628
| 16.8333 | 0.49996 | 0.25944 | 0.33226 | 0.34897 | 16.8333 | 0.5 | 0.95713 | 0.22318 | 0.61682 | 16.8333 | 0.49997 | 0.25938 | 0.77803 | 0.47631
| 16.875 | 0.49996 | 0.25561 | 0.33097 | 0.34696 | 16.875 | 0.5 | 0.95639 | 0.21986 | 0.61556 | 16.875 | 0.49997 | 0.25555 | 0.78389 | 0.47634
| 16.9167 | 0.49996 | 0.25178 | 0.32968 | 0.34495 | 16.9167 | 0.5 | 0.95566 | 0.21654 | 0.61429 | 16.9167 | 0.49997 | 0.25172 | 0.78976 | 0.47637
| 16.9583 | 0.49996 | 0.24795 | 0.3284 | 0.34294 | 16.9583 | 0.5 | 0.95493 | 0.21323 | 0.61303 | 16.9583 | 0.49997 | 0.24789 | 0.79563 | 0.47641
| 17 | 0.49996 | 0.24412 | 0.32711 | 0.34093 | 17 | 0.5 | 0.9542 | 0.20992 | 0.61178 | 17 | 0.49997 | 0.24406 | 0.8015 | 0.47644
| 17.0417 | 0.49996 | 0.24029 | 0.32583 | 0.33892 | 17.0417 | 0.5 | 0.95347 | 0.20661 | 0.61052 | 17.0417 | 0.49997 | 0.24023 | 0.80737 | 0.47648
| 17.0833 | 0.49996 | 0.23646 | 0.32454 | 0.33692 | 17.0833 | 0.5 | 0.95275 | 0.2033 | 0.60926 | 17.0833 | 0.49997 | 0.2364 | 0.81324 | 0.47652
| 17.125 | 0.49996 | 0.23264 | 0.32326 | 0.33491 | 17.125 | 0.5 | 0.95203 | 0.19999 | 0.60801 | 17.125 | 0.49997 | 0.23257 | 0.81911 | 0.47655
| 17.1667 | 0.49996 | 0.22881 | 0.32198 | 0.3329 | 17.1667 | 0.5 | 0.95131 | 0.19669 | 0.60676 | 17.1667 | 0.49997 | 0.22875 | 0.82498 | 0.47659
| 17.2083 | 0.49996 | 0.22499 | 0.3207 | 0.3309 | 17.2083 | 0.5 | 0.9506 | 0.19339 | 0.60551 | 17.2083 | 0.49997 | 0.22492 | 0.83085 | 0.47663
| 17.25 | 0.49996 | 0.22116 | 0.31942 | 0.32889 | 17.25 | 0.5 | 0.94989 | 0.19009 | 0.60426 | 17.25 | 0.49997 | 0.2211 | 0.83672 | 0.47667
| 17.2917 | 0.49996 | 0.21734 | 0.31814 | 0.32689 | 17.2917 | 0.5 | 0.94918 | 0.18679 | 0.60302 | 17.2917 | 0.49997 | 0.21728 | 0.84259 | 0.47671
| 17.3333 | 0.49996 | 0.21352 | 0.31686 | 0.32489 | 17.3333 | 0.5 | 0.94848 | 0.1835 | 0.60178 | 17.3333 | 0.49997 | 0.21346 | 0.84846 | 0.47675
| 17.375 | 0.49995 | 0.20972 | 0.31559 | 0.32289 | 17.375 | 0.5 | 0.94778 | 0.18022 | 0.60054 | 17.375 | 0.49995 | 0.20966 | 0.85433 | 0.47679
| 17.4167 | 0.49994 | 0.20592 | 0.31432 | 0.3209 | 17.4167 | 0.5 | 0.94708 | 0.17694 | 0.5993 | 17.4167 | 0.49995 | 0.20586 | 0.8602 | 0.47684
| 17.4583 | 0.49994 | 0.20212 | 0.31305 | 0.31891 | 17.4583 | 0.5 | 0.94638 | 0.17368 | 0.59807 | 17.4583 | 0.49995 | 0.20205 | 0.86607 | 0.47689
| 17.5 | 0.49994 | 0.19833 | 0.31179 | 0.31692 | 17.5 | 0.5 | 0.94569 | 0.17042 | 0.59684 | 17.5 | 0.49995 | 0.19826 | 0.87194 | 0.47694
| 17.5417 | 0.49994 | 0.19454 | 0.31052 | 0.31493 | 17.5417 | 0.5 | 0.945 | 0.16716 | 0.59562 | 17.5417 | 0.49995 | 0.19447 | 0.87781 | 0.47699
| 17.5833 | 0.49994 | 0.19075 | 0.30926 | 0.31295 | 17.5833 | 0.5 | 0.94432 | 0.16392 | 0.5944 | 17.5833 | 0.49995 | 0.19068 | 0.88262 | 0.47674
| 17.625 | 0.49994 | 0.18697 | 0.308 | 0.31097 | 17.625 | 0.5 | 0.94363 | 0.16068 | 0.59318 | 17.625 | 0.49995 | 0.18689 | 0.8839 | 0.47548
| 17.6667 | 0.49994 | 0.18319 | 0.30675 | 0.30899 | 17.6667 | 0.5 | 0.94295 | 0.15744 | 0.59196 | 17.6667 | 0.49995 | 0.18312 | 0.88202 | 0.47333
| 17.7083 | 0.4999 | 0.17944 | 0.3055 | 0.30702 | 17.7083 | 0.5 | 0.94227 | 0.15422 | 0.59075 | 17.7083 | 0.49991 | 0.17937 | 0.88015 | 0.47118
| 17.75 | 0.49983 | 0.17572 | 0.30425 | 0.30505 | 17.75 | 0.5 | 0.94158 | 0.15101 | 0.58954 | 17.75 | 0.49984 | 0.17565 | 0.87828 | 0.46902
| 17.7917 | 0.49974 | 0.17202 | 0.303 | 0.30308 | 17.7917 | 0.5 | 0.94091 | 0.1478 | 0.58833 | 17.7917 | 0.49975 | 0.17194 | 0.87642 | 0.46688
| 17.8333 | 0.49974 | 0.16826 | 0.30176 | 0.30111 | 17.8333 | 0.5 | 0.94024 | 0.14459 | 0.58713 | 17.8333 | 0.49975 | 0.16819 | 0.87454 | 0.46473
| 17.875 | 0.49974 | 0.16451 | 0.30052 | 0.29915 | 17.875 | 0.5 | 0.93957 | 0.14139 | 0.58593 | 17.875 | 0.49975 | 0.16443 | 0.87267 | 0.46259
| 17.9167 | 0.49974 | 0.16076 | 0.29928 | 0.29719 | 17.9167 | 0.5 | 0.93891 | 0.13819 | 0.58473 | 17.9167 | 0.49975 | 0.16068 | 0.8708 | 0.46045
| 17.9583 | 0.49974 | 0.157 | 0.29804 | 0.29522 | 17.9583 | 0.5 | 0.93825 | 0.135 | 0.58354 | 17.9583 | 0.49975 | 0.15692 | 0.86893 | 0.4583
| 18 | 0.49974 | 0.15325 | 0.2968 | 0.29326 | 18 | 0.5 | 0.93759 | 0.1318 | 0.58234 | 18 | 0.49975 | 0.15317 | 0.86706 | 0.45616
| 18.0417 | 0.49974 | 0.1495 | 0.29556 | 0.2913 | 18.0417 | 0.5 | 0.93694 | 0.12861 | 0.58115 | 18.0417 | 0.49975 | 0.14942 | 0.86519 | 0.45402
| 18.0833 | 0.49974 | 0.14575 | 0.29432 | 0.28934 | 18.0833 | 0.5 | 0.93629 | 0.12542 | 0.57996 | 18.0833 | 0.49975 | 0.14567 | 0.86331 | 0.45188
| 18.125 | 0.49974 | 0.14201 | 0.29308 | 0.28738 | 18.125 | 0.5 | 0.93564 | 0.12223 | 0.57877 | 18.125 | 0.49975 | 0.14192 | 0.86144 | 0.44974
| 18.1667 | 0.49974 | 0.13826 | 0.29184 | 0.28542 | 18.1667 | 0.5 | 0.93499 | 0.11904 | 0.57758 | 18.1667 | 0.49975 | 0.13818 | 0.85957 | 0.4476
| 18.2083 | 0.49974 | 0.13451 | 0.29061 | 0.28346 | 18.2083 | 0.5 | 0.93435 | 0.11585 | 0.57639 | 18.2083 | 0.49975 | 0.13443 | 0.8577 | 0.44545
| 18.25 | 0.49974 | 0.13077 | 0.28937 | 0.28151 | 18.25 | 0.5 | 0.93371 | 0.11267 | 0.57521 | 18.25 | 0.49975 | 0.13068 | 0.85583 | 0.44332
| 18.2917 | 0.49974 | 0.12703 | 0.28814 | 0.27955 | 18.2917 | 0.5 | 0.93307 | 0.10949 | 0.57403 | 18.2917 | 0.49975 | 0.12694 | 0.85396 | 0.44118
| 18.3333 | 0.49974 | 0.12329 | 0.28691 | 0.2776 | 18.3333 | 0.5 | 0.93243 | 0.10632 | 0.57285 | 18.3333 | 0.49975 | 0.1232 | 0.85209 | 0.43904
| 18.375 | 0.4997 | 0.11958 | 0.28568 | 0.27565 | 18.375 | 0.5 | 0.9318 | 0.10315 | 0.57167 | 18.375 | 0.49971 | 0.1195 | 0.85022 | 0.43691
| 18.4167 | 0.49962 | 0.1159 | 0.28446 | 0.2737 | 18.4167 | 0.5 | 0.93117 | 0.099996 | 0.5705 | 18.4167 | 0.49963 | 0.11582 | 0.84835 | 0.43477
| 18.4583 | 0.49955 | 0.11223 | 0.28324 | 0.27175 | 18.4583 | 0.5 | 0.93054 | 0.096846 | 0.56933 | 18.4583 | 0.49955 | 0.11214 | 0.84647 | 0.43264
| 18.5 | 0.49948 | 0.10856 | 0.28202 | 0.26981 | 18.5 | 0.5 | 0.92992 | 0.093703 | 0.56817 | 18.5 | 0.49948 | 0.10847 | 0.8446 | 0.43051
| 18.5417 | 0.49941 | 0.10489 | 0.2808 | 0.26787 | 18.5417 | 0.5 | 0.9293 | 0.090567 | 0.567 | 18.5417 | 0.49941 | 0.10481 | 0.84273 | 0.42839
| 18.5833 | 0.49933 | 0.10123 | 0.27958 | 0.26593 | 18.5833 | 0.5 | 0.92868 | 0.087438 | 0.56584 | 18.5833 | 0.49934 | 0.10115 | 0.84086 | 0.42626
| 18.625 | 0.49926 | 0.097581 | 0.27837 | 0.264 | 18.625 | 0.5 | 0.92806 | 0.084316 | 0.56469 | 18.625 | 0.49927 | 0.097493 | 0.83899 | 0.42414
| 18.6667 | 0.49915 | 0.093958 | 0.27716 | 0.26207 | 18.6667 | 0.5 | 0.92745 | 0.081202 | 0.56353 | 18.6667 | 0.49915 | 0.093871 | 0.83712 | 0.42202
| 18.7083 | 0.499 | 0.090364 | 0.27596 | 0.26014 | 18.7083 | 0.5 | 0.92684 | 0.078096 | 0.56239 | 18.7083 | 0.499 | 0.090277 | 0.83525 | 0.4199
| 18.75 | 0.49881 | 0.086798 | 0.27476 | 0.25822 | 18.75 | 0.5 | 0.92619 | 0.075001 | 0.56123 | 18.75 | 0.49881 | 0.086712 | 0.83338 | 0.41779
| 18.7917 | 0.49858 | 0.083262 | 0.27356 | 0.25629 | 18.7917 | 0.5 | 0.9256 | 0.071911 | 0.56009 | 18.7917 | 0.49858 | 0.083175 | 0.8315 | 0.41567
| 18.8333 | 0.49833 | 0.079745 | 0.27236 | 0.25437 | 18.8333 | 0.5 | 0.925 | 0.068825 | 0.55895 | 18.8333 | 0.49833 | 0.079658 | 0.82964 | 0.41356
| 18.875 | 0.49817 | 0.076169 | 0.27116 | 0.25245 | 18.875 | 0.5 | 0.9244 | 0.065742 | 0.55781 | 18.875 | 0.49818 | 0.076083 | 0.82778 | 0.41145
| 18.9167 | 0.49814 | 0.072513 | 0.26997 | 0.25054 | 18.9167 | 0.5 | 0.9238 | 0.062662 | 0.55667 | 18.9167 | 0.49815 | 0.072428 | 0.82591 | 0.40934
| 18.9583 | 0.49814 | 0.068841 | 0.26878 | 0.24862 | 18.9583 | 0.5 | 0.9232 | 0.059584 | 0.55554 | 18.9583 | 0.49815 | 0.068755 | 0.82403 | 0.40723
| 19 | 0.49814 | 0.065169 | 0.26758 | 0.24671 | 19 | 0.5 | 0.92261 | 0.056507 | 0.55441 | 19 | 0.49815 | 0.065084 | 0.82216 | 0.40512
| 19.0417 | 0.49814 | 0.061499 | 0.26639 | 0.2448 | 19.0417 | 0.5 | 0.92201 | 0.053433 | 0.55327 | 19.0417 | 0.49815 | 0.061413 | 0.82029 | 0.40302
| 19.0833 | 0.49814 | 0.05783 | 0.2652 | 0.24288 | 19.0833 | 0.5 | 0.92143 | 0.05036 | 0.55214 | 19.0833 | 0.49815 | 0.057744 | 0.81842 | 0.40091
| 19.125 | 0.49814 | 0.054163 | 0.26401 | 0.24097 | 19.125 | 0.5 | 0.92084 | 0.047289 | 0.55101 | 19.125 | 0.49815 | 0.054077 | 0.81654 | 0.3988
| 19.1667 | 0.49814 | 0.050496 | 0.26282 | 0.23906 | 19.1667 | 0.5 | 0.92025 | 0.044219 | 0.54989 | 19.1667 | 0.49815 | 0.05041 | 0.81467 | 0.3967
| 19.2083 | 0.49814 | 0.046831 | 0.26163 | 0.23715 | 19.2083 | 0.5 | 0.91967 | 0.041152 | 0.54876 | 19.2083 | 0.49815 | 0.046745 | 0.8128 | 0.39459
| 19.25 | 0.49814 | 0.043168 | 0.26044 | 0.23524 | 19.25 | 0.5 | 0.91909 | 0.038087 | 0.54764 | 19.25 | 0.49815 | 0.043082 | 0.81093 | 0.39249
| 19.2917 | 0.49814 | 0.039508 | 0.25925 | 0.23333 | 19.2917 | 0.5 | 0.91852 | 0.035026 | 0.54651 | 19.2917 | 0.49815 | 0.039422 | 0.80906 | 0.39038
| 19.3333 | 0.49814 | 0.035858 | 0.25807 | 0.23143 | 19.3333 | 0.5 | 0.91702 | 0.031985 | 0.545 | 19.3333 | 0.49814 | 0.035772 | 0.80719 | 0.38828
| 19.375 | 0.49799 | 0.032347 | 0.25689 | 0.22954 | 19.375 | 0.5 | 0.90722 | 0.029102 | 0.53998 | 19.375 | 0.49798 | 0.032264 | 0.8053 | 0.38619
| 19.4167 | 0.4976 | 0.029049 | 0.25571 | 0.22768 | 19.4167 | 0.5 | 0.89258 | 0.02637 | 0.53293 | 19.4167 | 0.4976 | 0.02897 | 0.80334 | 0.38411
| 19.4583 | 0.49699 | 0.025958 | 0.25453 | 0.22585 | 19.4583 | 0.5 | 0.87753 | 0.023782 | 0.52574 | 19.4583 | 0.49698 | 0.025883 | 0.80134 | 0.38204
| 19.5 | 0.49614 | 0.023073 | 0.25336 | 0.22403 | 19.5 | 0.5 | 0.86208 | 0.021339 | 0.51842 | 19.5 | 0.49613 | 0.023001 | 0.7993 | 0.37998
| 19.5417 | 0.49507 | 0.020391 | 0.25219 | 0.22224 | 19.5417 | 0.5 | 0.84623 | 0.019041 | 0.51097 | 19.5417 | 0.49505 | 0.020323 | 0.79724 | 0.37794
| 19.5833 | 0.49377 | 0.01791 | 0.25102 | 0.22047 | 19.5833 | 0.5 | 0.83 | 0.016887 | 0.5034 | 19.5833 | 0.49375 | 0.017845 | 0.79516 | 0.37591
| 19.625 | 0.49224 | 0.01563 | 0.24985 | 0.21872 | 19.625 | 0.5 | 0.81338 | 0.014878 | 0.4957 | 19.625 | 0.49222 | 0.015568 | 0.79305 | 0.37389
| 19.6667 | 0.49051 | 0.013553 | 0.24868 | 0.217 | 19.6667 | 0.5 | 0.79641 | 0.013018 | 0.48789 | 19.6667 | 0.49048 | 0.013495 | 0.7909 | 0.37189
| 19.7083 | 0.48856 | 0.011684 | 0.24752 | 0.21531 | 19.7083 | 0.5 | 0.7791 | 0.011312 | 0.47999 | 19.7083 | 0.48853 | 0.01163 | 0.78872 | 0.36991
| 19.75 | 0.48641 | 0.010028 | 0.24636 | 0.21366 | 19.75 | 0.5 | 0.76152 | 0.0097654 | 0.47201 | 19.75 | 0.48638 | 0.0099767 | 0.78647 | 0.36795
| 19.7917 | 0.48405 | 0.0085729 | 0.2452 | 0.21203 | 19.7917 | 0.5 | 0.74354 | 0.0083595 | 0.46391 | 19.7917 | 0.48401 | 0.0085254 | 0.78421 | 0.366
| 19.8333 | 0.48147 | 0.0073073 | 0.24404 | 0.21042 | 19.8333 | 0.5 | 0.72518 | 0.0070757 | 0.45567 | 19.8333 | 0.48143 | 0.0072631 | 0.78195 | 0.36408
| 19.875 | 0.47867 | 0.0062224 | 0.24288 | 0.20882 | 19.875 | 0.5 | 0.70638 | 0.0059081 | 0.44728 | 19.875 | 0.47863 | 0.0061815 | 0.7797 | 0.36217
| 19.9167 | 0.47565 | 0.0053095 | 0.24173 | 0.20724 | 19.9167 | 0.5 | 0.68715 | 0.0048509 | 0.43874 | 19.9167 | 0.47561 | 0.0052719 | 0.77747 | 0.36028
| 19.9583 | 0.47255 | 0.0044751 | 0.24057 | 0.20567 | 19.9583 | 0.5 | 0.66748 | 0.0038977 | 0.43003 | 19.9583 | 0.4725 | 0.0044414 | 0.77528 | 0.35841
| 20 | 0.46938 | 0.003701 | 0.23942 | 0.2041 | 20 | 0.5 | 0.64737 | 0.0030483 | 0.42117 | 20 | 0.46933 | 0.003671 | 0.77309 | 0.35655
| 20.0417 | 0.46614 | 0.002987 | 0.23826 | 0.20254 | 20.0417 | 0.5 | 0.62683 | 0.0023024 | 0.41216 | 20.0417 | 0.46609 | 0.0029608 | 0.7709 | 0.35469
| 20.0833 | 0.46285 | 0.0023332 | 0.23711 | 0.20099 | 20.0833 | 0.5 | 0.60587 | 0.0016597 | 0.40299 | 20.0833 | 0.46279 | 0.0023108 | 0.7687 | 0.35285
| 20.125 | 0.45949 | 0.0017396 | 0.23596 | 0.19944 | 20.125 | 0.5 | 0.58448 | 0.0011198 | 0.39367 | 20.125 | 0.45943 | 0.0017208 | 0.7665 | 0.351
| 20.1667 | 0.45607 | 0.001206 | 0.23481 | 0.19791 | 20.1667 | 0.5 | 0.56273 | 0.00068256 | 0.38422 | 20.1667 | 0.456 | 0.0011909 | 0.76429 | 0.34916
| 20.2083 | 0.45258 | 0.00073251 | 0.23366 | 0.19638 | 20.2083 | 0.5 | 0.54061 | 0.00034755 | 0.37465 | 20.2083 | 0.45251 | 0.00072113 | 0.76207 | 0.34733
| 20.25 | 0.449 | 0.00034873 | 0.23251 | 0.19487 | 20.25 | 0.5 | 0.51812 | 0.00012025 | 0.36494 | 20.25 | 0.44893 | 0.00034102 | 0.75984 | 0.34551
| 20.2917 | 0.4453 | 8.3589e-05 | 0.23136 | 0.19337 | 20.2917 | 0.5 | 0.49526 | 6.0199e-06 | 0.35512 | 20.2917 | 0.44523 | 7.9563e-05 | 0.75757 | 0.34369
| 20.3333 | 0.44141 | 5.2598e-07 | 0.23021 | 0.19189 | 20.3333 | 0.5 | 0.47303 | 6.0199e-06 | 0.34558 | 20.3333 | 0.44133 | 1.4403e-07 | 0.75526 | 0.34188
| 20.375 | 0.43744 | 5.2598e-07 | 0.22907 | 0.19043 | 20.375 | 0.5 | 0.45882 | 6.0199e-06 | 0.3395 | 20.375 | 0.43736 | 1.4403e-07 | 0.75292 | 0.34008
| 20.4167 | 0.43346 | 5.2598e-07 | 0.22793 | 0.18897 | 20.4167 | 0.5 | 0.44919 | 6.0199e-06 | 0.33537 | 20.4167 | 0.43339 | 1.4403e-07 | 0.7506 | 0.33828
| 20.4583 | 0.42949 | 5.2598e-07 | 0.22679 | 0.18751 | 20.4583 | 0.5 | 0.43968 | 6.0199e-06 | 0.33129 | 20.4583 | 0.42941 | 1.4403e-07 | 0.74831 | 0.33649
| 20.5 | 0.42552 | 5.2598e-07 | 0.22566 | 0.18605 | 20.5 | 0.5 | 0.43029 | 6.0199e-06 | 0.32727 | 20.5 | 0.42544 | 1.4403e-07 | 0.74674 | 0.33491
| 20.5417 | 0.42155 | 5.2598e-07 | 0.22452 | 0.18459 | 20.5417 | 0.5 | 0.42101 | 6.0199e-06 | 0.32329 | 20.5417 | 0.42147 | 1.4403e-07 | 0.74872 | 0.33434
| 20.5833 | 0.41758 | 5.2598e-07 | 0.22339 | 0.18314 | 20.5833 | 0.5 | 0.41203 | 6.0199e-06 | 0.31944 | 20.5833 | 0.4175 | 1.4403e-07 | 0.7542 | 0.33477
| 20.625 | 0.41361 | 5.2598e-07 | 0.22227 | 0.18168 | 20.625 | 0.5 | 0.40337 | 6.0199e-06 | 0.31573 | 20.625 | 0.41353 | 1.4403e-07 | 0.76002 | 0.3353
| 20.6667 | 0.40964 | 5.2598e-07 | 0.22114 | 0.18023 | 20.6667 | 0.5 | 0.39504 | 6.0199e-06 | 0.31216 | 20.6667 | 0.40957 | 1.4403e-07 | 0.76585 | 0.33583
| 20.7083 | 0.40568 | 5.2598e-07 | 0.22002 | 0.17877 | 20.7083 | 0.5 | 0.38706 | 6.0199e-06 | 0.30874 | 20.7083 | 0.4056 | 1.4403e-07 | 0.77168 | 0.33637
| 20.75 | 0.40171 | 5.2598e-07 | 0.2189 | 0.17732 | 20.75 | 0.49999 | 0.37946 | 6.0199e-06 | 0.30548 | 20.75 | 0.40163 | 1.4403e-07 | 0.77751 | 0.3369
| 20.7917 | 0.39775 | 5.2598e-07 | 0.21779 | 0.17587 | 20.7917 | 0.49999 | 0.37215 | 6.0199e-06 | 0.30235 | 20.7917 | 0.39767 | 1.4403e-07 | 0.78334 | 0.33743
| 20.8333 | 0.39378 | 5.2598e-07 | 0.21668 | 0.17442 | 20.8333 | 0.49999 | 0.36509 | 6.0199e-06 | 0.29933 | 20.8333 | 0.3937 | 1.4403e-07 | 0.78917 | 0.33796
| 20.875 | 0.38982 | 5.2598e-07 | 0.21557 | 0.17297 | 20.875 | 0.49999 | 0.35827 | 6.0199e-06 | 0.2964 | 20.875 | 0.38974 | 1.4403e-07 | 0.795 | 0.3385
| 20.9167 | 0.38585 | 5.2598e-07 | 0.21446 | 0.17152 | 20.9167 | 0.49999 | 0.35165 | 6.0199e-06 | 0.29356 | 20.9167 | 0.38578 | 1.4403e-07 | 0.80083 | 0.33903
| 20.9583 | 0.38189 | 5.2598e-07 | 0.21335 | 0.17007 | 20.9583 | 0.49999 | 0.34519 | 6.0199e-06 | 0.2908 | 20.9583 | 0.38181 | 1.4403e-07 | 0.80666 | 0.33956
| 21 | 0.37793 | 5.2598e-07 | 0.21224 | 0.16862 | 21 | 0.49999 | 0.3389 | 6.0199e-06 | 0.2881 | 21 | 0.37785 | 1.4403e-07 | 0.81249 | 0.3401
| 21.0417 | 0.37396 | 5.2598e-07 | 0.21113 | 0.16717 | 21.0417 | 0.49999 | 0.33276 | 6.0199e-06 | 0.28547 | 21.0417 | 0.37388 | 1.4403e-07 | 0.81832 | 0.34063
| 21.0833 | 0.37 | 5.2598e-07 | 0.21003 | 0.16572 | 21.0833 | 0.49999 | 0.32677 | 6.0199e-06 | 0.2829 | 21.0833 | 0.36992 | 1.4403e-07 | 0.82415 | 0.34116
| 21.125 | 0.36604 | 5.2598e-07 | 0.20892 | 0.16427 | 21.125 | 0.49999 | 0.32094 | 6.0199e-06 | 0.2804 | 21.125 | 0.36596 | 1.4403e-07 | 0.82998 | 0.3417
| 21.1667 | 0.36207 | 5.2598e-07 | 0.20781 | 0.16283 | 21.1667 | 0.49999 | 0.3152 | 6.0199e-06 | 0.27794 | 21.1667 | 0.362 | 1.4403e-07 | 0.83581 | 0.34223
| 21.2083 | 0.35811 | 5.2598e-07 | 0.20671 | 0.16138 | 21.2083 | 0.49999 | 0.30956 | 6.0199e-06 | 0.27552 | 21.2083 | 0.35803 | 1.4403e-07 | 0.84164 | 0.34276
| 21.25 | 0.35415 | 5.2598e-07 | 0.20561 | 0.15993 | 21.25 | 0.49999 | 0.30406 | 6.0199e-06 | 0.27317 | 21.25 | 0.35407 | 1.4403e-07 | 0.84747 | 0.3433
| 21.2917 | 0.35019 | 5.2598e-07 | 0.20451 | 0.15848 | 21.2917 | 0.49999 | 0.29874 | 6.0199e-06 | 0.27089 | 21.2917 | 0.35011 | 1.4403e-07 | 0.8533 | 0.34383
| 21.3333 | 0.34623 | 5.2598e-07 | 0.20341 | 0.15704 | 21.3333 | 0.49999 | 0.29365 | 6.0199e-06 | 0.26871 | 21.3333 | 0.34615 | 1.4403e-07 | 0.85913 | 0.34437
| 21.375 | 0.34227 | 5.2598e-07 | 0.20231 | 0.15559 | 21.375 | 0.49999 | 0.28884 | 6.0199e-06 | 0.26665 | 21.375 | 0.34219 | 1.4403e-07 | 0.86495 | 0.3449
| 21.4167 | 0.33831 | 5.2598e-07 | 0.20122 | 0.15415 | 21.4167 | 0.49999 | 0.2843 | 6.0199e-06 | 0.2647 | 21.4167 | 0.33825 | 1.4403e-07 | 0.87077 | 0.34543
| 21.4583 | 0.33435 | 5.2598e-07 | 0.20013 | 0.15271 | 21.4583 | 0.49999 | 0.27997 | 6.0199e-06 | 0.26285 | 21.4583 | 0.33431 | 1.4403e-07 | 0.87657 | 0.34597
| 21.5 | 0.33039 | 5.2598e-07 | 0.19905 | 0.15127 | 21.5 | 0.49999 | 0.27587 | 6.0199e-06 | 0.26109 | 21.5 | 0.3304 | 1.4403e-07 | 0.88164 | 0.3463
| 21.5417 | 0.32644 | 5.2598e-07 | 0.19796 | 0.14983 | 21.5417 | 0.49999 | 0.27199 | 6.0199e-06 | 0.25943 | 21.5417 | 0.32651 | 1.4403e-07 | 0.88315 | 0.34562
| 21.5833 | 0.32248 | 5.2598e-07 | 0.19688 | 0.14839 | 21.5833 | 0.49999 | 0.26814 | 6.0199e-06 | 0.25777 | 21.5833 | 0.32266 | 1.4403e-07 | 0.88112 | 0.34394
| 21.625 | 0.31853 | 5.2598e-07 | 0.19581 | 0.14695 | 21.625 | 0.49999 | 0.26429 | 6.0199e-06 | 0.25613 | 21.625 | 0.31885 | 1.4403e-07 | 0.87872 | 0.34216
| 21.6667 | 0.31457 | 5.2598e-07 | 0.19473 | 0.14552 | 21.6667 | 0.49999 | 0.26045 | 6.0199e-06 | 0.25448 | 21.6667 | 0.31509 | 1.4403e-07 | 0.87627 | 0.34039
| 21.7083 | 0.31062 | 5.2598e-07 | 0.19366 | 0.14408 | 21.7083 | 0.49999 | 0.25662 | 6.0199e-06 | 0.25283 | 21.7083 | 0.31139 | 1.4403e-07 | 0.87378 | 0.33862
| 21.75 | 0.30667 | 5.2598e-07 | 0.1926 | 0.14265 | 21.75 | 0.49995 | 0.25281 | 6.0199e-06 | 0.25119 | 21.75 | 0.30775 | 1.4403e-07 | 0.87124 | 0.33686
| 21.7917 | 0.30273 | 5.2598e-07 | 0.19153 | 0.14122 | 21.7917 | 0.49995 | 0.24899 | 6.0199e-06 | 0.24955 | 21.7917 | 0.30418 | 1.4403e-07 | 0.86867 | 0.3351
| 21.8333 | 0.29878 | 5.2598e-07 | 0.19047 | 0.13979 | 21.8333 | 0.49995 | 0.24516 | 6.0199e-06 | 0.24791 | 21.8333 | 0.30067 | 1.4403e-07 | 0.86607 | 0.33335
| 21.875 | 0.29483 | 5.2598e-07 | 0.18941 | 0.13835 | 21.875 | 0.49995 | 0.24134 | 6.0199e-06 | 0.24628 | 21.875 | 0.29722 | 1.4403e-07 | 0.86344 | 0.33162
| 21.9167 | 0.29088 | 5.2598e-07 | 0.18835 | 0.13692 | 21.9167 | 0.49995 | 0.23752 | 6.0199e-06 | 0.24464 | 21.9167 | 0.29385 | 1.4403e-07 | 0.86079 | 0.3299
| 21.9583 | 0.28694 | 5.2598e-07 | 0.18729 | 0.13549 | 21.9583 | 0.49995 | 0.23371 | 6.0199e-06 | 0.243 | 21.9583 | 0.29056 | 1.4403e-07 | 0.85812 | 0.32819
| 22 | 0.28299 | 5.2598e-07 | 0.18623 | 0.13406 | 22 | 0.49995 | 0.22989 | 6.0199e-06 | 0.24137 | 22 | 0.28735 | 1.4403e-07 | 0.85544 | 0.32651
| 22.0417 | 0.27905 | 5.2598e-07 | 0.18518 | 0.13264 | 22.0417 | 0.49995 | 0.22607 | 6.0199e-06 | 0.23973 | 22.0417 | 0.28421 | 1.4403e-07 | 0.85276 | 0.32485
| 22.0833 | 0.2751 | 5.2598e-07 | 0.18412 | 0.13121 | 22.0833 | 0.49995 | 0.22226 | 6.0199e-06 | 0.2381 | 22.0833 | 0.28115 | 1.4403e-07 | 0.85005 | 0.3232
| 22.125 | 0.27116 | 5.2598e-07 | 0.18307 | 0.12978 | 22.125 | 0.49995 | 0.21844 | 6.0199e-06 | 0.23646 | 22.125 | 0.27817 | 1.4403e-07 | 0.84731 | 0.32156
| 22.1667 | 0.26721 | 5.2598e-07 | 0.18201 | 0.12835 | 22.1667 | 0.49995 | 0.21463 | 6.0199e-06 | 0.23483 | 22.1667 | 0.27527 | 1.4403e-07 | 0.84453 | 0.31994
| 22.2083 | 0.26327 | 5.2598e-07 | 0.18096 | 0.12692 | 22.2083 | 0.49995 | 0.21081 | 6.0199e-06 | 0.23319 | 22.2083 | 0.27244 | 1.4403e-07 | 0.84173 | 0.31833
| 22.25 | 0.25932 | 5.2598e-07 | 0.17993 | 0.1255 | 22.25 | 0.49995 | 0.207 | 6.0199e-06 | 0.23156 | 22.25 | 0.26968 | 1.4403e-07 | 0.83889 | 0.31674
| 22.2917 | 0.25538 | 5.2598e-07 | 0.17891 | 0.12408 | 22.2917 | 0.49995 | 0.20319 | 6.0199e-06 | 0.22993 | 22.2917 | 0.26701 | 1.4403e-07 | 0.83601 | 0.31515
| 22.3333 | 0.25143 | 5.2598e-07 | 0.17789 | 0.12266 | 22.3333 | 0.49995 | 0.19939 | 6.0199e-06 | 0.2283 | 22.3333 | 0.2644 | 1.4403e-07 | 0.83308 | 0.31357
| 22.375 | 0.24749 | 5.2598e-07 | 0.17687 | 0.12125 | 22.375 | 0.49992 | 0.1956 | 6.0199e-06 | 0.22667 | 22.375 | 0.26187 | 1.4403e-07 | 0.8301 | 0.31199
| 22.4167 | 0.24355 | 5.2598e-07 | 0.17586 | 0.11983 | 22.4167 | 0.49991 | 0.19182 | 6.0199e-06 | 0.22504 | 22.4167 | 0.25942 | 1.4403e-07 | 0.82708 | 0.31043
| 22.4583 | 0.23961 | 5.2598e-07 | 0.17485 | 0.11842 | 22.4583 | 0.49991 | 0.18803 | 6.0199e-06 | 0.22342 | 22.4583 | 0.25704 | 1.4403e-07 | 0.824 | 0.30887
| 22.5 | 0.23568 | 5.2598e-07 | 0.17384 | 0.117 | 22.5 | 0.49991 | 0.18425 | 6.0199e-06 | 0.2218 | 22.5 | 0.25472 | 1.4403e-07 | 0.8209 | 0.30732
| 22.5417 | 0.23174 | 5.2598e-07 | 0.17283 | 0.11559 | 22.5417 | 0.49991 | 0.18047 | 6.0199e-06 | 0.22018 | 22.5417 | 0.25247 | 1.4403e-07 | 0.81777 | 0.30578
| 22.5833 | 0.2278 | 5.2598e-07 | 0.17182 | 0.11418 | 22.5833 | 0.49991 | 0.17669 | 6.0199e-06 | 0.21856 | 22.5833 | 0.25028 | 1.4403e-07 | 0.81463 | 0.30426
| 22.625 | 0.22387 | 5.2598e-07 | 0.17082 | 0.11277 | 22.625 | 0.49991 | 0.17292 | 6.0199e-06 | 0.21694 | 22.625 | 0.24813 | 1.4403e-07 | 0.81148 | 0.30275
| 22.6667 | 0.21994 | 5.2598e-07 | 0.16982 | 0.11136 | 22.6667 | 0.4999 | 0.16916 | 6.0199e-06 | 0.21533 | 22.6667 | 0.24603 | 1.4403e-07 | 0.80832 | 0.30124
| 22.7083 | 0.21601 | 5.2598e-07 | 0.16882 | 0.10995 | 22.7083 | 0.49986 | 0.16543 | 6.0199e-06 | 0.21372 | 22.7083 | 0.24398 | 1.4403e-07 | 0.80515 | 0.29975
| 22.75 | 0.21208 | 5.2598e-07 | 0.16782 | 0.10854 | 22.75 | 0.49978 | 0.16173 | 6.0199e-06 | 0.21211 | 22.75 | 0.24197 | 1.4403e-07 | 0.80197 | 0.29827
| 22.7917 | 0.20815 | 5.2598e-07 | 0.16683 | 0.10714 | 22.7917 | 0.49966 | 0.15805 | 6.0199e-06 | 0.2105 | 22.7917 | 0.24 | 1.4403e-07 | 0.79877 | 0.29679
| 22.8333 | 0.20423 | 5.2598e-07 | 0.16584 | 0.10573 | 22.8333 | 0.49965 | 0.15432 | 6.0199e-06 | 0.20889 | 22.8333 | 0.23808 | 1.4403e-07 | 0.79556 | 0.29533
| 22.875 | 0.20031 | 5.2598e-07 | 0.16485 | 0.10433 | 22.875 | 0.49965 | 0.15058 | 6.0199e-06 | 0.20729 | 22.875 | 0.2362 | 1.4403e-07 | 0.79235 | 0.29387
| 22.9167 | 0.19638 | 5.2598e-07 | 0.16386 | 0.10293 | 22.9167 | 0.49965 | 0.14684 | 6.0199e-06 | 0.20569 | 22.9167 | 0.23435 | 1.4403e-07 | 0.78913 | 0.29242
| 22.9583 | 0.19246 | 5.2598e-07 | 0.16287 | 0.10152 | 22.9583 | 0.49965 | 0.1431 | 6.0199e-06 | 0.20408 | 22.9583 | 0.23255 | 1.4403e-07 | 0.78591 | 0.29099
| 23 | 0.18854 | 5.2598e-07 | 0.16188 | 0.10012 | 23 | 0.49965 | 0.13936 | 6.0199e-06 | 0.20248 | 23 | 0.23078 | 1.4403e-07 | 0.78269 | 0.28956
| 23.0417 | 0.18462 | 5.2598e-07 | 0.16089 | 0.098717 | 23.0417 | 0.49965 | 0.13562 | 6.0199e-06 | 0.20088 | 23.0417 | 0.22905 | 1.4403e-07 | 0.77948 | 0.28815
| 23.0833 | 0.18069 | 5.2598e-07 | 0.15991 | 0.097314 | 23.0833 | 0.49965 | 0.13188 | 6.0199e-06 | 0.19928 | 23.0833 | 0.22736 | 1.4403e-07 | 0.77626 | 0.28675
| 23.125 | 0.17677 | 5.2598e-07 | 0.15892 | 0.095912 | 23.125 | 0.49965 | 0.12815 | 6.0199e-06 | 0.19768 | 23.125 | 0.2257 | 1.4403e-07 | 0.77303 | 0.28535
| 23.1667 | 0.17285 | 5.2598e-07 | 0.15794 | 0.09451 | 23.1667 | 0.49965 | 0.12441 | 6.0199e-06 | 0.19608 | 23.1667 | 0.22408 | 1.4403e-07 | 0.76978 | 0.28396
| 23.2083 | 0.16893 | 5.2598e-07 | 0.15695 | 0.093109 | 23.2083 | 0.49965 | 0.12068 | 6.0199e-06 | 0.19448 | 23.2083 | 0.22249 | 1.4403e-07 | 0.76652 | 0.28257
| 23.25 | 0.16501 | 5.2598e-07 | 0.15594 | 0.091699 | 23.25 | 0.49965 | 0.11695 | 6.0199e-06 | 0.19288 | 23.25 | 0.22094 | 1.4403e-07 | 0.76324 | 0.28119
| 23.2917 | 0.16109 | 5.2598e-07 | 0.15493 | 0.090291 | 23.2917 | 0.49965 | 0.11322 | 6.0199e-06 | 0.19128 | 23.2917 | 0.21942 | 1.4403e-07 | 0.75995 | 0.27982
| 23.3333 | 0.15717 | 5.2598e-07 | 0.15392 | 0.088883 | 23.3333 | 0.49965 | 0.10949 | 6.0199e-06 | 0.18968 | 23.3333 | 0.21793 | 1.4403e-07 | 0.75664 | 0.27845
| 23.375 | 0.15325 | 5.2598e-07 | 0.15292 | 0.087477 | 23.375 | 0.49961 | 0.1058 | 6.0199e-06 | 0.18809 | 23.375 | 0.21647 | 1.4403e-07 | 0.75331 | 0.27708
| 23.4167 | 0.14934 | 5.2598e-07 | 0.15191 | 0.086072 | 23.4167 | 0.49953 | 0.10213 | 6.0199e-06 | 0.1865 | 23.4167 | 0.21504 | 1.4403e-07 | 0.75069 | 0.27592
| 23.4583 | 0.14543 | 5.2598e-07 | 0.15091 | 0.084669 | 23.4583 | 0.49943 | 0.098482 | 6.0199e-06 | 0.1849 | 23.4583 | 0.21363 | 1.4403e-07 | 0.75159 | 0.27578
| 23.5 | 0.14152 | 5.2598e-07 | 0.14992 | 0.083267 | 23.5 | 0.49934 | 0.094839 | 6.0199e-06 | 0.18331 | 23.5 | 0.21226 | 1.4403e-07 | 0.75597 | 0.27664
| 23.5417 | 0.13761 | 5.2598e-07 | 0.14892 | 0.081867 | 23.5417 | 0.49924 | 0.091205 | 6.0199e-06 | 0.18173 | 23.5417 | 0.2109 | 1.4403e-07 | 0.76068 | 0.2776
| 23.5833 | 0.13371 | 5.2598e-07 | 0.14793 | 0.080468 | 23.5833 | 0.49913 | 0.087581 | 6.0199e-06 | 0.18014 | 23.5833 | 0.20958 | 1.4403e-07 | 0.76539 | 0.27856
| 23.625 | 0.12981 | 5.2598e-07 | 0.14694 | 0.07907 | 23.625 | 0.49901 | 0.083968 | 6.0199e-06 | 0.17856 | 23.625 | 0.20827 | 1.4403e-07 | 0.77009 | 0.27953
| 23.6667 | 0.12591 | 5.2598e-07 | 0.14595 | 0.077674 | 23.6667 | 0.49885 | 0.080384 | 6.0199e-06 | 0.17698 | 23.6667 | 0.20699 | 1.4403e-07 | 0.77478 | 0.2805
| 23.7083 | 0.12201 | 5.2598e-07 | 0.14496 | 0.076279 | 23.7083 | 0.49866 | 0.07683 | 6.0199e-06 | 0.1754 | 23.7083 | 0.20573 | 1.4403e-07 | 0.77946 | 0.28148
| 23.75 | 0.11812 | 5.2598e-07 | 0.14398 | 0.074887 | 23.75 | 0.49843 | 0.073304 | 6.0199e-06 | 0.17382 | 23.75 | 0.20449 | 1.4403e-07 | 0.78414 | 0.28246
| 23.7917 | 0.11424 | 5.2598e-07 | 0.143 | 0.073497 | 23.7917 | 0.49815 | 0.069806 | 6.0199e-06 | 0.17225 | 23.7917 | 0.20328 | 1.4403e-07 | 0.7888 | 0.28345
| 23.8333 | 0.11035 | 5.2598e-07 | 0.14202 | 0.072107 | 23.8333 | 0.49784 | 0.066336 | 6.0199e-06 | 0.17067 | 23.8333 | 0.20208 | 1.4403e-07 | 0.79346 | 0.28444
| 23.875 | 0.10646 | 5.2598e-07 | 0.14105 | 0.070717 | 23.875 | 0.49761 | 0.062821 | 6.0199e-06 | 0.1691 | 23.875 | 0.2009 | 1.4403e-07 | 0.79812 | 0.28544
| 23.9167 | 0.10258 | 5.2598e-07 | 0.14007 | 0.069328 | 23.9167 | 0.4975 | 0.05923 | 6.0199e-06 | 0.16753 | 23.9167 | 0.19975 | 1.4403e-07 | 0.80278 | 0.28644
| 23.9583 | 0.098692 | 5.2598e-07 | 0.1391 | 0.06794 | 23.9583 | 0.4975 | 0.055566 | 6.0199e-06 | 0.16596 | 23.9583 | 0.19861 | 1.4403e-07 | 0.80743 | 0.28744
| 24 | 0.094808 | 5.2598e-07 | 0.13812 | 0.066551 | 24 | 0.4975 | 0.051903 | 6.0199e-06 | 0.16439 | 24 | 0.1975 | 1.4403e-07 | 0.81208 | 0.28845
| 24.0417 | 0.090923 | 5.2598e-07 | 0.13715 | 0.065163 | 24.0417 | 0.4975 | 0.048242 | 6.0199e-06 | 0.16282 | 24.0417 | 0.1964 | 1.4403e-07 | 0.81674 | 0.28947
| 24.0833 | 0.087039 | 5.2598e-07 | 0.13617 | 0.063775 | 24.0833 | 0.4975 | 0.044582 | 6.0199e-06 | 0.16125 | 24.0833 | 0.19532 | 1.4403e-07 | 0.82139 | 0.29049
| 24.125 | 0.083155 | 5.2598e-07 | 0.1352 | 0.062388 | 24.125 | 0.4975 | 0.040924 | 6.0199e-06 | 0.15968 | 24.125 | 0.19426 | 1.4403e-07 | 0.82603 | 0.29151
| 24.1667 | 0.079271 | 5.2598e-07 | 0.13423 | 0.061001 | 24.1667 | 0.49746 | 0.037298 | 6.0199e-06 | 0.15812 | 24.1667 | 0.19321 | 1.4403e-07 | 0.83067 | 0.29254
| 24.2083 | 0.075388 | 5.2598e-07 | 0.13326 | 0.059614 | 24.2083 | 0.49737 | 0.033734 | 6.0199e-06 | 0.15656 | 24.2083 | 0.19219 | 1.4403e-07 | 0.8353 | 0.29357
| 24.25 | 0.071505 | 5.2598e-07 | 0.13229 | 0.058227 | 24.25 | 0.49718 | 0.030262 | 6.0199e-06 | 0.15502 | 24.25 | 0.19118 | 1.4403e-07 | 0.83993 | 0.2946
| 24.2917 | 0.067623 | 5.2598e-07 | 0.13132 | 0.056841 | 24.2917 | 0.49687 | 0.026911 | 6.0199e-06 | 0.1535 | 24.2917 | 0.19019 | 1.4403e-07 | 0.84454 | 0.29564
| 24.3333 | 0.063744 | 5.2598e-07 | 0.13035 | 0.055457 | 24.3333 | 0.49635 | 0.02375 | 6.0199e-06 | 0.152 | 24.3333 | 0.18922 | 1.4403e-07 | 0.84914 | 0.29668
| 24.375 | 0.059869 | 5.2598e-07 | 0.12939 | 0.054074 | 24.375 | 0.49562 | 0.020806 | 6.0199e-06 | 0.15052 | 24.375 | 0.18826 | 1.4403e-07 | 0.85374 | 0.29772
| 24.4167 | 0.055998 | 5.2598e-07 | 0.12843 | 0.052694 | 24.4167 | 0.49466 | 0.018072 | 6.0199e-06 | 0.14908 | 24.4167 | 0.18733 | 1.4403e-07 | 0.85761 | 0.29855
| 24.4583 | 0.05213 | 5.2598e-07 | 0.12747 | 0.051314 | 24.4583 | 0.49348 | 0.01554 | 6.0199e-06 | 0.14766 | 24.4583 | 0.1864 | 1.4403e-07 | 0.85793 | 0.29838
| 24.5 | 0.048265 | 5.2598e-07 | 0.12651 | 0.049937 | 24.5 | 0.49207 | 0.013209 | 6.0199e-06 | 0.14625 | 24.5 | 0.18549 | 1.4403e-07 | 0.85476 | 0.29721
| 24.5417 | 0.044403 | 5.2598e-07 | 0.12556 | 0.048561 | 24.5417 | 0.49044 | 0.011076 | 6.0199e-06 | 0.14488 | 24.5417 | 0.1846 | 1.4403e-07 | 0.85122 | 0.29595
| 24.5833 | 0.040705 | 5.2598e-07 | 0.12458 | 0.047224 | 24.5833 | 0.4886 | 0.00914 | 6.0199e-06 | 0.14352 | 24.5833 | 0.18372 | 1.4403e-07 | 0.84769 | 0.29469
| 24.625 | 0.037229 | 5.2598e-07 | 0.12356 | 0.04594 | 24.625 | 0.48653 | 0.0073998 | 6.0199e-06 | 0.14218 | 24.625 | 0.18285 | 1.4403e-07 | 0.84415 | 0.29343
| 24.6667 | 0.034 | 5.2598e-07 | 0.1225 | 0.044715 | 24.6667 | 0.48426 | 0.0058589 | 6.0199e-06 | 0.14087 | 24.6667 | 0.182 | 1.4403e-07 | 0.84061 | 0.29217
| 24.7083 | 0.031046 | 5.2598e-07 | 0.1214 | 0.043557 | 24.7083 | 0.48178 | 0.0045216 | 6.0199e-06 | 0.13959 | 24.7083 | 0.18116 | 1.4403e-07 | 0.83706 | 0.29092
| 24.75 | 0.028393 | 5.2598e-07 | 0.12026 | 0.042473 | 24.75 | 0.4791 | 0.003392 | 6.0199e-06 | 0.13834 | 24.75 | 0.18033 | 1.4403e-07 | 0.83351 | 0.28967
| 24.7917 | 0.025965 | 5.2598e-07 | 0.11909 | 0.041443 | 24.7917 | 0.47622 | 0.0024603 | 6.0199e-06 | 0.13712 | 24.7917 | 0.17952 | 1.4403e-07 | 0.82995 | 0.28842
| 24.8333 | 0.023685 | 5.2598e-07 | 0.11789 | 0.040449 | 24.8333 | 0.47313 | 0.0017135 | 6.0199e-06 | 0.13592 | 24.8333 | 0.17872 | 1.4403e-07 | 0.82639 | 0.28717
| 24.875 | 0.021525 | 5.2598e-07 | 0.11667 | 0.039484 | 24.875 | 0.46983 | 0.0011435 | 6.0199e-06 | 0.13473 | 24.875 | 0.17793 | 1.4403e-07 | 0.82283 | 0.28593
| 24.9167 | 0.019455 | 5.2598e-07 | 0.11543 | 0.03854 | 24.9167 | 0.46631 | 0.00074141 | 6.0199e-06 | 0.13355 | 24.9167 | 0.17716 | 1.4403e-07 | 0.81926 | 0.28469
| 24.9583 | 0.017448 | 5.2598e-07 | 0.11419 | 0.037611 | 24.9583 | 0.46262 | 0.00047367 | 6.0199e-06 | 0.13238 | 24.9583 | 0.17639 | 1.4403e-07 | 0.8157 | 0.28345
| 25 | 0.015502 | 5.2598e-07 | 0.11294 | 0.036697 | 25 | 0.45886 | 0.00026588 | 6.0199e-06 | 0.13122 | 25 | 0.17564 | 1.4403e-07 | 0.81213 | 0.28222
| 25.0417 | 0.013618 | 5.2598e-07 | 0.11167 | 0.035797 | 25.0417 | 0.45504 | 0.00011804 | 6.0199e-06 | 0.13006 | 25.0417 | 0.1749 | 1.4403e-07 | 0.80856 | 0.28099
| 25.0833 | 0.011796 | 5.2598e-07 | 0.11039 | 0.034911 | 25.0833 | 0.45116 | 3.0099e-05 | 6.0199e-06 | 0.12892 | 25.0833 | 0.17417 | 1.4403e-07 | 0.805 | 0.27976
| 25.125 | 0.010036 | 5.2598e-07 | 0.10911 | 0.034041 | 25.125 | 0.44722 | 2.0476e-06 | 6.0199e-06 | 0.12778 | 25.125 | 0.17345 | 1.4403e-07 | 0.80143 | 0.27854
| 25.1667 | 0.0083377 | 5.2598e-07 | 0.10781 | 0.033185 | 25.1667 | 0.44324 | 2.0476e-06 | 6.0199e-06 | 0.12664 | 25.1667 | 0.17275 | 1.4403e-07 | 0.79785 | 0.27731
| 25.2083 | 0.0067013 | 5.2598e-07 | 0.1065 | 0.032343 | 25.2083 | 0.43927 | 2.0476e-06 | 6.0199e-06 | 0.12551 | 25.2083 | 0.17205 | 1.4403e-07 | 0.79427 | 0.27609
| 25.25 | 0.0051557 | 5.2598e-07 | 0.10526 | 0.031546 | 25.25 | 0.4353 | 2.0476e-06 | 6.0199e-06 | 0.12437 | 25.25 | 0.17136 | 1.4403e-07 | 0.79069 | 0.27487
| 25.2917 | 0.0037295 | 5.2598e-07 | 0.10399 | 0.030778 | 25.2917 | 0.43132 | 2.0476e-06 | 6.0199e-06 | 0.12324 | 25.2917 | 0.17069 | 1.4403e-07 | 0.7871 | 0.27365
| 25.3333 | 0.002499 | 5.2598e-07 | 0.1027 | 0.030057 | 25.3333 | 0.42735 | 2.0476e-06 | 6.0199e-06 | 0.1221 | 25.3333 | 0.17003 | 1.4403e-07 | 0.7835 | 0.27244
| 25.375 | 0.0015409 | 5.2598e-07 | 0.10137 | 0.029402 | 25.375 | 0.42338 | 2.0476e-06 | 6.0199e-06 | 0.12097 | 25.375 | 0.16937 | 1.4403e-07 | 0.7799 | 0.27122
| 25.4167 | 0.0008285 | 5.2598e-07 | 0.099996 | 0.028807 | 25.4167 | 0.41941 | 2.0476e-06 | 6.0199e-06 | 0.11983 | 25.4167 | 0.16873 | 1.4403e-07 | 0.77629 | 0.27001
| 25.4583 | 0.00033457 | 5.2598e-07 | 0.098592 | 0.028265 | 25.4583 | 0.41544 | 2.0476e-06 | 6.0199e-06 | 0.1187 | 25.4583 | 0.1681 | 1.4403e-07 | 0.77268 | 0.26879
| 25.5 | 5.8947e-05 | 5.2598e-07 | 0.097153 | 0.027775 | 25.5 | 0.41147 | 2.0476e-06 | 6.0199e-06 | 0.11757 | 25.5 | 0.16748 | 1.4403e-07 | 0.76906 | 0.26758
| 25.5417 | 1.4396e-06 | 5.2598e-07 | 0.095681 | 0.027338 | 25.5417 | 0.4075 | 2.0476e-06 | 6.0199e-06 | 0.11643 | 25.5417 | 0.16686 | 1.4403e-07 | 0.76544 | 0.26637
| 25.5833 | 1.4396e-06 | 5.2598e-07 | 0.094205 | 0.026916 | 25.5833 | 0.40353 | 2.0476e-06 | 6.0199e-06 | 0.1153 | 25.5833 | 0.16626 | 1.4403e-07 | 0.76181 | 0.26516
| 25.625 | 1.4396e-06 | 5.2598e-07 | 0.092734 | 0.026496 | 25.625 | 0.39957 | 2.0476e-06 | 6.0199e-06 | 0.11416 | 25.625 | 0.16567 | 1.4403e-07 | 0.75818 | 0.26396
| 25.6667 | 1.4396e-06 | 5.2598e-07 | 0.09127 | 0.026078 | 25.6667 | 0.3956 | 2.0476e-06 | 6.0199e-06 | 0.11303 | 25.6667 | 0.16508 | 1.4403e-07 | 0.75598 | 0.26316
| 25.7083 | 1.4396e-06 | 5.2598e-07 | 0.089812 | 0.025661 | 25.7083 | 0.39163 | 2.0476e-06 | 6.0199e-06 | 0.1119 | 25.7083 | 0.1645 | 1.4403e-07 | 0.75729 | 0.26337
| 25.75 | 1.4396e-06 | 5.2598e-07 | 0.08836 | 0.025246 | 25.75 | 0.38767 | 2.0476e-06 | 6.0199e-06 | 0.11077 | 25.75 | 0.16394 | 1.4403e-07 | 0.76175 | 0.26448
| 25.7917 | 1.4396e-06 | 5.2598e-07 | 0.086914 | 0.024833 | 25.7917 | 0.38371 | 2.0476e-06 | 6.0199e-06 | 0.10963 | 25.7917 | 0.16338 | 1.4403e-07 | 0.76621 | 0.2656
| 25.8333 | 1.4396e-06 | 5.2598e-07 | 0.085472 | 0.024421 | 25.8333 | 0.37975 | 2.0476e-06 | 6.0199e-06 | 0.1085 | 25.8333 | 0.16283 | 1.4403e-07 | 0.77066 | 0.26671
| 25.875 | 1.4396e-06 | 5.2598e-07 | 0.084033 | 0.02401 | 25.875 | 0.37578 | 2.0476e-06 | 6.0199e-06 | 0.10737 | 25.875 | 0.16228 | 1.4403e-07 | 0.7751 | 0.26783
| 25.9167 | 1.4396e-06 | 5.2598e-07 | 0.082596 | 0.023599 | 25.9167 | 0.37182 | 2.0476e-06 | 6.0199e-06 | 0.10624 | 25.9167 | 0.16175 | 1.4403e-07 | 0.77955 | 0.26894
| 25.9583 | 1.4396e-06 | 5.2598e-07 | 0.08116 | 0.023189 | 25.9583 | 0.36786 | 2.0476e-06 | 6.0199e-06 | 0.10511 | 25.9583 | 0.16122 | 1.4403e-07 | 0.784 | 0.27006
| 26 | 1.4396e-06 | 5.2598e-07 | 0.079727 | 0.02278 | 26 | 0.3639 | 2.0476e-06 | 6.0199e-06 | 0.10397 | 26 | 0.1607 | 1.4403e-07 | 0.78844 | 0.27118
| 26.0417 | 1.4396e-06 | 5.2598e-07 | 0.078295 | 0.022371 | 26.0417 | 0.35994 | 2.0476e-06 | 6.0199e-06 | 0.10284 | 26.0417 | 0.16019 | 1.4403e-07 | 0.79288 | 0.27231
| 26.0833 | 1.4396e-06 | 5.2598e-07 | 0.076866 | 0.021962 | 26.0833 | 0.35598 | 2.0476e-06 | 6.0199e-06 | 0.10171 | 26.0833 | 0.15969 | 1.4403e-07 | 0.79733 | 0.27343
| 26.125 | 1.4396e-06 | 5.2598e-07 | 0.075437 | 0.021554 | 26.125 | 0.35202 | 2.0476e-06 | 6.0199e-06 | 0.10058 | 26.125 | 0.15919 | 1.4403e-07 | 0.80177 | 0.27456
| 26.1667 | 1.4396e-06 | 5.2598e-07 | 0.074011 | 0.021147 | 26.1667 | 0.34805 | 2.0476e-06 | 6.0199e-06 | 0.099447 | 26.1667 | 0.1587 | 1.4403e-07 | 0.8062 | 0.27569
| 26.2083 | 1.4396e-06 | 5.2598e-07 | 0.072586 | 0.02074 | 26.2083 | 0.34409 | 2.0476e-06 | 6.0199e-06 | 0.098315 | 26.2083 | 0.15822 | 1.4403e-07 | 0.81064 | 0.27682
| 26.25 | 1.4396e-06 | 5.2598e-07 | 0.071085 | 0.020311 | 26.25 | 0.34013 | 2.0476e-06 | 6.0199e-06 | 0.097184 | 26.25 | 0.15774 | 1.4403e-07 | 0.81507 | 0.27795
| 26.2917 | 1.4396e-06 | 5.2598e-07 | 0.069587 | 0.019883 | 26.2917 | 0.33617 | 2.0476e-06 | 6.0199e-06 | 0.096052 | 26.2917 | 0.15727 | 1.4403e-07 | 0.8195 | 0.27908
| 26.3333 | 1.4396e-06 | 5.2598e-07 | 0.068094 | 0.019456 | 26.3333 | 0.33222 | 2.0476e-06 | 6.0199e-06 | 0.094921 | 26.3333 | 0.15681 | 1.4403e-07 | 0.82392 | 0.28021
| 26.375 | 1.4396e-06 | 5.2598e-07 | 0.066607 | 0.019031 | 26.375 | 0.32826 | 2.0476e-06 | 6.0199e-06 | 0.093791 | 26.375 | 0.15636 | 1.4403e-07 | 0.82834 | 0.28134
| 26.4167 | 1.4396e-06 | 5.2598e-07 | 0.065126 | 0.018608 | 26.4167 | 0.3243 | 2.0476e-06 | 6.0199e-06 | 0.09266 | 26.4167 | 0.15591 | 1.4403e-07 | 0.83275 | 0.28248
| 26.4583 | 1.4396e-06 | 5.2598e-07 | 0.063651 | 0.018187 | 26.4583 | 0.32035 | 2.0476e-06 | 6.0199e-06 | 0.09153 | 26.4583 | 0.15547 | 1.4403e-07 | 0.83717 | 0.28361
| 26.5 | 1.4396e-06 | 5.2598e-07 | 0.062181 | 0.017767 | 26.5 | 0.31639 | 2.0476e-06 | 6.0199e-06 | 0.0904 | 26.5 | 0.15503 | 1.4403e-07 | 0.84158 | 0.28475
| 26.5417 | 1.4396e-06 | 5.2598e-07 | 0.060717 | 0.017348 | 26.5417 | 0.31244 | 2.0476e-06 | 6.0199e-06 | 0.08927 | 26.5417 | 0.15461 | 1.4403e-07 | 0.84598 | 0.28588
| 26.5833 | 1.4396e-06 | 5.2598e-07 | 0.059257 | 0.016931 | 26.5833 | 0.30848 | 2.0476e-06 | 6.0199e-06 | 0.088141 | 26.5833 | 0.15419 | 1.4403e-07 | 0.85038 | 0.28702
| 26.625 | 1.4396e-06 | 5.2598e-07 | 0.057804 | 0.016516 | 26.625 | 0.30453 | 2.0476e-06 | 6.0199e-06 | 0.087012 | 26.625 | 0.15377 | 1.4403e-07 | 0.85479 | 0.28816
| 26.6667 | 1.4396e-06 | 5.2598e-07 | 0.056356 | 0.016102 | 26.6667 | 0.30058 | 2.0476e-06 | 6.0199e-06 | 0.085883 | 26.6667 | 0.15336 | 1.4403e-07 | 0.85776 | 0.28889
| 26.7083 | 1.4396e-06 | 5.2598e-07 | 0.054914 | 0.01569 | 26.7083 | 0.29663 | 2.0476e-06 | 6.0199e-06 | 0.084755 | 26.7083 | 0.15296 | 1.4403e-07 | 0.85721 | 0.28862
| 26.75 | 1.4396e-06 | 5.2598e-07 | 0.05348 | 0.015281 | 26.75 | 0.29269 | 2.0476e-06 | 6.0199e-06 | 0.083627 | 26.75 | 0.15256 | 1.4403e-07 | 0.8535 | 0.28745
| 26.7917 | 1.4396e-06 | 5.2598e-07 | 0.05205 | 0.014872 | 26.7917 | 0.28874 | 2.0476e-06 | 6.0199e-06 | 0.0825 | 26.7917 | 0.15217 | 1.4403e-07 | 0.8498 | 0.28628
| 26.8333 | 1.4396e-06 | 5.2598e-07 | 0.050624 | 0.014465 | 26.8333 | 0.2848 | 2.0476e-06 | 6.0199e-06 | 0.081373 | 26.8333 | 0.15178 | 1.4403e-07 | 0.8461 | 0.28511
| 26.875 | 1.4396e-06 | 5.2598e-07 | 0.049201 | 0.014058 | 26.875 | 0.28085 | 2.0476e-06 | 6.0199e-06 | 0.080246 | 26.875 | 0.1514 | 1.4403e-07 | 0.84239 | 0.28394
| 26.9167 | 1.4396e-06 | 5.2598e-07 | 0.047779 | 0.013652 | 26.9167 | 0.27691 | 2.0476e-06 | 6.0199e-06 | 0.079119 | 26.9167 | 0.15102 | 1.4403e-07 | 0.83869 | 0.28277
| 26.9583 | 1.4396e-06 | 5.2598e-07 | 0.04636 | 0.013246 | 26.9583 | 0.27297 | 2.0476e-06 | 6.0199e-06 | 0.077993 | 26.9583 | 0.15065 | 1.4403e-07 | 0.83499 | 0.28161
| 27 | 1.4396e-06 | 5.2598e-07 | 0.044942 | 0.012841 | 27 | 0.26902 | 2.0476e-06 | 6.0199e-06 | 0.076866 | 27 | 0.15028 | 1.4403e-07 | 0.83129 | 0.28045
| 27.0417 | 1.4396e-06 | 5.2598e-07 | 0.043526 | 0.012437 | 27.0417 | 0.26508 | 2.0476e-06 | 6.0199e-06 | 0.07574 | 27.0417 | 0.14992 | 1.4403e-07 | 0.82758 | 0.27929
| 27.0833 | 1.4396e-06 | 5.2598e-07 | 0.042112 | 0.012033 | 27.0833 | 0.26114 | 2.0476e-06 | 6.0199e-06 | 0.074613 | 27.0833 | 0.14956 | 1.4403e-07 | 0.82388 | 0.27813
| 27.125 | 1.4396e-06 | 5.2598e-07 | 0.040699 | 0.011629 | 27.125 | 0.25719 | 2.0476e-06 | 6.0199e-06 | 0.073487 | 27.125 | 0.14921 | 1.4403e-07 | 0.82018 | 0.27697
| 27.1667 | 1.4396e-06 | 5.2598e-07 | 0.039288 | 0.011226 | 27.1667 | 0.25325 | 2.0476e-06 | 6.0199e-06 | 0.072361 | 27.1667 | 0.14886 | 1.4403e-07 | 0.81647 | 0.27581
| 27.2083 | 1.4396e-06 | 5.2598e-07 | 0.037878 | 0.010823 | 27.2083 | 0.24931 | 2.0476e-06 | 6.0199e-06 | 0.071234 | 27.2083 | 0.14852 | 1.4403e-07 | 0.81276 | 0.27465
| 27.25 | 1.4396e-06 | 5.2598e-07 | 0.036471 | 0.010421 | 27.25 | 0.24537 | 2.0476e-06 | 6.0199e-06 | 0.070108 | 27.25 | 0.14819 | 1.4403e-07 | 0.80905 | 0.2735
| 27.2917 | 1.4396e-06 | 5.2598e-07 | 0.035067 | 0.01002 | 27.2917 | 0.24143 | 2.0476e-06 | 6.0199e-06 | 0.068982 | 27.2917 | 0.14785 | 1.4403e-07 | 0.80534 | 0.27234
| 27.3333 | 1.4396e-06 | 5.2598e-07 | 0.033667 | 0.0096197 | 27.3333 | 0.23749 | 2.0476e-06 | 6.0199e-06 | 0.067856 | 27.3333 | 0.14753 | 1.4403e-07 | 0.80162 | 0.27119
| 27.375 | 1.4396e-06 | 5.2598e-07 | 0.032273 | 0.0092216 | 27.375 | 0.23355 | 2.0476e-06 | 6.0199e-06 | 0.066731 | 27.375 | 0.14721 | 1.4403e-07 | 0.79791 | 0.27003
| 27.4167 | 1.4396e-06 | 5.2598e-07 | 0.030886 | 0.0088251 | 27.4167 | 0.22961 | 2.0476e-06 | 6.0199e-06 | 0.065607 | 27.4167 | 0.14689 | 1.4403e-07 | 0.79419 | 0.26888
| 27.4583 | 1.4396e-06 | 5.2598e-07 | 0.029504 | 0.0084303 | 27.4583 | 0.22568 | 2.0476e-06 | 6.0199e-06 | 0.064482 | 27.4583 | 0.14658 | 1.4403e-07 | 0.79046 | 0.26773
| 27.5 | 1.4396e-06 | 5.2598e-07 | 0.028127 | 0.008037 | 27.5 | 0.22175 | 2.0476e-06 | 6.0199e-06 | 0.063358 | 27.5 | 0.14627 | 1.4403e-07 | 0.78674 | 0.26657
| 27.5417 | 1.4396e-06 | 5.2598e-07 | 0.026756 | 0.0076452 | 27.5417 | 0.21781 | 2.0476e-06 | 6.0199e-06 | 0.062235 | 27.5417 | 0.14596 | 1.4403e-07 | 0.78301 | 0.26542
| 27.5833 | 1.4396e-06 | 5.2598e-07 | 0.025391 | 0.0072551 | 27.5833 | 0.21388 | 2.0476e-06 | 6.0199e-06 | 0.061111 | 27.5833 | 0.14567 | 1.4403e-07 | 0.77928 | 0.26427
| 27.625 | 1.4396e-06 | 5.2598e-07 | 0.024031 | 0.0068665 | 27.625 | 0.20995 | 2.0476e-06 | 6.0199e-06 | 0.059988 | 27.625 | 0.14537 | 1.4403e-07 | 0.77555 | 0.26312
| 27.6667 | 1.4396e-06 | 5.2598e-07 | 0.022677 | 0.0064797 | 27.6667 | 0.20602 | 2.0476e-06 | 6.0199e-06 | 0.058865 | 27.6667 | 0.14508 | 1.4403e-07 | 0.77182 | 0.26197
| 27.7083 | 1.4396e-06 | 5.2598e-07 | 0.021329 | 0.0060947 | 27.7083 | 0.20209 | 2.0476e-06 | 6.0199e-06 | 0.057743 | 27.7083 | 0.14479 | 1.4403e-07 | 0.76808 | 0.26082
| 27.75 | 1.4396e-06 | 5.2598e-07 | 0.019989 | 0.0057117 | 27.75 | 0.19817 | 2.0476e-06 | 6.0199e-06 | 0.056623 | 27.75 | 0.14451 | 1.4403e-07 | 0.76435 | 0.25967
| 27.7917 | 1.4396e-06 | 5.2598e-07 | 0.018663 | 0.005333 | 27.7917 | 0.19425 | 2.0476e-06 | 6.0199e-06 | 0.055503 | 27.7917 | 0.14423 | 1.4403e-07 | 0.76061 | 0.25853
| 27.8333 | 1.4396e-06 | 5.2598e-07 | 0.017386 | 0.0049682 | 27.8333 | 0.19033 | 2.0476e-06 | 6.0199e-06 | 0.054383 | 27.8333 | 0.14396 | 1.4403e-07 | 0.76042 | 0.25839
| 27.875 | 1.4396e-06 | 5.2598e-07 | 0.016151 | 0.0046152 | 27.875 | 0.18641 | 2.0476e-06 | 6.0199e-06 | 0.053263 | 27.875 | 0.14369 | 1.4403e-07 | 0.76373 | 0.25926
| 27.9167 | 1.4396e-06 | 5.2598e-07 | 0.014948 | 0.0042715 | 27.9167 | 0.18249 | 2.0476e-06 | 6.0199e-06 | 0.052144 | 27.9167 | 0.14342 | 1.4403e-07 | 0.76806 | 0.26042
| 27.9583 | 1.4396e-06 | 5.2598e-07 | 0.01377 | 0.003935 | 27.9583 | 0.17858 | 2.0476e-06 | 6.0199e-06 | 0.051024 | 27.9583 | 0.14316 | 1.4403e-07 | 0.7724 | 0.26159
| 28 | 1.4396e-06 | 5.2598e-07 | 0.012617 | 0.0036054 | 28 | 0.17466 | 2.0476e-06 | 6.0199e-06 | 0.049905 | 28 | 0.1429 | 1.4403e-07 | 0.77675 | 0.26276
| 28.0417 | 1.4396e-06 | 5.2598e-07 | 0.011488 | 0.0032829 | 28.0417 | 0.17074 | 2.0476e-06 | 6.0199e-06 | 0.048785 | 28.0417 | 0.14264 | 1.4403e-07 | 0.7811 | 0.26393
| 28.0833 | 1.4396e-06 | 5.2598e-07 | 0.010384 | 0.0029675 | 28.0833 | 0.16682 | 2.0476e-06 | 6.0199e-06 | 0.047666 | 28.0833 | 0.14239 | 1.4403e-07 | 0.78545 | 0.2651
| 28.125 | 1.4396e-06 | 5.2598e-07 | 0.0093043 | 0.002659 | 28.125 | 0.1629 | 2.0476e-06 | 6.0199e-06 | 0.046547 | 28.125 | 0.14214 | 1.4403e-07 | 0.7898 | 0.26627
| 28.1667 | 1.4396e-06 | 5.2598e-07 | 0.0082492 | 0.0023576 | 28.1667 | 0.15899 | 2.0476e-06 | 6.0199e-06 | 0.045428 | 28.1667 | 0.14189 | 1.4403e-07 | 0.79415 | 0.26744
| 28.2083 | 1.4396e-06 | 5.2598e-07 | 0.0072187 | 0.0020631 | 28.2083 | 0.15507 | 2.0476e-06 | 6.0199e-06 | 0.044309 | 28.2083 | 0.14165 | 1.4403e-07 | 0.7985 | 0.26862
| 28.25 | 1.4396e-06 | 5.2598e-07 | 0.0062207 | 0.001778 | 28.25 | 0.15115 | 2.0476e-06 | 6.0199e-06 | 0.04319 | 28.25 | 0.14141 | 1.4403e-07 | 0.80285 | 0.26979
| 28.2917 | 1.4396e-06 | 5.2598e-07 | 0.0052632 | 0.0015044 | 28.2917 | 0.14724 | 2.0476e-06 | 6.0199e-06 | 0.042071 | 28.2917 | 0.14118 | 1.4403e-07 | 0.8072 | 0.27096
| 28.3333 | 1.4396e-06 | 5.2598e-07 | 0.0043715 | 0.0012496 | 28.3333 | 0.14332 | 2.0476e-06 | 6.0199e-06 | 0.040952 | 28.3333 | 0.14094 | 1.4403e-07 | 0.81154 | 0.27214
| 28.375 | 1.4396e-06 | 5.2598e-07 | 0.0035717 | 0.0010211 | 28.375 | 0.13941 | 2.0476e-06 | 6.0199e-06 | 0.039835 | 28.375 | 0.14072 | 1.4403e-07 | 0.81588 | 0.27331
| 28.4167 | 1.4396e-06 | 5.2598e-07 | 0.0028572 | 0.00081697 | 28.4167 | 0.13551 | 2.0476e-06 | 6.0199e-06 | 0.038718 | 28.4167 | 0.14049 | 1.4403e-07 | 0.82022 | 0.27449
| 28.4583 | 1.4396e-06 | 5.2598e-07 | 0.0022211 | 0.00063524 | 28.4583 | 0.1316 | 2.0476e-06 | 6.0199e-06 | 0.037603 | 28.4583 | 0.14027 | 1.4403e-07 | 0.82456 | 0.27566
| 28.5 | 1.4396e-06 | 5.2598e-07 | 0.0016632 | 0.00047584 | 28.5 | 0.1277 | 2.0476e-06 | 6.0199e-06 | 0.036487 | 28.5 | 0.14005 | 1.4403e-07 | 0.82889 | 0.27684
| 28.5417 | 1.4396e-06 | 5.2598e-07 | 0.0011832 | 0.00033869 | 28.5417 | 0.1238 | 2.0476e-06 | 6.0199e-06 | 0.035373 | 28.5417 | 0.13983 | 1.4403e-07 | 0.83323 | 0.27802
| 28.5833 | 1.4396e-06 | 5.2598e-07 | 0.00078069 | 0.00022369 | 28.5833 | 0.1199 | 2.0476e-06 | 6.0199e-06 | 0.034259 | 28.5833 | 0.13962 | 1.4403e-07 | 0.83756 | 0.2792
| 28.625 | 1.4396e-06 | 5.2598e-07 | 0.00045556 | 0.0001308 | 28.625 | 0.116 | 2.0476e-06 | 6.0199e-06 | 0.033146 | 28.625 | 0.13941 | 1.4403e-07 | 0.8419 | 0.28037
| 28.6667 | 1.4396e-06 | 5.2598e-07 | 0.00021342 | 6.1615e-05 | 28.6667 | 0.11211 | 2.0476e-06 | 6.0199e-06 | 0.032034 | 28.6667 | 0.1392 | 1.4403e-07 | 0.84623 | 0.28155
| 28.7083 | 1.4396e-06 | 5.2598e-07 | 5.9926e-05 | 1.7758e-05 | 28.7083 | 0.10822 | 2.0476e-06 | 6.0199e-06 | 0.030923 | 28.7083 | 0.139 | 1.4403e-07 | 0.85056 | 0.28273
| 28.75 | 1.4396e-06 | 5.2598e-07 | 2.9786e-07 | 7.2185e-07 | 28.75 | 0.10434 | 2.0476e-06 | 6.0199e-06 | 0.029813 | 28.75 | 0.1388 | 1.4403e-07 | 0.85489 | 0.28391
| 28.7917 | 1.4396e-06 | 5.2598e-07 | 2.9786e-07 | 7.2185e-07 | 28.7917 | 0.10046 | 2.0476e-06 | 6.0199e-06 | 0.028705 | 28.7917 | 0.1386 | 1.4403e-07 | 0.85922 | 0.28509
| 28.8333 | 1.4396e-06 | 5.2598e-07 | 2.9786e-07 | 7.2185e-07 | 28.8333 | 0.096578 | 2.0476e-06 | 6.0199e-06 | 0.027596 | 28.8333 | 0.13841 | 1.4403e-07 | 0.86 | 0.28526
| 28.875 | 1.4396e-06 | 5.2598e-07 | 2.9786e-07 | 7.2185e-07 | 28.875 | 0.092699 | 2.0476e-06 | 6.0199e-06 | 0.026488 | 28.875 | 0.13821 | 1.4403e-07 | 0.85728 | 0.28443
| 28.9167 | 1.4396e-06 | 5.2598e-07 | 2.9786e-07 | 7.2185e-07 | 28.9167 | 0.088821 | 2.0476e-06 | 6.0199e-06 | 0.02538 | 28.9167 | 0.13802 | 1.4403e-07 | 0.85353 | 0.2833
| 28.9583 | 1.4396e-06 | 5.2598e-07 | 2.9786e-07 | 7.2185e-07 | 28.9583 | 0.084943 | 2.0476e-06 | 6.0199e-06 | 0.024272 | 28.9583 | 0.13783 | 1.4403e-07 | 0.84978 | 0.28218
| 29 | 1.4396e-06 | 5.2598e-07 | 2.9786e-07 | 7.2185e-07 | 29 | 0.081065 | 2.0476e-06 | 6.0199e-06 | 0.023164 | 29 | 0.13765 | 1.4403e-07 | 0.84602 | 0.28105
| 29.0417 | 1.4396e-06 | 5.2598e-07 | 2.9786e-07 | 7.2185e-07 | 29.0417 | 0.077188 | 2.0476e-06 | 6.0199e-06 | 0.022056 | 29.0417 | 0.13747 | 1.4403e-07 | 0.84225 | 0.27992
| 29.0833 | 1.4396e-06 | 5.2598e-07 | 2.9786e-07 | 7.2185e-07 | 29.0833 | 0.073311 | 2.0476e-06 | 6.0199e-06 | 0.020949 | 29.0833 | 0.13729 | 1.4403e-07 | 0.83849 | 0.27879
| 29.125 | 1.4396e-06 | 5.2598e-07 | 2.9786e-07 | 7.2185e-07 | 29.125 | 0.069434 | 2.0476e-06 | 6.0199e-06 | 0.019841 | 29.125 | 0.13711 | 1.4403e-07 | 0.83472 | 0.27767
| 29.1667 | 1.4396e-06 | 5.2598e-07 | 2.9786e-07 | 7.2185e-07 | 29.1667 | 0.065558 | 2.0476e-06 | 6.0199e-06 | 0.018733 | 29.1667 | 0.13693 | 1.4403e-07 | 0.83095 | 0.27654
| 29.2083 | 1.4396e-06 | 5.2598e-07 | 2.9786e-07 | 7.2185e-07 | 29.2083 | 0.061682 | 2.0476e-06 | 6.0199e-06 | 0.017626 | 29.2083 | 0.13676 | 1.4403e-07 | 0.82718 | 0.27541
| 29.25 | 1.4396e-06 | 5.2598e-07 | 2.9786e-07 | 7.2185e-07 | 29.25 | 0.057807 | 2.0476e-06 | 6.0199e-06 | 0.016519 | 29.25 | 0.13659 | 1.4403e-07 | 0.82341 | 0.27429
| 29.2917 | 1.4396e-06 | 5.2598e-07 | 2.9786e-07 | 7.2185e-07 | 29.2917 | 0.053932 | 2.0476e-06 | 6.0199e-06 | 0.015412 | 29.2917 | 0.13642 | 1.4403e-07 | 0.81964 | 0.27316
| 29.3333 | 1.4396e-06 | 5.2598e-07 | 2.9786e-07 | 7.2185e-07 | 29.3333 | 0.050061 | 2.0476e-06 | 6.0199e-06 | 0.014306 | 29.3333 | 0.13626 | 1.4403e-07 | 0.81587 | 0.27204
| 29.375 | 1.4396e-06 | 5.2598e-07 | 2.9786e-07 | 7.2185e-07 | 29.375 | 0.046194 | 2.0476e-06 | 6.0199e-06 | 0.013201 | 29.375 | 0.13609 | 1.4403e-07 | 0.8121 | 0.27091
| 29.4167 | 1.4396e-06 | 5.2598e-07 | 2.9786e-07 | 7.2185e-07 | 29.4167 | 0.042331 | 2.0476e-06 | 6.0199e-06 | 0.012097 | 29.4167 | 0.13593 | 1.4403e-07 | 0.80832 | 0.26979
| 29.4583 | 1.4396e-06 | 5.2598e-07 | 2.9786e-07 | 7.2185e-07 | 29.4583 | 0.038542 | 2.0476e-06 | 6.0199e-06 | 0.011015 | 29.4583 | 0.13577 | 1.4403e-07 | 0.80455 | 0.26866
| 29.5 | 1.4396e-06 | 5.2598e-07 | 2.9786e-07 | 7.2185e-07 | 29.5 | 0.034975 | 2.0476e-06 | 6.0199e-06 | 0.0099955 | 29.5 | 0.13562 | 1.4403e-07 | 0.80077 | 0.26754
| 29.5417 | 1.4396e-06 | 5.2598e-07 | 2.9786e-07 | 7.2185e-07 | 29.5417 | 0.031629 | 2.0476e-06 | 6.0199e-06 | 0.0090394 | 29.5417 | 0.13546 | 1.4403e-07 | 0.79699 | 0.26641
| 29.5833 | 1.4396e-06 | 5.2598e-07 | 2.9786e-07 | 7.2185e-07 | 29.5833 | 0.028503 | 2.0476e-06 | 6.0199e-06 | 0.0081464 | 29.5833 | 0.13531 | 1.4403e-07 | 0.79321 | 0.26529
| 29.625 | 1.4396e-06 | 5.2598e-07 | 2.9786e-07 | 7.2185e-07 | 29.625 | 0.025598 | 2.0476e-06 | 6.0199e-06 | 0.0073164 | 29.625 | 0.13516 | 1.4403e-07 | 0.78943 | 0.26417
| 29.6667 | 1.4396e-06 | 5.2598e-07 | 2.9786e-07 | 7.2185e-07 | 29.6667 | 0.022941 | 2.0476e-06 | 6.0199e-06 | 0.0065573 | 29.6667 | 0.13501 | 1.4403e-07 | 0.78565 | 0.26305
| 29.7083 | 1.4396e-06 | 5.2598e-07 | 2.9786e-07 | 7.2185e-07 | 29.7083 | 0.020559 | 2.0476e-06 | 6.0199e-06 | 0.0058765 | 29.7083 | 0.13487 | 1.4403e-07 | 0.78187 | 0.26192
| 29.75 | 1.4396e-06 | 5.2598e-07 | 2.9786e-07 | 7.2185e-07 | 29.75 | 0.018475 | 2.0476e-06 | 6.0199e-06 | 0.0052813 | 29.75 | 0.13472 | 1.4403e-07 | 0.77808 | 0.2608
| 29.7917 | 1.4396e-06 | 5.2598e-07 | 2.9786e-07 | 7.2185e-07 | 29.7917 | 0.016616 | 2.0476e-06 | 6.0199e-06 | 0.0047501 | 29.7917 | 0.13458 | 1.4403e-07 | 0.7743 | 0.25968
| 29.8333 | 1.4396e-06 | 5.2598e-07 | 2.9786e-07 | 7.2185e-07 | 29.8333 | 0.014905 | 2.0476e-06 | 6.0199e-06 | 0.0042612 | 29.8333 | 0.13444 | 1.4403e-07 | 0.77052 | 0.25856
| 29.875 | 1.4396e-06 | 5.2598e-07 | 2.9786e-07 | 7.2185e-07 | 29.875 | 0.013314 | 2.0476e-06 | 6.0199e-06 | 0.0038065 | 29.875 | 0.1343 | 1.4403e-07 | 0.76673 | 0.25744
| 29.9167 | 1.4396e-06 | 5.2598e-07 | 2.9786e-07 | 7.2185e-07 | 29.9167 | 0.011813 | 2.0476e-06 | 6.0199e-06 | 0.0033777 | 29.9167 | 0.13417 | 1.4403e-07 | 0.76295 | 0.25632
| 29.9583 | 1.4396e-06 | 5.2598e-07 | 2.9786e-07 | 7.2185e-07 | 29.9583 | 0.010374 | 2.0476e-06 | 6.0199e-06 | 0.0029666 | 29.9583 | 0.13403 | 1.4403e-07 | 0.76092 | 0.2557
| 30 | 1.4396e-06 | 5.2598e-07 | 2.9786e-07 | 7.2185e-07 | 30 | 0.0089968 | 2.0476e-06 | 6.0199e-06 | 0.0025731 | 30 | 0.1339 | 1.4403e-07 | 0.76241 | 0.25609
| 30.0417 | 1.4396e-06 | 5.2598e-07 | 2.9786e-07 | 7.2185e-07 | 30.0417 | 0.0076815 | 2.0476e-06 | 6.0199e-06 | 0.0021973 | 30.0417 | 0.13377 | 1.4403e-07 | 0.76671 | 0.25728
| 30.0833 | 1.4396e-06 | 5.2598e-07 | 2.9786e-07 | 7.2185e-07 | 30.0833 | 0.0064279 | 2.0476e-06 | 6.0199e-06 | 0.0018392 | 30.0833 | 0.13364 | 1.4403e-07 | 0.77101 | 0.25847
| 30.125 | 1.4396e-06 | 5.2598e-07 | 2.9786e-07 | 7.2185e-07 | 30.125 | 0.0052362 | 2.0476e-06 | 6.0199e-06 | 0.0014987 | 30.125 | 0.13351 | 1.4403e-07 | 0.77531 | 0.25966
| 30.1667 | 1.4396e-06 | 5.2598e-07 | 2.9786e-07 | 7.2185e-07 | 30.1667 | 0.0041062 | 2.0476e-06 | 6.0199e-06 | 0.0011758 | 30.1667 | 0.13339 | 1.4403e-07 | 0.77961 | 0.26086
| 30.2083 | 1.4396e-06 | 5.2598e-07 | 2.9786e-07 | 7.2185e-07 | 30.2083 | 0.003038 | 2.0476e-06 | 6.0199e-06 | 0.00087061 | 30.2083 | 0.13326 | 1.4403e-07 | 0.78391 | 0.26205
| 30.25 | 1.4396e-06 | 5.2598e-07 | 2.9786e-07 | 7.2185e-07 | 30.25 | 0.0020604 | 2.0476e-06 | 6.0199e-06 | 0.00059129 | 30.25 | 0.13314 | 1.4403e-07 | 0.78822 | 0.26324
| 30.2917 | 1.4396e-06 | 5.2598e-07 | 2.9786e-07 | 7.2185e-07 | 30.2917 | 0.001202 | 2.0476e-06 | 6.0199e-06 | 0.00034602 | 30.2917 | 0.13302 | 1.4403e-07 | 0.79252 | 0.26444
| 30.3333 | 1.4396e-06 | 5.2598e-07 | 2.9786e-07 | 7.2185e-07 | 30.3333 | 0.00053879 | 2.0476e-06 | 6.0199e-06 | 0.00015654 | 30.3333 | 0.1329 | 1.4403e-07 | 0.79681 | 0.26563
| 30.375 | 1.4396e-06 | 5.2598e-07 | 2.9786e-07 | 7.2185e-07 | 30.375 | 0.00014721 | 2.0476e-06 | 6.0199e-06 | 4.4657e-05 | 30.375 | 0.13278 | 1.4403e-07 | 0.80111 | 0.26683
| 30.4167 | 1.4396e-06 | 5.2598e-07 | 2.9786e-07 | 7.2185e-07 | 30.4167 | 6.7574e-07 | 2.0476e-06 | 6.0199e-06 | 2.7906e-06 | 30.4167 | 0.13267 | 1.4403e-07 | 0.80541 | 0.26802
| 30.4583 | 1.4396e-06 | 5.2598e-07 | 2.9786e-07 | 7.2185e-07 | 30.4583 | 6.7574e-07 | 2.0476e-06 | 6.0199e-06 | 2.7906e-06 | 30.4583 | 0.13255 | 1.4403e-07 | 0.80971 | 0.26922
| 30.5 | 1.4396e-06 | 5.2598e-07 | 2.9786e-07 | 7.2185e-07 | 30.5 | 6.7574e-07 | 2.0476e-06 | 6.0199e-06 | 2.7906e-06 | 30.5 | 0.13244 | 1.4403e-07 | 0.814 | 0.27041
| 30.5417 | 1.4396e-06 | 5.2598e-07 | 2.9786e-07 | 7.2185e-07 | 30.5417 | 6.7574e-07 | 2.0476e-06 | 6.0199e-06 | 2.7906e-06 | 30.5417 | 0.13233 | 1.4403e-07 | 0.8183 | 0.27161
| 30.5833 | 1.4396e-06 | 5.2598e-07 | 2.9786e-07 | 7.2185e-07 | 30.5833 | 6.7574e-07 | 2.0476e-06 | 6.0199e-06 | 2.7906e-06 | 30.5833 | 0.13222 | 1.4403e-07 | 0.82259 | 0.2728
| 30.625 | 1.4396e-06 | 5.2598e-07 | 2.9786e-07 | 7.2185e-07 | 30.625 | 6.7574e-07 | 2.0476e-06 | 6.0199e-06 | 2.7906e-06 | 30.625 | 0.13211 | 1.4403e-07 | 0.82689 | 0.274
| 30.6667 | 1.4396e-06 | 5.2598e-07 | 2.9786e-07 | 7.2185e-07 | 30.6667 | 6.7574e-07 | 2.0476e-06 | 6.0199e-06 | 2.7906e-06 | 30.6667 | 0.132 | 1.4403e-07 | 0.83118 | 0.2752
| 30.7083 | 1.4396e-06 | 5.2598e-07 | 2.9786e-07 | 7.2185e-07 | 30.7083 | 6.7574e-07 | 2.0476e-06 | 6.0199e-06 | 2.7906e-06 | 30.7083 | 0.1319 | 1.4403e-07 | 0.83547 | 0.27639
| 30.75 | 1.4396e-06 | 5.2598e-07 | 2.9786e-07 | 7.2185e-07 | 30.75 | 6.7574e-07 | 2.0476e-06 | 6.0199e-06 | 2.7906e-06 | 30.75 | 0.1318 | 1.4403e-07 | 0.83976 | 0.27759
| 30.7917 | 1.4396e-06 | 5.2598e-07 | 2.9786e-07 | 7.2185e-07 | 30.7917 | 6.7574e-07 | 2.0476e-06 | 6.0199e-06 | 2.7906e-06 | 30.7917 | 0.13169 | 1.4403e-07 | 0.84405 | 0.27879
| 30.8333 | 1.4396e-06 | 5.2598e-07 | 2.9786e-07 | 7.2185e-07 | 30.8333 | 6.7574e-07 | 2.0476e-06 | 6.0199e-06 | 2.7906e-06 | 30.8333 | 0.13159 | 1.4403e-07 | 0.84835 | 0.27998
| 30.875 | 1.4396e-06 | 5.2598e-07 | 2.9786e-07 | 7.2185e-07 | 30.875 | 6.7574e-07 | 2.0476e-06 | 6.0199e-06 | 2.7906e-06 | 30.875 | 0.13149 | 1.4403e-07 | 0.85264 | 0.28118
| 30.9167 | 1.4396e-06 | 5.2598e-07 | 2.9786e-07 | 7.2185e-07 | 30.9167 | 6.7574e-07 | 2.0476e-06 | 6.0199e-06 | 2.7906e-06 | 30.9167 | 0.1314 | 1.4403e-07 | 0.85693 | 0.28238
| 30.9583 | 1.4396e-06 | 5.2598e-07 | 2.9786e-07 | 7.2185e-07 | 30.9583 | 6.7574e-07 | 2.0476e-06 | 6.0199e-06 | 2.7906e-06 | 30.9583 | 0.1313 | 1.4403e-07 | 0.85947 | 0.28308
| 31 | 1.4396e-06 | 5.2598e-07 | 2.9786e-07 | 7.2185e-07 | 31 | 6.7574e-07 | 2.0476e-06 | 6.0199e-06 | 2.7906e-06 | 31 | 0.1312 | 1.4403e-07 | 0.85848 | 0.28277
| 31.0417 | 1.4396e-06 | 5.2598e-07 | 2.9786e-07 | 7.2185e-07 | 31.0417 | 6.7574e-07 | 2.0476e-06 | 6.0199e-06 | 2.7906e-06 | 31.0417 | 0.13111 | 1.4403e-07 | 0.85469 | 0.28166
| 31.0833 | 1.4396e-06 | 5.2598e-07 | 2.9786e-07 | 7.2185e-07 | 31.0833 | 6.7574e-07 | 2.0476e-06 | 6.0199e-06 | 2.7906e-06 | 31.0833 | 0.13102 | 1.4403e-07 | 0.8509 | 0.28055
| 31.125 | 1.4396e-06 | 5.2598e-07 | 2.9786e-07 | 7.2185e-07 | 31.125 | 6.7574e-07 | 2.0476e-06 | 6.0199e-06 | 2.7906e-06 | 31.125 | 0.13093 | 1.4403e-07 | 0.8471 | 0.27944
| 31.1667 | 1.4396e-06 | 5.2598e-07 | 2.9786e-07 | 7.2185e-07 | 31.1667 | 6.7574e-07 | 2.0476e-06 | 6.0199e-06 | 2.7906e-06 | 31.1667 | 0.13084 | 1.4403e-07 | 0.8433 | 0.27832
| 31.2083 | 1.4396e-06 | 5.2598e-07 | 2.9786e-07 | 7.2185e-07 | 31.2083 | 6.7574e-07 | 2.0476e-06 | 6.0199e-06 | 2.7906e-06 | 31.2083 | 0.13075 | 1.4403e-07 | 0.8395 | 0.27721
| 31.25 | 1.4396e-06 | 5.2598e-07 | 2.9786e-07 | 7.2185e-07 | 31.25 | 6.7574e-07 | 2.0476e-06 | 6.0199e-06 | 2.7906e-06 | 31.25 | 0.13066 | 1.4403e-07 | 0.8357 | 0.2761
| 31.2917 | 1.4396e-06 | 5.2598e-07 | 2.9786e-07 | 7.2185e-07 | 31.2917 | 6.7574e-07 | 2.0476e-06 | 6.0199e-06 | 2.7906e-06 | 31.2917 | 0.13057 | 1.4403e-07 | 0.8319 | 0.27499
| 31.3333 | 1.4396e-06 | 5.2598e-07 | 2.9786e-07 | 7.2185e-07 | 31.3333 | 6.7574e-07 | 2.0476e-06 | 6.0199e-06 | 2.7906e-06 | 31.3333 | 0.13049 | 1.4403e-07 | 0.8281 | 0.27388
| 31.375 | 1.4396e-06 | 5.2598e-07 | 2.9786e-07 | 7.2185e-07 | 31.375 | 6.7574e-07 | 2.0476e-06 | 6.0199e-06 | 2.7906e-06 | 31.375 | 0.1304 | 1.4403e-07 | 0.8243 | 0.27277
| 31.4167 | 1.4396e-06 | 5.2598e-07 | 2.9786e-07 | 7.2185e-07 | 31.4167 | 6.7574e-07 | 2.0476e-06 | 6.0199e-06 | 2.7906e-06 | 31.4167 | 0.13032 | 1.4403e-07 | 0.8205 | 0.27166
| 31.4583 | 1.4396e-06 | 5.2598e-07 | 2.9786e-07 | 7.2185e-07 | 31.4583 | 6.7574e-07 | 2.0476e-06 | 6.0199e-06 | 2.7906e-06 | 31.4583 | 0.13024 | 1.4403e-07 | 0.81669 | 0.27055
| 31.5 | 1.4396e-06 | 5.2598e-07 | 2.9786e-07 | 7.2185e-07 | 31.5 | 6.7574e-07 | 2.0476e-06 | 6.0199e-06 | 2.7906e-06 | 31.5 | 0.13016 | 1.4403e-07 | 0.81289 | 0.26944
| 31.5417 | 1.4396e-06 | 5.2598e-07 | 2.9786e-07 | 7.2185e-07 | 31.5417 | 6.7574e-07 | 2.0476e-06 | 6.0199e-06 | 2.7906e-06 | 31.5417 | 0.13008 | 1.4403e-07 | 0.80909 | 0.26833
| 31.5833 | 1.4396e-06 | 5.2598e-07 | 2.9786e-07 | 7.2185e-07 | 31.5833 | 6.7574e-07 | 2.0476e-06 | 6.0199e-06 | 2.7906e-06 | 31.5833 | 0.13 | 1.4403e-07 | 0.80528 | 0.26722
| 31.625 | 1.4396e-06 | 5.2598e-07 | 2.9786e-07 | 7.2185e-07 | 31.625 | 6.7574e-07 | 2.0476e-06 | 6.0199e-06 | 2.7906e-06 | 31.625 | 0.12993 | 1.4403e-07 | 0.80148 | 0.26611
| 31.6667 | 1.4396e-06 | 5.2598e-07 | 2.9786e-07 | 7.2185e-07 | 31.6667 | 6.7574e-07 | 2.0476e-06 | 6.0199e-06 | 2.7906e-06 | 31.6667 | 0.12985 | 1.4403e-07 | 0.79767 | 0.26501
| 31.7083 | 1.4396e-06 | 5.2598e-07 | 2.9786e-07 | 7.2185e-07 | 31.7083 | 6.7574e-07 | 2.0476e-06 | 6.0199e-06 | 2.7906e-06 | 31.7083 | 0.12977 | 1.4403e-07 | 0.79387 | 0.2639
| 31.75 | 1.4396e-06 | 5.2598e-07 | 2.9786e-07 | 7.2185e-07 | 31.75 | 6.7574e-07 | 2.0476e-06 | 6.0199e-06 | 2.7906e-06 | 31.75 | 0.1297 | 1.4403e-07 | 0.79006 | 0.26279
| 31.7917 | 1.4396e-06 | 5.2598e-07 | 2.9786e-07 | 7.2185e-07 | 31.7917 | 6.7574e-07 | 2.0476e-06 | 6.0199e-06 | 2.7906e-06 | 31.7917 | 0.12963 | 1.4403e-07 | 0.78625 | 0.26168
| 31.8333 | 1.4396e-06 | 5.2598e-07 | 2.9786e-07 | 7.2185e-07 | 31.8333 | 6.7574e-07 | 2.0476e-06 | 6.0199e-06 | 2.7906e-06 | 31.8333 | 0.12956 | 1.4403e-07 | 0.78245 | 0.26057
| 31.875 | 1.4396e-06 | 5.2598e-07 | 2.9786e-07 | 7.2185e-07 | 31.875 | 6.7574e-07 | 2.0476e-06 | 6.0199e-06 | 2.7906e-06 | 31.875 | 0.12948 | 1.4403e-07 | 0.77864 | 0.25946
| 31.9167 | 1.4396e-06 | 5.2598e-07 | 2.9786e-07 | 7.2185e-07 | 31.9167 | 6.7574e-07 | 2.0476e-06 | 6.0199e-06 | 2.7906e-06 | 31.9167 | 0.12941 | 1.4403e-07 | 0.77483 | 0.25836
| 31.9583 | 1.4396e-06 | 5.2598e-07 | 2.9786e-07 | 7.2185e-07 | 31.9583 | 6.7574e-07 | 2.0476e-06 | 6.0199e-06 | 2.7906e-06 | 31.9583 | 0.12935 | 1.4403e-07 | 0.77103 | 0.25725
| 32 | 1.4396e-06 | 5.2598e-07 | 2.9786e-07 | 7.2185e-07 | 32 | 6.7574e-07 | 2.0476e-06 | 6.0199e-06 | 2.7906e-06 | 32 | 0.12928 | 1.4403e-07 | 0.76722 | 0.25614
| 32.0417 | 1.4396e-06 | 5.2598e-07 | 2.9786e-07 | 7.2185e-07 | 32.0417 | 6.7574e-07 | 2.0476e-06 | 6.0199e-06 | 2.7906e-06 | 32.0417 | 0.12921 | 1.4403e-07 | 0.76341 | 0.25504
| 32.0833 | 1.4396e-06 | 5.2598e-07 | 2.9786e-07 | 7.2185e-07 | 32.0833 | 6.7574e-07 | 2.0476e-06 | 6.0199e-06 | 2.7906e-06 | 32.0833 | 0.12914 | 1.4403e-07 | 0.75961 | 0.25393
| 32.125 | 1.4396e-06 | 5.2598e-07 | 2.9786e-07 | 7.2185e-07 | 32.125 | 6.7574e-07 | 2.0476e-06 | 6.0199e-06 | 2.7906e-06 | 32.125 | 0.12908 | 1.4403e-07 | 0.75686 | 0.25313
| 32.1667 | 1.4396e-06 | 5.2598e-07 | 2.9786e-07 | 7.2185e-07 | 32.1667 | 6.7574e-07 | 2.0476e-06 | 6.0199e-06 | 2.7906e-06 | 32.1667 | 0.12901 | 1.4403e-07 | 0.75765 | 0.25333
| 32.2083 | 1.4396e-06 | 5.2598e-07 | 2.9786e-07 | 7.2185e-07 | 32.2083 | 6.7574e-07 | 2.0476e-06 | 6.0199e-06 | 2.7906e-06 | 32.2083 | 0.12895 | 1.4403e-07 | 0.76158 | 0.25444
| 32.25 | 1.4396e-06 | 5.2598e-07 | 2.9786e-07 | 7.2185e-07 | 32.25 | 6.7574e-07 | 2.0476e-06 | 6.0199e-06 | 2.7906e-06 | 32.25 | 0.12888 | 1.4403e-07 | 0.76551 | 0.25554
| 32.2917 | 1.4396e-06 | 5.2598e-07 | 2.9786e-07 | 7.2185e-07 | 32.2917 | 6.7574e-07 | 2.0476e-06 | 6.0199e-06 | 2.7906e-06 | 32.2917 | 0.12882 | 1.4403e-07 | 0.76945 | 0.25665
| 32.3333 | 1.4396e-06 | 5.2598e-07 | 2.9786e-07 | 7.2185e-07 | 32.3333 | 6.7574e-07 | 2.0476e-06 | 6.0199e-06 | 2.7906e-06 | 32.3333 | 0.12876 | 1.4403e-07 | 0.77338 | 0.25775
| 32.375 | 1.4396e-06 | 5.2598e-07 | 2.9786e-07 | 7.2185e-07 | 32.375 | 6.7574e-07 | 2.0476e-06 | 6.0199e-06 | 2.7906e-06 | 32.375 | 0.1287 | 1.4403e-07 | 0.77731 | 0.25886
| 32.4167 | 1.4396e-06 | 5.2598e-07 | 2.9786e-07 | 7.2185e-07 | 32.4167 | 6.7574e-07 | 2.0476e-06 | 6.0199e-06 | 2.7906e-06 | 32.4167 | 0.12864 | 1.4403e-07 | 0.78124 | 0.25997
| 32.4583 | 1.4396e-06 | 5.2598e-07 | 2.9786e-07 | 7.2185e-07 | 32.4583 | 6.7574e-07 | 2.0476e-06 | 6.0199e-06 | 2.7906e-06 | 32.4583 | 0.12858 | 1.4403e-07 | 0.78517 | 0.26107
| 32.5 | 1.4396e-06 | 5.2598e-07 | 2.9786e-07 | 7.2185e-07 | 32.5 | 6.7574e-07 | 2.0476e-06 | 6.0199e-06 | 2.7906e-06 | 32.5 | 0.12852 | 1.4403e-07 | 0.7891 | 0.26218
| 32.5417 | 1.4396e-06 | 5.2598e-07 | 2.9786e-07 | 7.2185e-07 | 32.5417 | 6.7574e-07 | 2.0476e-06 | 6.0199e-06 | 2.7906e-06 | 32.5417 | 0.12846 | 1.4403e-07 | 0.79303 | 0.26328
| 32.5833 | 1.4396e-06 | 5.2598e-07 | 2.9786e-07 | 7.2185e-07 | 32.5833 | 6.7574e-07 | 2.0476e-06 | 6.0199e-06 | 2.7906e-06 | 32.5833 | 0.12841 | 1.4403e-07 | 0.79696 | 0.26439
| 32.625 | 1.4396e-06 | 5.2598e-07 | 2.9786e-07 | 7.2185e-07 | 32.625 | 6.7574e-07 | 2.0476e-06 | 6.0199e-06 | 2.7906e-06 | 32.625 | 0.12835 | 1.4403e-07 | 0.80089 | 0.2655
| 32.6667 | 1.4396e-06 | 5.2598e-07 | 2.9786e-07 | 7.2185e-07 | 32.6667 | 6.7574e-07 | 2.0476e-06 | 6.0199e-06 | 2.7906e-06 | 32.6667 | 0.1283 | 1.4403e-07 | 0.80482 | 0.2666
| 32.7083 | 1.4396e-06 | 5.2598e-07 | 2.9786e-07 | 7.2185e-07 | 32.7083 | 6.7574e-07 | 2.0476e-06 | 6.0199e-06 | 2.7906e-06 | 32.7083 | 0.12824 | 1.4403e-07 | 0.80875 | 0.26771
| 32.75 | 1.4396e-06 | 5.2598e-07 | 2.9786e-07 | 7.2185e-07 | 32.75 | 6.7574e-07 | 2.0476e-06 | 6.0199e-06 | 2.7906e-06 | 32.75 | 0.12819 | 1.4403e-07 | 0.81268 | 0.26882
| 32.7917 | 1.4396e-06 | 5.2598e-07 | 2.9786e-07 | 7.2185e-07 | 32.7917 | 6.7574e-07 | 2.0476e-06 | 6.0199e-06 | 2.7906e-06 | 32.7917 | 0.12814 | 1.4403e-07 | 0.81661 | 0.26993
| 32.8333 | 1.4396e-06 | 5.2598e-07 | 2.9786e-07 | 7.2185e-07 | 32.8333 | 6.7574e-07 | 2.0476e-06 | 6.0199e-06 | 2.7906e-06 | 32.8333 | 0.12808 | 1.4403e-07 | 0.82053 | 0.27103
| 32.875 | 1.4396e-06 | 5.2598e-07 | 2.9786e-07 | 7.2185e-07 | 32.875 | 6.7574e-07 | 2.0476e-06 | 6.0199e-06 | 2.7906e-06 | 32.875 | 0.12803 | 1.4403e-07 | 0.82446 | 0.27214
| 32.9167 | 1.4396e-06 | 5.2598e-07 | 2.9786e-07 | 7.2185e-07 | 32.9167 | 6.7574e-07 | 2.0476e-06 | 6.0199e-06 | 2.7906e-06 | 32.9167 | 0.12798 | 1.4403e-07 | 0.82839 | 0.27325
| 32.9583 | 1.4396e-06 | 5.2598e-07 | 2.9786e-07 | 7.2185e-07 | 32.9583 | 6.7574e-07 | 2.0476e-06 | 6.0199e-06 | 2.7906e-06 | 32.9583 | 0.12793 | 1.4403e-07 | 0.83232 | 0.27436
| 33 | 1.4396e-06 | 5.2598e-07 | 2.9786e-07 | 7.2185e-07 | 33 | 6.7574e-07 | 2.0476e-06 | 6.0199e-06 | 2.7906e-06 | 33 | 0.12788 | 1.4403e-07 | 0.83624 | 0.27546
| 33.0417 | 1.4396e-06 | 5.2598e-07 | 2.9786e-07 | 7.2185e-07 | 33.0417 | 6.7574e-07 | 2.0476e-06 | 6.0199e-06 | 2.7906e-06 | 33.0417 | 0.12783 | 1.4403e-07 | 0.84017 | 0.27657
| 33.0833 | 1.4396e-06 | 5.2598e-07 | 2.9786e-07 | 7.2185e-07 | 33.0833 | 6.7574e-07 | 2.0476e-06 | 6.0199e-06 | 2.7906e-06 | 33.0833 | 0.12778 | 1.4403e-07 | 0.8441 | 0.27768
| 33.125 | 1.4396e-06 | 5.2598e-07 | 2.9786e-07 | 7.2185e-07 | 33.125 | 6.7574e-07 | 2.0476e-06 | 6.0199e-06 | 2.7906e-06 | 33.125 | 0.12774 | 1.4403e-07 | 0.84697 | 0.27849
| 33.1667 | 1.4396e-06 | 5.2598e-07 | 2.9786e-07 | 7.2185e-07 | 33.1667 | 6.7574e-07 | 2.0476e-06 | 6.0199e-06 | 2.7906e-06 | 33.1667 | 0.12769 | 1.4403e-07 | 0.8463 | 0.27828
| 33.2083 | 1.4396e-06 | 5.2598e-07 | 2.9786e-07 | 7.2185e-07 | 33.2083 | 6.7574e-07 | 2.0476e-06 | 6.0199e-06 | 2.7906e-06 | 33.2083 | 0.12764 | 1.4403e-07 | 0.84248 | 0.27718
| 33.25 | 1.4396e-06 | 5.2598e-07 | 2.9786e-07 | 7.2185e-07 | 33.25 | 6.7574e-07 | 2.0476e-06 | 6.0199e-06 | 2.7906e-06 | 33.25 | 0.1276 | 1.4403e-07 | 0.83867 | 0.27608
| 33.2917 | 1.4396e-06 | 5.2598e-07 | 2.9786e-07 | 7.2185e-07 | 33.2917 | 6.7574e-07 | 2.0476e-06 | 6.0199e-06 | 2.7906e-06 | 33.2917 | 0.12755 | 1.4403e-07 | 0.83485 | 0.27497
| 33.3333 | 1.4396e-06 | 5.2598e-07 | 2.9786e-07 | 7.2185e-07 | 33.3333 | 6.7574e-07 | 2.0476e-06 | 6.0199e-06 | 2.7906e-06 | 33.3333 | 0.12751 | 1.4403e-07 | 0.83104 | 0.27387
| 33.375 | 1.4396e-06 | 5.2598e-07 | 2.9786e-07 | 7.2185e-07 | 33.375 | 6.7574e-07 | 2.0476e-06 | 6.0199e-06 | 2.7906e-06 | 33.375 | 0.12747 | 1.4403e-07 | 0.82722 | 0.27277
| 33.4167 | 1.4396e-06 | 5.2598e-07 | 2.9786e-07 | 7.2185e-07 | 33.4167 | 6.7574e-07 | 2.0476e-06 | 6.0199e-06 | 2.7906e-06 | 33.4167 | 0.12742 | 1.4403e-07 | 0.82341 | 0.27167
| 33.4583 | 1.4396e-06 | 5.2598e-07 | 2.9786e-07 | 7.2185e-07 | 33.4583 | 6.7574e-07 | 2.0476e-06 | 6.0199e-06 | 2.7906e-06 | 33.4583 | 0.12738 | 1.4403e-07 | 0.81959 | 0.27056
| 33.5 | 1.4396e-06 | 5.2598e-07 | 2.9786e-07 | 7.2185e-07 | 33.5 | 6.7574e-07 | 2.0476e-06 | 6.0199e-06 | 2.7906e-06 | 33.5 | 0.12734 | 1.4403e-07 | 0.81577 | 0.26946
| 33.5417 | 1.4396e-06 | 5.2598e-07 | 2.9786e-07 | 7.2185e-07 | 33.5417 | 6.7574e-07 | 2.0476e-06 | 6.0199e-06 | 2.7906e-06 | 33.5417 | 0.1273 | 1.4403e-07 | 0.81196 | 0.26836
| 33.5833 | 1.4396e-06 | 5.2598e-07 | 2.9786e-07 | 7.2185e-07 | 33.5833 | 6.7574e-07 | 2.0476e-06 | 6.0199e-06 | 2.7906e-06 | 33.5833 | 0.12726 | 1.4403e-07 | 0.80814 | 0.26726
| 33.625 | 1.4396e-06 | 5.2598e-07 | 2.9786e-07 | 7.2185e-07 | 33.625 | 6.7574e-07 | 2.0476e-06 | 6.0199e-06 | 2.7906e-06 | 33.625 | 0.12722 | 1.4403e-07 | 0.80432 | 0.26615
| 33.6667 | 1.4396e-06 | 5.2598e-07 | 2.9786e-07 | 7.2185e-07 | 33.6667 | 6.7574e-07 | 2.0476e-06 | 6.0199e-06 | 2.7906e-06 | 33.6667 | 0.12718 | 1.4403e-07 | 0.8005 | 0.26505
| 33.7083 | 1.4396e-06 | 5.2598e-07 | 2.9786e-07 | 7.2185e-07 | 33.7083 | 6.7574e-07 | 2.0476e-06 | 6.0199e-06 | 2.7906e-06 | 33.7083 | 0.12714 | 1.4403e-07 | 0.79669 | 0.26395
| 33.75 | 1.4396e-06 | 5.2598e-07 | 2.9786e-07 | 7.2185e-07 | 33.75 | 6.7574e-07 | 2.0476e-06 | 6.0199e-06 | 2.7906e-06 | 33.75 | 0.1271 | 1.4403e-07 | 0.79287 | 0.26285
| 33.7917 | 1.4396e-06 | 5.2598e-07 | 2.9786e-07 | 7.2185e-07 | 33.7917 | 6.7574e-07 | 2.0476e-06 | 6.0199e-06 | 2.7906e-06 | 33.7917 | 0.12706 | 1.4403e-07 | 0.78905 | 0.26175
| 33.8333 | 1.4396e-06 | 5.2598e-07 | 2.9786e-07 | 7.2185e-07 | 33.8333 | 6.7574e-07 | 2.0476e-06 | 6.0199e-06 | 2.7906e-06 | 33.8333 | 0.12703 | 1.4403e-07 | 0.78523 | 0.26065
| 33.875 | 1.4396e-06 | 5.2598e-07 | 2.9786e-07 | 7.2185e-07 | 33.875 | 6.7574e-07 | 2.0476e-06 | 6.0199e-06 | 2.7906e-06 | 33.875 | 0.12699 | 1.4403e-07 | 0.78141 | 0.25954
| 33.9167 | 1.4396e-06 | 5.2598e-07 | 2.9786e-07 | 7.2185e-07 | 33.9167 | 6.7574e-07 | 2.0476e-06 | 6.0199e-06 | 2.7906e-06 | 33.9167 | 0.12695 | 1.4403e-07 | 0.77759 | 0.25844
| 33.9583 | 1.4396e-06 | 5.2598e-07 | 2.9786e-07 | 7.2185e-07 | 33.9583 | 6.7574e-07 | 2.0476e-06 | 6.0199e-06 | 2.7906e-06 | 33.9583 | 0.12692 | 1.4403e-07 | 0.77378 | 0.25734
| 34 | 1.4396e-06 | 5.2598e-07 | 2.9786e-07 | 7.2185e-07 | 34 | 6.7574e-07 | 2.0476e-06 | 6.0199e-06 | 2.7906e-06 | 34 | 0.12688 | 1.4403e-07 | 0.76996 | 0.25624
| 34.0417 | 1.4396e-06 | 5.2598e-07 | 2.9786e-07 | 7.2185e-07 | 34.0417 | 6.7574e-07 | 2.0476e-06 | 6.0199e-06 | 2.7906e-06 | 34.0417 | 0.12685 | 1.4403e-07 | 0.76614 | 0.25514
| 34.0833 | 1.4396e-06 | 5.2598e-07 | 2.9786e-07 | 7.2185e-07 | 34.0833 | 6.7574e-07 | 2.0476e-06 | 6.0199e-06 | 2.7906e-06 | 34.0833 | 0.12681 | 1.4403e-07 | 0.76232 | 0.25404
| 34.125 | 1.4396e-06 | 5.2598e-07 | 2.9786e-07 | 7.2185e-07 | 34.125 | 6.7574e-07 | 2.0476e-06 | 6.0199e-06 | 2.7906e-06 | 34.125 | 0.12678 | 1.4403e-07 | 0.7585 | 0.25294
| 34.1667 | 1.4396e-06 | 5.2598e-07 | 2.9786e-07 | 7.2185e-07 | 34.1667 | 6.7574e-07 | 2.0476e-06 | 6.0199e-06 | 2.7906e-06 | 34.1667 | 0.12675 | 1.4403e-07 | 0.75539 | 0.25204
| 34.2083 | 1.4396e-06 | 5.2598e-07 | 2.9786e-07 | 7.2185e-07 | 34.2083 | 6.7574e-07 | 2.0476e-06 | 6.0199e-06 | 2.7906e-06 | 34.2083 | 0.12671 | 1.4403e-07 | 0.75582 | 0.25215
| 34.25 | 1.4396e-06 | 5.2598e-07 | 2.9786e-07 | 7.2185e-07 | 34.25 | 6.7574e-07 | 2.0476e-06 | 6.0199e-06 | 2.7906e-06 | 34.25 | 0.12668 | 1.4403e-07 | 0.75974 | 0.25326
| 34.2917 | 1.4396e-06 | 5.2598e-07 | 2.9786e-07 | 7.2185e-07 | 34.2917 | 6.7574e-07 | 2.0476e-06 | 6.0199e-06 | 2.7906e-06 | 34.2917 | 0.12665 | 1.4403e-07 | 0.76366 | 0.25437
| 34.3333 | 1.4396e-06 | 5.2598e-07 | 2.9786e-07 | 7.2185e-07 | 34.3333 | 6.7574e-07 | 2.0476e-06 | 6.0199e-06 | 2.7906e-06 | 34.3333 | 0.12662 | 1.4403e-07 | 0.76759 | 0.25549
| 34.375 | 1.4396e-06 | 5.2598e-07 | 2.9786e-07 | 7.2185e-07 | 34.375 | 6.7574e-07 | 2.0476e-06 | 6.0199e-06 | 2.7906e-06 | 34.375 | 0.12658 | 1.4403e-07 | 0.77151 | 0.2566
| 34.4167 | 1.4396e-06 | 5.2598e-07 | 2.9786e-07 | 7.2185e-07 | 34.4167 | 6.7574e-07 | 2.0476e-06 | 6.0199e-06 | 2.7906e-06 | 34.4167 | 0.12655 | 1.4403e-07 | 0.77544 | 0.25771
| 34.4583 | 1.4396e-06 | 5.2598e-07 | 2.9786e-07 | 7.2185e-07 | 34.4583 | 6.7574e-07 | 2.0476e-06 | 6.0199e-06 | 2.7906e-06 | 34.4583 | 0.12652 | 1.4403e-07 | 0.77936 | 0.25882
| 34.5 | 1.4396e-06 | 5.2598e-07 | 2.9786e-07 | 7.2185e-07 | 34.5 | 6.7574e-07 | 2.0476e-06 | 6.0199e-06 | 2.7906e-06 | 34.5 | 0.12649 | 1.4403e-07 | 0.78328 | 0.25994
| 34.5417 | 1.4396e-06 | 5.2598e-07 | 2.9786e-07 | 7.2185e-07 | 34.5417 | 6.7574e-07 | 2.0476e-06 | 6.0199e-06 | 2.7906e-06 | 34.5417 | 0.12646 | 1.4403e-07 | 0.78721 | 0.26105
| 34.5833 | 1.4396e-06 | 5.2598e-07 | 2.9786e-07 | 7.2185e-07 | 34.5833 | 6.7574e-07 | 2.0476e-06 | 6.0199e-06 | 2.7906e-06 | 34.5833 | 0.12643 | 1.4403e-07 | 0.79113 | 0.26216
| 34.625 | 1.4396e-06 | 5.2598e-07 | 2.9786e-07 | 7.2185e-07 | 34.625 | 6.7574e-07 | 2.0476e-06 | 6.0199e-06 | 2.7906e-06 | 34.625 | 0.1264 | 1.4403e-07 | 0.79505 | 0.26327
| 34.6667 | 1.4396e-06 | 5.2598e-07 | 2.9786e-07 | 7.2185e-07 | 34.6667 | 6.7574e-07 | 2.0476e-06 | 6.0199e-06 | 2.7906e-06 | 34.6667 | 0.12637 | 1.4403e-07 | 0.79897 | 0.26439
| 34.7083 | 1.4396e-06 | 5.2598e-07 | 2.9786e-07 | 7.2185e-07 | 34.7083 | 6.7574e-07 | 2.0476e-06 | 6.0199e-06 | 2.7906e-06 | 34.7083 | 0.12635 | 1.4403e-07 | 0.8029 | 0.2655
| 34.75 | 1.4396e-06 | 5.2598e-07 | 2.9786e-07 | 7.2185e-07 | 34.75 | 6.7574e-07 | 2.0476e-06 | 6.0199e-06 | 2.7906e-06 | 34.75 | 0.12632 | 1.4403e-07 | 0.80682 | 0.26661
| 34.7917 | 1.4396e-06 | 5.2598e-07 | 2.9786e-07 | 7.2185e-07 | 34.7917 | 6.7574e-07 | 2.0476e-06 | 6.0199e-06 | 2.7906e-06 | 34.7917 | 0.12629 | 1.4403e-07 | 0.81074 | 0.26772
| 34.8333 | 1.4396e-06 | 5.2598e-07 | 2.9786e-07 | 7.2185e-07 | 34.8333 | 6.7574e-07 | 2.0476e-06 | 6.0199e-06 | 2.7906e-06 | 34.8333 | 0.12626 | 1.4403e-07 | 0.81466 | 0.26884
| 34.875 | 1.4396e-06 | 5.2598e-07 | 2.9786e-07 | 7.2185e-07 | 34.875 | 6.7574e-07 | 2.0476e-06 | 6.0199e-06 | 2.7906e-06 | 34.875 | 0.12624 | 1.4403e-07 | 0.81858 | 0.26995
| 34.9167 | 1.4396e-06 | 5.2598e-07 | 2.9786e-07 | 7.2185e-07 | 34.9167 | 6.7574e-07 | 2.0476e-06 | 6.0199e-06 | 2.7906e-06 | 34.9167 | 0.12621 | 1.4403e-07 | 0.82251 | 0.27106
| 34.9583 | 1.4396e-06 | 5.2598e-07 | 2.9786e-07 | 7.2185e-07 | 34.9583 | 6.7574e-07 | 2.0476e-06 | 6.0199e-06 | 2.7906e-06 | 34.9583 | 0.12619 | 1.4403e-07 | 0.82643 | 0.27218
| 35 | 1.4396e-06 | 5.2598e-07 | 2.9786e-07 | 7.2185e-07 | 35 | 6.7574e-07 | 2.0476e-06 | 6.0199e-06 | 2.7906e-06 | 35 | 0.12616 | 1.4403e-07 | 0.83035 | 0.27329
| 35.0417 | 1.4396e-06 | 5.2598e-07 | 2.9786e-07 | 7.2185e-07 | 35.0417 | 6.7574e-07 | 2.0476e-06 | 6.0199e-06 | 2.7906e-06 | 35.0417 | 0.12613 | 1.4403e-07 | 0.83427 | 0.2744
| 35.0833 | 1.4396e-06 | 5.2598e-07 | 2.9786e-07 | 7.2185e-07 | 35.0833 | 6.7574e-07 | 2.0476e-06 | 6.0199e-06 | 2.7906e-06 | 35.0833 | 0.12611 | 1.4403e-07 | 0.83819 | 0.27552
| 35.125 | 1.4396e-06 | 5.2598e-07 | 2.9786e-07 | 7.2185e-07 | 35.125 | 6.7574e-07 | 2.0476e-06 | 6.0199e-06 | 2.7906e-06 | 35.125 | 0.12608 | 1.4403e-07 | 0.84212 | 0.27663
| 35.1667 | 1.4396e-06 | 5.2598e-07 | 2.9786e-07 | 7.2185e-07 | 35.1667 | 6.7574e-07 | 2.0476e-06 | 6.0199e-06 | 2.7906e-06 | 35.1667 | 0.12606 | 1.4403e-07 | 0.84533 | 0.27754
| 35.2083 | 1.4396e-06 | 5.2598e-07 | 2.9786e-07 | 7.2185e-07 | 35.2083 | 6.7574e-07 | 2.0476e-06 | 6.0199e-06 | 2.7906e-06 | 35.2083 | 0.12604 | 1.4403e-07 | 0.84501 | 0.27744
| 35.25 | 1.4396e-06 | 5.2598e-07 | 2.9786e-07 | 7.2185e-07 | 35.25 | 6.7574e-07 | 2.0476e-06 | 6.0199e-06 | 2.7906e-06 | 35.25 | 0.12601 | 1.4403e-07 | 0.84118 | 0.27634
| 35.2917 | 1.4396e-06 | 5.2598e-07 | 2.9786e-07 | 7.2185e-07 | 35.2917 | 6.7574e-07 | 2.0476e-06 | 6.0199e-06 | 2.7906e-06 | 35.2917 | 0.12599 | 1.4403e-07 | 0.83736 | 0.27524
| 35.3333 | 1.4396e-06 | 5.2598e-07 | 2.9786e-07 | 7.2185e-07 | 35.3333 | 6.7574e-07 | 2.0476e-06 | 6.0199e-06 | 2.7906e-06 | 35.3333 | 0.12597 | 1.4403e-07 | 0.83354 | 0.27414
| 35.375 | 1.4396e-06 | 5.2598e-07 | 2.9786e-07 | 7.2185e-07 | 35.375 | 6.7574e-07 | 2.0476e-06 | 6.0199e-06 | 2.7906e-06 | 35.375 | 0.12594 | 1.4403e-07 | 0.82971 | 0.27305
| 35.4167 | 1.4396e-06 | 5.2598e-07 | 2.9786e-07 | 7.2185e-07 | 35.4167 | 6.7574e-07 | 2.0476e-06 | 6.0199e-06 | 2.7906e-06 | 35.4167 | 0.12592 | 1.4403e-07 | 0.82589 | 0.27195
| 35.4583 | 1.4396e-06 | 5.2598e-07 | 2.9786e-07 | 7.2185e-07 | 35.4583 | 6.7574e-07 | 2.0476e-06 | 6.0199e-06 | 2.7906e-06 | 35.4583 | 0.1259 | 1.4403e-07 | 0.82207 | 0.27085
| 35.5 | 1.4396e-06 | 5.2598e-07 | 2.9786e-07 | 7.2185e-07 | 35.5 | 6.7574e-07 | 2.0476e-06 | 6.0199e-06 | 2.7906e-06 | 35.5 | 0.12588 | 1.4403e-07 | 0.81824 | 0.26975
| 35.5417 | 1.4396e-06 | 5.2598e-07 | 2.9786e-07 | 7.2185e-07 | 35.5417 | 6.7574e-07 | 2.0476e-06 | 6.0199e-06 | 2.7906e-06 | 35.5417 | 0.12586 | 1.4403e-07 | 0.81442 | 0.26865
| 35.5833 | 1.4396e-06 | 5.2598e-07 | 2.9786e-07 | 7.2185e-07 | 35.5833 | 6.7574e-07 | 2.0476e-06 | 6.0199e-06 | 2.7906e-06 | 35.5833 | 0.12584 | 1.4403e-07 | 0.8106 | 0.26755
| 35.625 | 1.4396e-06 | 5.2598e-07 | 2.9786e-07 | 7.2185e-07 | 35.625 | 6.7574e-07 | 2.0476e-06 | 6.0199e-06 | 2.7906e-06 | 35.625 | 0.12582 | 1.4403e-07 | 0.80677 | 0.26645
| 35.6667 | 1.4396e-06 | 5.2598e-07 | 2.9786e-07 | 7.2185e-07 | 35.6667 | 6.7574e-07 | 2.0476e-06 | 6.0199e-06 | 2.7906e-06 | 35.6667 | 0.12579 | 1.4403e-07 | 0.80295 | 0.26536
| 35.7083 | 1.4396e-06 | 5.2598e-07 | 2.9786e-07 | 7.2185e-07 | 35.7083 | 6.7574e-07 | 2.0476e-06 | 6.0199e-06 | 2.7906e-06 | 35.7083 | 0.12577 | 1.4403e-07 | 0.79912 | 0.26426
| 35.75 | 1.4396e-06 | 5.2598e-07 | 2.9786e-07 | 7.2185e-07 | 35.75 | 6.7574e-07 | 2.0476e-06 | 6.0199e-06 | 2.7906e-06 | 35.75 | 0.12575 | 1.4403e-07 | 0.7953 | 0.26316
| 35.7917 | 1.4396e-06 | 5.2598e-07 | 2.9786e-07 | 7.2185e-07 | 35.7917 | 6.7574e-07 | 2.0476e-06 | 6.0199e-06 | 2.7906e-06 | 35.7917 | 0.12573 | 1.4403e-07 | 0.79148 | 0.26206
| 35.8333 | 1.4396e-06 | 5.2598e-07 | 2.9786e-07 | 7.2185e-07 | 35.8333 | 6.7574e-07 | 2.0476e-06 | 6.0199e-06 | 2.7906e-06 | 35.8333 | 0.12572 | 1.4403e-07 | 0.78765 | 0.26096
| 35.875 | 1.4396e-06 | 5.2598e-07 | 2.9786e-07 | 7.2185e-07 | 35.875 | 6.7574e-07 | 2.0476e-06 | 6.0199e-06 | 2.7906e-06 | 35.875 | 0.1257 | 1.4403e-07 | 0.78383 | 0.25986
| 35.9167 | 1.4396e-06 | 5.2598e-07 | 2.9786e-07 | 7.2185e-07 | 35.9167 | 6.7574e-07 | 2.0476e-06 | 6.0199e-06 | 2.7906e-06 | 35.9167 | 0.12568 | 1.4403e-07 | 0.78 | 0.25877
| 35.9583 | 1.4396e-06 | 5.2598e-07 | 2.9786e-07 | 7.2185e-07 | 35.9583 | 6.7574e-07 | 2.0476e-06 | 6.0199e-06 | 2.7906e-06 | 35.9583 | 0.12566 | 1.4403e-07 | 0.77618 | 0.25767
| 36 | 1.4396e-06 | 5.2598e-07 | 2.9786e-07 | 7.2185e-07 | 36 | 6.7574e-07 | 2.0476e-06 | 6.0199e-06 | 2.7906e-06 | 36 | 0.12564 | 1.4403e-07 | 0.77235 | 0.25657
| 36.0417 | 1.4396e-06 | 5.2598e-07 | 2.9786e-07 | 7.2185e-07 | 36.0417 | 6.7574e-07 | 2.0476e-06 | 6.0199e-06 | 2.7906e-06 | 36.0417 | 0.12562 | 1.4403e-07 | 0.76853 | 0.25547
| 36.0833 | 1.4396e-06 | 5.2598e-07 | 2.9786e-07 | 7.2185e-07 | 36.0833 | 6.7574e-07 | 2.0476e-06 | 6.0199e-06 | 2.7906e-06 | 36.0833 | 0.1256 | 1.4403e-07 | 0.7647 | 0.25437
| 36.125 | 1.4396e-06 | 5.2598e-07 | 2.9786e-07 | 7.2185e-07 | 36.125 | 6.7574e-07 | 2.0476e-06 | 6.0199e-06 | 2.7906e-06 | 36.125 | 0.12559 | 1.4403e-07 | 0.76088 | 0.25328
| 36.1667 | 1.4396e-06 | 5.2598e-07 | 2.9786e-07 | 7.2185e-07 | 36.1667 | 6.7574e-07 | 2.0476e-06 | 6.0199e-06 | 2.7906e-06 | 36.1667 | 0.12557 | 1.4403e-07 | 0.75705 | 0.25218
| 36.2083 | 1.4396e-06 | 5.2598e-07 | 2.9786e-07 | 7.2185e-07 | 36.2083 | 6.7574e-07 | 2.0476e-06 | 6.0199e-06 | 2.7906e-06 | 36.2083 | 0.12555 | 1.4403e-07 | 0.75429 | 0.25138
| 36.25 | 1.4396e-06 | 5.2598e-07 | 2.9786e-07 | 7.2185e-07 | 36.25 | 6.7574e-07 | 2.0476e-06 | 6.0199e-06 | 2.7906e-06 | 36.25 | 0.12553 | 1.4403e-07 | 0.75506 | 0.2516
| 36.2917 | 1.4396e-06 | 5.2598e-07 | 2.9786e-07 | 7.2185e-07 | 36.2917 | 6.7574e-07 | 2.0476e-06 | 6.0199e-06 | 2.7906e-06 | 36.2917 | 0.12552 | 1.4403e-07 | 0.75898 | 0.25271
| 36.3333 | 1.4396e-06 | 5.2598e-07 | 2.9786e-07 | 7.2185e-07 | 36.3333 | 6.7574e-07 | 2.0476e-06 | 6.0199e-06 | 2.7906e-06 | 36.3333 | 0.1255 | 1.4403e-07 | 0.7629 | 0.25383
| 36.375 | 1.4396e-06 | 5.2598e-07 | 2.9786e-07 | 7.2185e-07 | 36.375 | 6.7574e-07 | 2.0476e-06 | 6.0199e-06 | 2.7906e-06 | 36.375 | 0.12548 | 1.4403e-07 | 0.76682 | 0.25494
| 36.4167 | 1.4396e-06 | 5.2598e-07 | 2.9786e-07 | 7.2185e-07 | 36.4167 | 6.7574e-07 | 2.0476e-06 | 6.0199e-06 | 2.7906e-06 | 36.4167 | 0.12547 | 1.4403e-07 | 0.77074 | 0.25606
| 36.4583 | 1.4396e-06 | 5.2598e-07 | 2.9786e-07 | 7.2185e-07 | 36.4583 | 6.7574e-07 | 2.0476e-06 | 6.0199e-06 | 2.7906e-06 | 36.4583 | 0.12545 | 1.4403e-07 | 0.77466 | 0.25717
| 36.5 | 1.4396e-06 | 5.2598e-07 | 2.9786e-07 | 7.2185e-07 | 36.5 | 6.7574e-07 | 2.0476e-06 | 6.0199e-06 | 2.7906e-06 | 36.5 | 0.12544 | 1.4403e-07 | 0.77857 | 0.25829
| 36.5417 | 1.4396e-06 | 5.2598e-07 | 2.9786e-07 | 7.2185e-07 | 36.5417 | 6.7574e-07 | 2.0476e-06 | 6.0199e-06 | 2.7906e-06 | 36.5417 | 0.12542 | 1.4403e-07 | 0.78249 | 0.2594
| 36.5833 | 1.4396e-06 | 5.2598e-07 | 2.9786e-07 | 7.2185e-07 | 36.5833 | 6.7574e-07 | 2.0476e-06 | 6.0199e-06 | 2.7906e-06 | 36.5833 | 0.1254 | 1.4403e-07 | 0.7864 | 0.26052
| 36.625 | 1.4396e-06 | 5.2598e-07 | 2.9786e-07 | 7.2185e-07 | 36.625 | 6.7574e-07 | 2.0476e-06 | 6.0199e-06 | 2.7906e-06 | 36.625 | 0.12539 | 1.4403e-07 | 0.79032 | 0.26163
| 36.6667 | 1.4396e-06 | 5.2598e-07 | 2.9786e-07 | 7.2185e-07 | 36.6667 | 6.7574e-07 | 2.0476e-06 | 6.0199e-06 | 2.7906e-06 | 36.6667 | 0.12537 | 1.4403e-07 | 0.79424 | 0.26275
| 36.7083 | 1.4396e-06 | 5.2598e-07 | 2.9786e-07 | 7.2185e-07 | 36.7083 | 6.7574e-07 | 2.0476e-06 | 6.0199e-06 | 2.7906e-06 | 36.7083 | 0.12536 | 1.4403e-07 | 0.79815 | 0.26386
| 36.75 | 1.4396e-06 | 5.2598e-07 | 2.9786e-07 | 7.2185e-07 | 36.75 | 6.7574e-07 | 2.0476e-06 | 6.0199e-06 | 2.7906e-06 | 36.75 | 0.12534 | 1.4403e-07 | 0.80207 | 0.26497
| 36.7917 | 1.4396e-06 | 5.2598e-07 | 2.9786e-07 | 7.2185e-07 | 36.7917 | 6.7574e-07 | 2.0476e-06 | 6.0199e-06 | 2.7906e-06 | 36.7917 | 0.12533 | 1.4403e-07 | 0.80598 | 0.26609
| 36.8333 | 1.4396e-06 | 5.2598e-07 | 2.9786e-07 | 7.2185e-07 | 36.8333 | 6.7574e-07 | 2.0476e-06 | 6.0199e-06 | 2.7906e-06 | 36.8333 | 0.12532 | 1.4403e-07 | 0.8099 | 0.2672
| 36.875 | 1.4396e-06 | 5.2598e-07 | 2.9786e-07 | 7.2185e-07 | 36.875 | 6.7574e-07 | 2.0476e-06 | 6.0199e-06 | 2.7906e-06 | 36.875 | 0.1253 | 1.4403e-07 | 0.81381 | 0.26832
| 36.9167 | 1.4396e-06 | 5.2598e-07 | 2.9786e-07 | 7.2185e-07 | 36.9167 | 6.7574e-07 | 2.0476e-06 | 6.0199e-06 | 2.7906e-06 | 36.9167 | 0.12529 | 1.4403e-07 | 0.81773 | 0.26943
| 36.9583 | 1.4396e-06 | 5.2598e-07 | 2.9786e-07 | 7.2185e-07 | 36.9583 | 6.7574e-07 | 2.0476e-06 | 6.0199e-06 | 2.7906e-06 | 36.9583 | 0.12527 | 1.4403e-07 | 0.82164 | 0.27055
| 37 | 1.4396e-06 | 5.2598e-07 | 2.9786e-07 | 7.2185e-07 | 37 | 6.7574e-07 | 2.0476e-06 | 6.0199e-06 | 2.7906e-06 | 37 | 0.12526 | 1.4403e-07 | 0.82556 | 0.27166
| 37.0417 | 1.4396e-06 | 5.2598e-07 | 2.9786e-07 | 7.2185e-07 | 37.0417 | 6.7574e-07 | 2.0476e-06 | 6.0199e-06 | 2.7906e-06 | 37.0417 | 0.12525 | 1.4403e-07 | 0.82947 | 0.27278
| 37.0833 | 1.4396e-06 | 5.2598e-07 | 2.9786e-07 | 7.2185e-07 | 37.0833 | 6.7574e-07 | 2.0476e-06 | 6.0199e-06 | 2.7906e-06 | 37.0833 | 0.12523 | 1.4403e-07 | 0.83339 | 0.27389
| 37.125 | 1.4396e-06 | 5.2598e-07 | 2.9786e-07 | 7.2185e-07 | 37.125 | 6.7574e-07 | 2.0476e-06 | 6.0199e-06 | 2.7906e-06 | 37.125 | 0.12522 | 1.4403e-07 | 0.8373 | 0.27501
| 37.1667 | 1.4396e-06 | 5.2598e-07 | 2.9786e-07 | 7.2185e-07 | 37.1667 | 6.7574e-07 | 2.0476e-06 | 6.0199e-06 | 2.7906e-06 | 37.1667 | 0.12521 | 1.4403e-07 | 0.84122 | 0.27612
| 37.2083 | 1.4396e-06 | 5.2598e-07 | 2.9786e-07 | 7.2185e-07 | 37.2083 | 6.7574e-07 | 2.0476e-06 | 6.0199e-06 | 2.7906e-06 | 37.2083 | 0.1252 | 1.4403e-07 | 0.84407 | 0.27693
| 37.25 | 1.4396e-06 | 5.2598e-07 | 2.9786e-07 | 7.2185e-07 | 37.25 | 6.7574e-07 | 2.0476e-06 | 6.0199e-06 | 2.7906e-06 | 37.25 | 0.12518 | 1.4403e-07 | 0.84339 | 0.27674
| 37.2917 | 1.4396e-06 | 5.2598e-07 | 2.9786e-07 | 7.2185e-07 | 37.2917 | 6.7574e-07 | 2.0476e-06 | 6.0199e-06 | 2.7906e-06 | 37.2917 | 0.12517 | 1.4403e-07 | 0.83956 | 0.27564
| 37.3333 | 1.4396e-06 | 5.2598e-07 | 2.9786e-07 | 7.2185e-07 | 37.3333 | 6.7574e-07 | 2.0476e-06 | 6.0199e-06 | 2.7906e-06 | 37.3333 | 0.12516 | 1.4403e-07 | 0.83573 | 0.27454
| 37.375 | 1.4396e-06 | 5.2598e-07 | 2.9786e-07 | 7.2185e-07 | 37.375 | 6.7574e-07 | 2.0476e-06 | 6.0199e-06 | 2.7906e-06 | 37.375 | 0.12515 | 1.4403e-07 | 0.8319 | 0.27344
| 37.4167 | 1.4396e-06 | 5.2598e-07 | 2.9786e-07 | 7.2185e-07 | 37.4167 | 6.7574e-07 | 2.0476e-06 | 6.0199e-06 | 2.7906e-06 | 37.4167 | 0.12514 | 1.4403e-07 | 0.82807 | 0.27234
| 37.4583 | 1.4396e-06 | 5.2598e-07 | 2.9786e-07 | 7.2185e-07 | 37.4583 | 6.7574e-07 | 2.0476e-06 | 6.0199e-06 | 2.7906e-06 | 37.4583 | 0.12513 | 1.4403e-07 | 0.82424 | 0.27125
| 37.5 | 1.4396e-06 | 5.2598e-07 | 2.9786e-07 | 7.2185e-07 | 37.5 | 6.7574e-07 | 2.0476e-06 | 6.0199e-06 | 2.7906e-06 | 37.5 | 0.12511 | 1.4403e-07 | 0.82041 | 0.27015
| 37.5417 | 1.4396e-06 | 5.2598e-07 | 2.9786e-07 | 7.2185e-07 | 37.5417 | 6.7574e-07 | 2.0476e-06 | 6.0199e-06 | 2.7906e-06 | 37.5417 | 0.1251 | 1.4403e-07 | 0.81659 | 0.26905
| 37.5833 | 1.4396e-06 | 5.2598e-07 | 2.9786e-07 | 7.2185e-07 | 37.5833 | 6.7574e-07 | 2.0476e-06 | 6.0199e-06 | 2.7906e-06 | 37.5833 | 0.12509 | 1.4403e-07 | 0.81276 | 0.26796
| 37.625 | 1.4396e-06 | 5.2598e-07 | 2.9786e-07 | 7.2185e-07 | 37.625 | 6.7574e-07 | 2.0476e-06 | 6.0199e-06 | 2.7906e-06 | 37.625 | 0.12508 | 1.4403e-07 | 0.80893 | 0.26686
| 37.6667 | 1.4396e-06 | 5.2598e-07 | 2.9786e-07 | 7.2185e-07 | 37.6667 | 6.7574e-07 | 2.0476e-06 | 6.0199e-06 | 2.7906e-06 | 37.6667 | 0.12507 | 1.4403e-07 | 0.8051 | 0.26576
| 37.7083 | 1.4396e-06 | 5.2598e-07 | 2.9786e-07 | 7.2185e-07 | 37.7083 | 6.7574e-07 | 2.0476e-06 | 6.0199e-06 | 2.7906e-06 | 37.7083 | 0.12506 | 1.4403e-07 | 0.80128 | 0.26467
| 37.75 | 1.4396e-06 | 5.2598e-07 | 2.9786e-07 | 7.2185e-07 | 37.75 | 6.7574e-07 | 2.0476e-06 | 6.0199e-06 | 2.7906e-06 | 37.75 | 0.12505 | 1.4403e-07 | 0.79745 | 0.26357
| 37.7917 | 1.4396e-06 | 5.2598e-07 | 2.9786e-07 | 7.2185e-07 | 37.7917 | 6.7574e-07 | 2.0476e-06 | 6.0199e-06 | 2.7906e-06 | 37.7917 | 0.12504 | 1.4403e-07 | 0.79362 | 0.26247
| 37.8333 | 1.4396e-06 | 5.2598e-07 | 2.9786e-07 | 7.2185e-07 | 37.8333 | 6.7574e-07 | 2.0476e-06 | 6.0199e-06 | 2.7906e-06 | 37.8333 | 0.12503 | 1.4403e-07 | 0.78979 | 0.26138
| 37.875 | 1.4396e-06 | 5.2598e-07 | 2.9786e-07 | 7.2185e-07 | 37.875 | 6.7574e-07 | 2.0476e-06 | 6.0199e-06 | 2.7906e-06 | 37.875 | 0.12502 | 1.4403e-07 | 0.78596 | 0.26028
| 37.9167 | 1.4396e-06 | 5.2598e-07 | 2.9786e-07 | 7.2185e-07 | 37.9167 | 6.7574e-07 | 2.0476e-06 | 6.0199e-06 | 2.7906e-06 | 37.9167 | 0.12501 | 1.4403e-07 | 0.78214 | 0.25919
| 37.9583 | 1.4396e-06 | 5.2598e-07 | 2.9786e-07 | 7.2185e-07 | 37.9583 | 6.7574e-07 | 2.0476e-06 | 6.0199e-06 | 2.7906e-06 | 37.9583 | 0.125 | 1.4403e-07 | 0.77831 | 0.25809
| 38 | 1.4396e-06 | 5.2598e-07 | 2.9786e-07 | 7.2185e-07 | 38 | 6.7574e-07 | 2.0476e-06 | 6.0199e-06 | 2.7906e-06 | 38 | 0.12499 | 1.4403e-07 | 0.77448 | 0.25699
| 38.0417 | 1.4396e-06 | 5.2598e-07 | 2.9786e-07 | 7.2185e-07 | 38.0417 | 6.7574e-07 | 2.0476e-06 | 6.0199e-06 | 2.7906e-06 | 38.0417 | 0.12498 | 1.4403e-07 | 0.77065 | 0.2559
| 38.0833 | 1.4396e-06 | 5.2598e-07 | 2.9786e-07 | 7.2185e-07 | 38.0833 | 6.7574e-07 | 2.0476e-06 | 6.0199e-06 | 2.7906e-06 | 38.0833 | 0.12497 | 1.4403e-07 | 0.76683 | 0.2548
| 38.125 | 1.4396e-06 | 5.2598e-07 | 2.9786e-07 | 7.2185e-07 | 38.125 | 6.7574e-07 | 2.0476e-06 | 6.0199e-06 | 2.7906e-06 | 38.125 | 0.12496 | 1.4403e-07 | 0.763 | 0.2537
| 38.1667 | 1.4396e-06 | 5.2598e-07 | 2.9786e-07 | 7.2185e-07 | 38.1667 | 6.7574e-07 | 2.0476e-06 | 6.0199e-06 | 2.7906e-06 | 38.1667 | 0.12495 | 1.4403e-07 | 0.75917 | 0.25261
| 38.2083 | 1.4396e-06 | 5.2598e-07 | 2.9786e-07 | 7.2185e-07 | 38.2083 | 6.7574e-07 | 2.0476e-06 | 6.0199e-06 | 2.7906e-06 | 38.2083 | 0.12495 | 1.4403e-07 | 0.75534 | 0.25151
| 38.25 | 1.4396e-06 | 5.2598e-07 | 2.9786e-07 | 7.2185e-07 | 38.25 | 6.7574e-07 | 2.0476e-06 | 6.0199e-06 | 2.7906e-06 | 38.25 | 0.12494 | 1.4403e-07 | 0.7533 | 0.25093
| 38.2917 | 1.4396e-06 | 5.2598e-07 | 2.9786e-07 | 7.2185e-07 | 38.2917 | 6.7574e-07 | 2.0476e-06 | 6.0199e-06 | 2.7906e-06 | 38.2917 | 0.12493 | 1.4403e-07 | 0.75478 | 0.25134
| 38.3333 | 1.4396e-06 | 5.2598e-07 | 2.9786e-07 | 7.2185e-07 | 38.3333 | 6.7574e-07 | 2.0476e-06 | 6.0199e-06 | 2.7906e-06 | 38.3333 | 0.12492 | 1.4403e-07 | 0.75905 | 0.25256
| 38.375 | 1.4396e-06 | 5.2598e-07 | 2.9786e-07 | 7.2185e-07 | 38.375 | 6.7574e-07 | 2.0476e-06 | 6.0199e-06 | 2.7906e-06 | 38.375 | 0.12491 | 1.4403e-07 | 0.76333 | 0.25378
| 38.4167 | 1.4396e-06 | 5.2598e-07 | 2.9786e-07 | 7.2185e-07 | 38.4167 | 6.7574e-07 | 2.0476e-06 | 6.0199e-06 | 2.7906e-06 | 38.4167 | 0.1249 | 1.4403e-07 | 0.7676 | 0.255
| 38.4583 | 1.4396e-06 | 5.2598e-07 | 2.9786e-07 | 7.2185e-07 | 38.4583 | 6.7574e-07 | 2.0476e-06 | 6.0199e-06 | 2.7906e-06 | 38.4583 | 0.12489 | 1.4403e-07 | 0.77186 | 0.25622
| 38.5 | 1.4396e-06 | 5.2598e-07 | 2.9786e-07 | 7.2185e-07 | 38.5 | 6.7574e-07 | 2.0476e-06 | 6.0199e-06 | 2.7906e-06 | 38.5 | 0.12488 | 1.4403e-07 | 0.77613 | 0.25743
| 38.5417 | 1.4396e-06 | 5.2598e-07 | 2.9786e-07 | 7.2185e-07 | 38.5417 | 6.7574e-07 | 2.0476e-06 | 6.0199e-06 | 2.7906e-06 | 38.5417 | 0.12488 | 1.4403e-07 | 0.78039 | 0.25865
| 38.5833 | 1.4396e-06 | 5.2598e-07 | 2.9786e-07 | 7.2185e-07 | 38.5833 | 6.7574e-07 | 2.0476e-06 | 6.0199e-06 | 2.7906e-06 | 38.5833 | 0.12487 | 1.4403e-07 | 0.78465 | 0.25986
| 38.625 | 1.4396e-06 | 5.2598e-07 | 2.9786e-07 | 7.2185e-07 | 38.625 | 6.7574e-07 | 2.0476e-06 | 6.0199e-06 | 2.7906e-06 | 38.625 | 0.12486 | 1.4403e-07 | 0.78891 | 0.26108
| 38.6667 | 1.4396e-06 | 5.2598e-07 | 2.9786e-07 | 7.2185e-07 | 38.6667 | 6.7574e-07 | 2.0476e-06 | 6.0199e-06 | 2.7906e-06 | 38.6667 | 0.12485 | 1.4403e-07 | 0.79317 | 0.26229
| 38.7083 | 1.4396e-06 | 5.2598e-07 | 2.9786e-07 | 7.2185e-07 | 38.7083 | 6.7574e-07 | 2.0476e-06 | 6.0199e-06 | 2.7906e-06 | 38.7083 | 0.12485 | 1.4403e-07 | 0.79743 | 0.26351
| 38.75 | 1.4396e-06 | 5.2598e-07 | 2.9786e-07 | 7.2185e-07 | 38.75 | 6.7574e-07 | 2.0476e-06 | 6.0199e-06 | 2.7906e-06 | 38.75 | 0.12484 | 1.4403e-07 | 0.80169 | 0.26472
| 38.7917 | 1.4396e-06 | 5.2598e-07 | 2.9786e-07 | 7.2185e-07 | 38.7917 | 6.7574e-07 | 2.0476e-06 | 6.0199e-06 | 2.7906e-06 | 38.7917 | 0.12483 | 1.4403e-07 | 0.80595 | 0.26594
| 38.8333 | 1.4396e-06 | 5.2598e-07 | 2.9786e-07 | 7.2185e-07 | 38.8333 | 6.7574e-07 | 2.0476e-06 | 6.0199e-06 | 2.7906e-06 | 38.8333 | 0.12482 | 1.4403e-07 | 0.81021 | 0.26715
| 38.875 | 1.4396e-06 | 5.2598e-07 | 2.9786e-07 | 7.2185e-07 | 38.875 | 6.7574e-07 | 2.0476e-06 | 6.0199e-06 | 2.7906e-06 | 38.875 | 0.12482 | 1.4403e-07 | 0.81447 | 0.26837
| 38.9167 | 1.4396e-06 | 5.2598e-07 | 2.9786e-07 | 7.2185e-07 | 38.9167 | 6.7574e-07 | 2.0476e-06 | 6.0199e-06 | 2.7906e-06 | 38.9167 | 0.12481 | 1.4403e-07 | 0.81872 | 0.26958
| 38.9583 | 1.4396e-06 | 5.2598e-07 | 2.9786e-07 | 7.2185e-07 | 38.9583 | 6.7574e-07 | 2.0476e-06 | 6.0199e-06 | 2.7906e-06 | 38.9583 | 0.1248 | 1.4403e-07 | 0.82298 | 0.2708
| 39 | 1.4396e-06 | 5.2598e-07 | 2.9786e-07 | 7.2185e-07 | 39 | 6.7574e-07 | 2.0476e-06 | 6.0199e-06 | 2.7906e-06 | 39 | 0.1248 | 1.4403e-07 | 0.82724 | 0.27201
| 39.0417 | 1.4396e-06 | 5.2598e-07 | 2.9786e-07 | 7.2185e-07 | 39.0417 | 6.7574e-07 | 2.0476e-06 | 6.0199e-06 | 2.7906e-06 | 39.0417 | 0.12479 | 1.4403e-07 | 0.8315 | 0.27323
| 39.0833 | 1.4396e-06 | 5.2598e-07 | 2.9786e-07 | 7.2185e-07 | 39.0833 | 6.7574e-07 | 2.0476e-06 | 6.0199e-06 | 2.7906e-06 | 39.0833 | 0.12478 | 1.4403e-07 | 0.83576 | 0.27444
| 39.125 | 1.4396e-06 | 5.2598e-07 | 2.9786e-07 | 7.2185e-07 | 39.125 | 6.7574e-07 | 2.0476e-06 | 6.0199e-06 | 2.7906e-06 | 39.125 | 0.12477 | 1.4403e-07 | 0.84002 | 0.27566
| 39.1667 | 1.4396e-06 | 5.2598e-07 | 2.9786e-07 | 7.2185e-07 | 39.1667 | 6.7574e-07 | 2.0476e-06 | 6.0199e-06 | 2.7906e-06 | 39.1667 | 0.12477 | 1.4403e-07 | 0.84428 | 0.27687
| 39.2083 | 1.4396e-06 | 5.2598e-07 | 2.9786e-07 | 7.2185e-07 | 39.2083 | 6.7574e-07 | 2.0476e-06 | 6.0199e-06 | 2.7906e-06 | 39.2083 | 0.12476 | 1.4403e-07 | 0.84854 | 0.27809
| 39.25 | 1.4396e-06 | 5.2598e-07 | 2.9786e-07 | 7.2185e-07 | 39.25 | 6.7574e-07 | 2.0476e-06 | 6.0199e-06 | 2.7906e-06 | 39.25 | 0.12476 | 1.4403e-07 | 0.85101 | 0.27879
| 39.2917 | 1.4396e-06 | 5.2598e-07 | 2.9786e-07 | 7.2185e-07 | 39.2917 | 6.7574e-07 | 2.0476e-06 | 6.0199e-06 | 2.7906e-06 | 39.2917 | 0.12475 | 1.4403e-07 | 0.84997 | 0.27849
| 39.3333 | 1.4396e-06 | 5.2598e-07 | 2.9786e-07 | 7.2185e-07 | 39.3333 | 6.7574e-07 | 2.0476e-06 | 6.0199e-06 | 2.7906e-06 | 39.3333 | 0.12474 | 1.4403e-07 | 0.84612 | 0.27739
| 39.375 | 1.4396e-06 | 5.2598e-07 | 2.9786e-07 | 7.2185e-07 | 39.375 | 6.7574e-07 | 2.0476e-06 | 6.0199e-06 | 2.7906e-06 | 39.375 | 0.12474 | 1.4403e-07 | 0.84228 | 0.27629
| 39.4167 | 1.4396e-06 | 5.2598e-07 | 2.9786e-07 | 7.2185e-07 | 39.4167 | 6.7574e-07 | 2.0476e-06 | 6.0199e-06 | 2.7906e-06 | 39.4167 | 0.12473 | 1.4403e-07 | 0.83844 | 0.27519
| 39.4583 | 1.4396e-06 | 5.2598e-07 | 2.9786e-07 | 7.2185e-07 | 39.4583 | 6.7574e-07 | 2.0476e-06 | 6.0199e-06 | 2.7906e-06 | 39.4583 | 0.12473 | 1.4403e-07 | 0.8346 | 0.27409
| 39.5 | 1.4396e-06 | 5.2598e-07 | 2.9786e-07 | 7.2185e-07 | 39.5 | 6.7574e-07 | 2.0476e-06 | 6.0199e-06 | 2.7906e-06 | 39.5 | 0.12472 | 1.4403e-07 | 0.83077 | 0.273
| 39.5417 | 1.4396e-06 | 5.2598e-07 | 2.9786e-07 | 7.2185e-07 | 39.5417 | 6.7574e-07 | 2.0476e-06 | 6.0199e-06 | 2.7906e-06 | 39.5417 | 0.12471 | 1.4403e-07 | 0.82694 | 0.2719
| 39.5833 | 1.4396e-06 | 5.2598e-07 | 2.9786e-07 | 7.2185e-07 | 39.5833 | 6.7574e-07 | 2.0476e-06 | 6.0199e-06 | 2.7906e-06 | 39.5833 | 0.12471 | 1.4403e-07 | 0.82311 | 0.2708
| 39.625 | 1.4396e-06 | 5.2598e-07 | 2.9786e-07 | 7.2185e-07 | 39.625 | 6.7574e-07 | 2.0476e-06 | 6.0199e-06 | 2.7906e-06 | 39.625 | 0.1247 | 1.4403e-07 | 0.81928 | 0.26971
| 39.6667 | 1.4396e-06 | 5.2598e-07 | 2.9786e-07 | 7.2185e-07 | 39.6667 | 6.7574e-07 | 2.0476e-06 | 6.0199e-06 | 2.7906e-06 | 39.6667 | 0.1247 | 1.4403e-07 | 0.81545 | 0.26861
| 39.7083 | 1.4396e-06 | 5.2598e-07 | 2.9786e-07 | 7.2185e-07 | 39.7083 | 6.7574e-07 | 2.0476e-06 | 6.0199e-06 | 2.7906e-06 | 39.7083 | 0.12469 | 1.4403e-07 | 0.81162 | 0.26752
| 39.75 | 1.4396e-06 | 5.2598e-07 | 2.9786e-07 | 7.2185e-07 | 39.75 | 6.7574e-07 | 2.0476e-06 | 6.0199e-06 | 2.7906e-06 | 39.75 | 0.12469 | 1.4403e-07 | 0.80779 | 0.26642
| 39.7917 | 1.4396e-06 | 5.2598e-07 | 2.9786e-07 | 7.2185e-07 | 39.7917 | 6.7574e-07 | 2.0476e-06 | 6.0199e-06 | 2.7906e-06 | 39.7917 | 0.12468 | 1.4403e-07 | 0.80396 | 0.26533
| 39.8333 | 1.4396e-06 | 5.2598e-07 | 2.9786e-07 | 7.2185e-07 | 39.8333 | 6.7574e-07 | 2.0476e-06 | 6.0199e-06 | 2.7906e-06 | 39.8333 | 0.12468 | 1.4403e-07 | 0.80013 | 0.26423
| 39.875 | 1.4396e-06 | 5.2598e-07 | 2.9786e-07 | 7.2185e-07 | 39.875 | 6.7574e-07 | 2.0476e-06 | 6.0199e-06 | 2.7906e-06 | 39.875 | 0.12467 | 1.4403e-07 | 0.7963 | 0.26313
| 39.9167 | 1.4396e-06 | 5.2598e-07 | 2.9786e-07 | 7.2185e-07 | 39.9167 | 6.7574e-07 | 2.0476e-06 | 6.0199e-06 | 2.7906e-06 | 39.9167 | 0.12467 | 1.4403e-07 | 0.79247 | 0.26204
| 39.9583 | 1.4396e-06 | 5.2598e-07 | 2.9786e-07 | 7.2185e-07 | 39.9583 | 6.7574e-07 | 2.0476e-06 | 6.0199e-06 | 2.7906e-06 | 39.9583 | 0.12466 | 1.4403e-07 | 0.78864 | 0.26094
| 40 | 1.4396e-06 | 5.2598e-07 | 2.9786e-07 | 7.2185e-07 | 40 | 6.7574e-07 | 2.0476e-06 | 6.0199e-06 | 2.7906e-06 | 40 | 0.12466 | 1.4403e-07 | 0.78481 | 0.25985
| 40.0417 | 1.4396e-06 | 5.2598e-07 | 2.9786e-07 | 7.2185e-07 | 40.0417 | 6.7574e-07 | 2.0476e-06 | 6.0199e-06 | 2.7906e-06 | 40.0417 | 0.12465 | 1.4403e-07 | 0.78098 | 0.25875
| 40.0833 | 1.4396e-06 | 5.2598e-07 | 2.9786e-07 | 7.2185e-07 | 40.0833 | 6.7574e-07 | 2.0476e-06 | 6.0199e-06 | 2.7906e-06 | 40.0833 | 0.12465 | 1.4403e-07 | 0.77715 | 0.25766
| 40.125 | 1.4396e-06 | 5.2598e-07 | 2.9786e-07 | 7.2185e-07 | 40.125 | 6.7574e-07 | 2.0476e-06 | 6.0199e-06 | 2.7906e-06 | 40.125 | 0.12464 | 1.4403e-07 | 0.77332 | 0.25656
| 40.1667 | 1.4396e-06 | 5.2598e-07 | 2.9786e-07 | 7.2185e-07 | 40.1667 | 6.7574e-07 | 2.0476e-06 | 6.0199e-06 | 2.7906e-06 | 40.1667 | 0.12464 | 1.4403e-07 | 0.76949 | 0.25547
| 40.2083 | 1.4396e-06 | 5.2598e-07 | 2.9786e-07 | 7.2185e-07 | 40.2083 | 6.7574e-07 | 2.0476e-06 | 6.0199e-06 | 2.7906e-06 | 40.2083 | 0.12463 | 1.4403e-07 | 0.76567 | 0.25437
| 40.25 | 1.4396e-06 | 5.2598e-07 | 2.9786e-07 | 7.2185e-07 | 40.25 | 6.7574e-07 | 2.0476e-06 | 6.0199e-06 | 2.7906e-06 | 40.25 | 0.12463 | 1.4403e-07 | 0.76184 | 0.25328
| 40.2917 | 1.4396e-06 | 5.2598e-07 | 2.9786e-07 | 7.2185e-07 | 40.2917 | 6.7574e-07 | 2.0476e-06 | 6.0199e-06 | 2.7906e-06 | 40.2917 | 0.12462 | 1.4403e-07 | 0.75801 | 0.25218
| 40.3333 | 1.4396e-06 | 5.2598e-07 | 2.9786e-07 | 7.2185e-07 | 40.3333 | 6.7574e-07 | 2.0476e-06 | 6.0199e-06 | 2.7906e-06 | 40.3333 | 0.12462 | 1.4403e-07 | 0.75418 | 0.25108
| 40.375 | 1.4396e-06 | 5.2598e-07 | 2.9786e-07 | 7.2185e-07 | 40.375 | 6.7574e-07 | 2.0476e-06 | 6.0199e-06 | 2.7906e-06 | 40.375 | 0.12462 | 1.4403e-07 | 0.75179 | 0.2504
| 40.4167 | 1.4396e-06 | 5.2598e-07 | 2.9786e-07 | 7.2185e-07 | 40.4167 | 6.7574e-07 | 2.0476e-06 | 6.0199e-06 | 2.7906e-06 | 40.4167 | 0.12461 | 1.4403e-07 | 0.75292 | 0.25072
| 40.4583 | 1.4396e-06 | 5.2598e-07 | 2.9786e-07 | 7.2185e-07 | 40.4583 | 6.7574e-07 | 2.0476e-06 | 6.0199e-06 | 2.7906e-06 | 40.4583 | 0.12461 | 1.4403e-07 | 0.7572 | 0.25194
| 40.5 | 1.4396e-06 | 5.2598e-07 | 2.9786e-07 | 7.2185e-07 | 40.5 | 6.7574e-07 | 2.0476e-06 | 6.0199e-06 | 2.7906e-06 | 40.5 | 0.1246 | 1.4403e-07 | 0.76147 | 0.25316
| 40.5417 | 1.4396e-06 | 5.2598e-07 | 2.9786e-07 | 7.2185e-07 | 40.5417 | 6.7574e-07 | 2.0476e-06 | 6.0199e-06 | 2.7906e-06 | 40.5417 | 0.1246 | 1.4403e-07 | 0.76573 | 0.25438
| 40.5833 | 1.4396e-06 | 5.2598e-07 | 2.9786e-07 | 7.2185e-07 | 40.5833 | 6.7574e-07 | 2.0476e-06 | 6.0199e-06 | 2.7906e-06 | 40.5833 | 0.1246 | 1.4403e-07 | 0.76999 | 0.2556
| 40.625 | 1.4396e-06 | 5.2598e-07 | 2.9786e-07 | 7.2185e-07 | 40.625 | 6.7574e-07 | 2.0476e-06 | 6.0199e-06 | 2.7906e-06 | 40.625 | 0.12459 | 1.4403e-07 | 0.77426 | 0.25681
| 40.6667 | 1.4396e-06 | 5.2598e-07 | 2.9786e-07 | 7.2185e-07 | 40.6667 | 6.7574e-07 | 2.0476e-06 | 6.0199e-06 | 2.7906e-06 | 40.6667 | 0.12459 | 1.4403e-07 | 0.77852 | 0.25803
| 40.7083 | 1.4396e-06 | 5.2598e-07 | 2.9786e-07 | 7.2185e-07 | 40.7083 | 6.7574e-07 | 2.0476e-06 | 6.0199e-06 | 2.7906e-06 | 40.7083 | 0.12459 | 1.4403e-07 | 0.78278 | 0.25925
| 40.75 | 1.4396e-06 | 5.2598e-07 | 2.9786e-07 | 7.2185e-07 | 40.75 | 6.7574e-07 | 2.0476e-06 | 6.0199e-06 | 2.7906e-06 | 40.75 | 0.12459 | 1.4403e-07 | 0.78704 | 0.26046
| 40.7917 | 1.4396e-06 | 5.2598e-07 | 2.9786e-07 | 7.2185e-07 | 40.7917 | 6.7574e-07 | 2.0476e-06 | 6.0199e-06 | 2.7906e-06 | 40.7917 | 0.12458 | 1.4403e-07 | 0.7913 | 0.26168
| 40.8333 | 1.4396e-06 | 5.2598e-07 | 2.9786e-07 | 7.2185e-07 | 40.8333 | 6.7574e-07 | 2.0476e-06 | 6.0199e-06 | 2.7906e-06 | 40.8333 | 0.12458 | 1.4403e-07 | 0.79556 | 0.2629
| 40.875 | 1.4396e-06 | 5.2598e-07 | 2.9786e-07 | 7.2185e-07 | 40.875 | 6.7574e-07 | 2.0476e-06 | 6.0199e-06 | 2.7906e-06 | 40.875 | 0.12458 | 1.4403e-07 | 0.79982 | 0.26411
| 40.9167 | 1.4396e-06 | 5.2598e-07 | 2.9786e-07 | 7.2185e-07 | 40.9167 | 6.7574e-07 | 2.0476e-06 | 6.0199e-06 | 2.7906e-06 | 40.9167 | 0.12457 | 1.4403e-07 | 0.80408 | 0.26533
| 40.9583 | 1.4396e-06 | 5.2598e-07 | 2.9786e-07 | 7.2185e-07 | 40.9583 | 6.7574e-07 | 2.0476e-06 | 6.0199e-06 | 2.7906e-06 | 40.9583 | 0.12457 | 1.4403e-07 | 0.80834 | 0.26655
| 41 | 1.4396e-06 | 5.2598e-07 | 2.9786e-07 | 7.2185e-07 | 41 | 6.7574e-07 | 2.0476e-06 | 6.0199e-06 | 2.7906e-06 | 41 | 0.12457 | 1.4403e-07 | 0.8126 | 0.26776
| 41.0417 | 1.4396e-06 | 5.2598e-07 | 2.9786e-07 | 7.2185e-07 | 41.0417 | 6.7574e-07 | 2.0476e-06 | 6.0199e-06 | 2.7906e-06 | 41.0417 | 0.12457 | 1.4403e-07 | 0.81686 | 0.26898
| 41.0833 | 1.4396e-06 | 5.2598e-07 | 2.9786e-07 | 7.2185e-07 | 41.0833 | 6.7574e-07 | 2.0476e-06 | 6.0199e-06 | 2.7906e-06 | 41.0833 | 0.12456 | 1.4403e-07 | 0.82112 | 0.2702
| 41.125 | 1.4396e-06 | 5.2598e-07 | 2.9786e-07 | 7.2185e-07 | 41.125 | 6.7574e-07 | 2.0476e-06 | 6.0199e-06 | 2.7906e-06 | 41.125 | 0.12456 | 1.4403e-07 | 0.82538 | 0.27141
| 41.1667 | 1.4396e-06 | 5.2598e-07 | 2.9786e-07 | 7.2185e-07 | 41.1667 | 6.7574e-07 | 2.0476e-06 | 6.0199e-06 | 2.7906e-06 | 41.1667 | 0.12456 | 1.4403e-07 | 0.82964 | 0.27263
| 41.2083 | 1.4396e-06 | 5.2598e-07 | 2.9786e-07 | 7.2185e-07 | 41.2083 | 6.7574e-07 | 2.0476e-06 | 6.0199e-06 | 2.7906e-06 | 41.2083 | 0.12455 | 1.4403e-07 | 0.8339 | 0.27385
| 41.25 | 1.4396e-06 | 5.2598e-07 | 2.9786e-07 | 7.2185e-07 | 41.25 | 6.7574e-07 | 2.0476e-06 | 6.0199e-06 | 2.7906e-06 | 41.25 | 0.12455 | 1.4403e-07 | 0.83816 | 0.27506
| 41.2917 | 1.4396e-06 | 5.2598e-07 | 2.9786e-07 | 7.2185e-07 | 41.2917 | 6.7574e-07 | 2.0476e-06 | 6.0199e-06 | 2.7906e-06 | 41.2917 | 0.12455 | 1.4403e-07 | 0.84242 | 0.27628
| 41.3333 | 1.4396e-06 | 5.2598e-07 | 2.9786e-07 | 7.2185e-07 | 41.3333 | 6.7574e-07 | 2.0476e-06 | 6.0199e-06 | 2.7906e-06 | 41.3333 | 0.12455 | 1.4403e-07 | 0.84668 | 0.27749
| 41.375 | 1.4396e-06 | 5.2598e-07 | 2.9786e-07 | 7.2185e-07 | 41.375 | 6.7574e-07 | 2.0476e-06 | 6.0199e-06 | 2.7906e-06 | 41.375 | 0.12454 | 1.4403e-07 | 0.8495 | 0.2783
| 41.4167 | 1.4396e-06 | 5.2598e-07 | 2.9786e-07 | 7.2185e-07 | 41.4167 | 6.7574e-07 | 2.0476e-06 | 6.0199e-06 | 2.7906e-06 | 41.4167 | 0.12454 | 1.4403e-07 | 0.8488 | 0.2781
| 41.4583 | 1.4396e-06 | 5.2598e-07 | 2.9786e-07 | 7.2185e-07 | 41.4583 | 6.7574e-07 | 2.0476e-06 | 6.0199e-06 | 2.7906e-06 | 41.4583 | 0.12454 | 1.4403e-07 | 0.84496 | 0.277
| 41.5 | 1.4396e-06 | 5.2598e-07 | 2.9786e-07 | 7.2185e-07 | 41.5 | 6.7574e-07 | 2.0476e-06 | 6.0199e-06 | 2.7906e-06 | 41.5 | 0.12453 | 1.4403e-07 | 0.84112 | 0.2759
| 41.5417 | 1.4396e-06 | 5.2598e-07 | 2.9786e-07 | 7.2185e-07 | 41.5417 | 6.7574e-07 | 2.0476e-06 | 6.0199e-06 | 2.7906e-06 | 41.5417 | 0.12453 | 1.4403e-07 | 0.83728 | 0.2748
| 41.5833 | 1.4396e-06 | 5.2598e-07 | 2.9786e-07 | 7.2185e-07 | 41.5833 | 6.7574e-07 | 2.0476e-06 | 6.0199e-06 | 2.7906e-06 | 41.5833 | 0.12453 | 1.4403e-07 | 0.83345 | 0.27371
| 41.625 | 1.4396e-06 | 5.2598e-07 | 2.9786e-07 | 7.2185e-07 | 41.625 | 6.7574e-07 | 2.0476e-06 | 6.0199e-06 | 2.7906e-06 | 41.625 | 0.12452 | 1.4403e-07 | 0.82962 | 0.27261
| 41.6667 | 1.4396e-06 | 5.2598e-07 | 2.9786e-07 | 7.2185e-07 | 41.6667 | 6.7574e-07 | 2.0476e-06 | 6.0199e-06 | 2.7906e-06 | 41.6667 | 0.12452 | 1.4403e-07 | 0.82579 | 0.27152
| 41.7083 | 1.4396e-06 | 5.2598e-07 | 2.9786e-07 | 7.2185e-07 | 41.7083 | 6.7574e-07 | 2.0476e-06 | 6.0199e-06 | 2.7906e-06 | 41.7083 | 0.12452 | 1.4403e-07 | 0.82196 | 0.27042
| 41.75 | 1.4396e-06 | 5.2598e-07 | 2.9786e-07 | 7.2185e-07 | 41.75 | 6.7574e-07 | 2.0476e-06 | 6.0199e-06 | 2.7906e-06 | 41.75 | 0.12452 | 1.4403e-07 | 0.81813 | 0.26933
| 41.7917 | 1.4396e-06 | 5.2598e-07 | 2.9786e-07 | 7.2185e-07 | 41.7917 | 6.7574e-07 | 2.0476e-06 | 6.0199e-06 | 2.7906e-06 | 41.7917 | 0.12451 | 1.4403e-07 | 0.8143 | 0.26823
| 41.8333 | 1.4396e-06 | 5.2598e-07 | 2.9786e-07 | 7.2185e-07 | 41.8333 | 6.7574e-07 | 2.0476e-06 | 6.0199e-06 | 2.7906e-06 | 41.8333 | 0.12451 | 1.4403e-07 | 0.81047 | 0.26714
| 41.875 | 1.4396e-06 | 5.2598e-07 | 2.9786e-07 | 7.2185e-07 | 41.875 | 6.7574e-07 | 2.0476e-06 | 6.0199e-06 | 2.7906e-06 | 41.875 | 0.12451 | 1.4403e-07 | 0.80664 | 0.26604
| 41.9167 | 1.4396e-06 | 5.2598e-07 | 2.9786e-07 | 7.2185e-07 | 41.9167 | 6.7574e-07 | 2.0476e-06 | 6.0199e-06 | 2.7906e-06 | 41.9167 | 0.1245 | 1.4403e-07 | 0.8028 | 0.26495
| 41.9583 | 1.4396e-06 | 5.2598e-07 | 2.9786e-07 | 7.2185e-07 | 41.9583 | 6.7574e-07 | 2.0476e-06 | 6.0199e-06 | 2.7906e-06 | 41.9583 | 0.1245 | 1.4403e-07 | 0.79897 | 0.26385
| 42 | 1.4396e-06 | 5.2598e-07 | 2.9786e-07 | 7.2185e-07 | 42 | 6.7574e-07 | 2.0476e-06 | 6.0199e-06 | 2.7906e-06 | 42 | 0.1245 | 1.4403e-07 | 0.79514 | 0.26276
| 42.0417 | 0.0004397 | 0.0018352 | 0.0043259 | 0.0021481 | 42.0417 | 0.00043915 | 0.0018475 | 0.0043313 | 0.0021548 | 42.0417 | 0.12481 | 0.0019916 | 0.79048 | 0.26237
| 42.0833 | 0.001362 | 0.0055244 | 0.013081 | 0.0064943 | 42.0833 | 0.0013616 | 0.0055464 | 0.013087 | 0.0065051 | 42.0833 | 0.12546 | 0.0059954 | 0.78509 | 0.26273
| 42.125 | 0.0027651 | 0.010888 | 0.026294 | 0.012969 | 42.125 | 0.002765 | 0.010919 | 0.026299 | 0.012984 | 42.125 | 0.12646 | 0.011813 | 0.77912 | 0.2638
| 42.1667 | 0.004646 | 0.017769 | 0.043987 | 0.02151 | 42.1667 | 0.0046461 | 0.017807 | 0.043992 | 0.021528 | 42.1667 | 0.1278 | 0.019269 | 0.77268 | 0.26554
| 42.2083 | 0.0070017 | 0.026029 | 0.066177 | 0.032063 | 42.2083 | 0.0070021 | 0.026074 | 0.066182 | 0.032084 | 42.2083 | 0.12947 | 0.028204 | 0.76588 | 0.2679
| 42.25 | 0.0098046 | 0.035372 | 0.092436 | 0.044371 | 42.25 | 0.0098051 | 0.035423 | 0.092441 | 0.044395 | 42.25 | 0.13149 | 0.03831 | 0.76199 | 0.2717
| 42.2917 | 0.013028 | 0.045563 | 0.11955 | 0.057407 | 42.2917 | 0.013029 | 0.04562 | 0.11956 | 0.057433 | 42.2917 | 0.13386 | 0.049323 | 0.76134 | 0.27691
| 42.3333 | 0.016602 | 0.056093 | 0.14716 | 0.070829 | 42.3333 | 0.016603 | 0.056155 | 0.14717 | 0.070858 | 42.3333 | 0.13658 | 0.060733 | 0.76218 | 0.28282
| 42.375 | 0.020453 | 0.066508 | 0.17484 | 0.0843 | 42.375 | 0.020454 | 0.066574 | 0.17484 | 0.084331 | 42.375 | 0.13966 | 0.072078 | 0.76273 | 0.28872
| 42.4167 | 0.024603 | 0.077004 | 0.20265 | 0.097932 | 42.4167 | 0.024605 | 0.077074 | 0.20266 | 0.097964 | 42.4167 | 0.14311 | 0.083556 | 0.76297 | 0.29469
| 42.4583 | 0.029074 | 0.087753 | 0.23068 | 0.11182 | 42.4583 | 0.029076 | 0.087827 | 0.23069 | 0.11186 | 42.4583 | 0.1469 | 0.095325 | 0.7629 | 0.3008
| 42.5 | 0.033864 | 0.098749 | 0.25888 | 0.12596 | 42.5 | 0.033866 | 0.098826 | 0.25889 | 0.126 | 42.5 | 0.15105 | 0.10739 | 0.76256 | 0.30705
| 42.5417 | 0.038971 | 0.10999 | 0.28718 | 0.14032 | 42.5417 | 0.038973 | 0.11007 | 0.28719 | 0.14036 | 42.5417 | 0.15555 | 0.11973 | 0.76195 | 0.31345
| 42.5833 | 0.044392 | 0.12145 | 0.31551 | 0.15488 | 42.5833 | 0.044394 | 0.12153 | 0.31552 | 0.15492 | 42.5833 | 0.16039 | 0.13234 | 0.76109 | 0.32
| 42.625 | 0.050125 | 0.13313 | 0.34379 | 0.1696 | 42.625 | 0.050128 | 0.13322 | 0.3438 | 0.16964 | 42.625 | 0.16557 | 0.14521 | 0.76001 | 0.32668
| 42.6667 | 0.056143 | 0.14486 | 0.37188 | 0.18438 | 42.6667 | 0.056146 | 0.14495 | 0.37189 | 0.18442 | 42.6667 | 0.1711 | 0.15819 | 0.7587 | 0.33345
| 42.7083 | 0.062421 | 0.15652 | 0.39966 | 0.1991 | 42.7083 | 0.062424 | 0.15661 | 0.39967 | 0.19914 | 42.7083 | 0.17696 | 0.17112 | 0.75719 | 0.34024
| 42.75 | 0.068933 | 0.16794 | 0.42699 | 0.21367 | 42.75 | 0.068937 | 0.16803 | 0.427 | 0.21371 | 42.75 | 0.18318 | 0.18387 | 0.75547 | 0.34698
| 42.7917 | 0.075747 | 0.17962 | 0.45421 | 0.2284 | 42.7917 | 0.07575 | 0.17971 | 0.45423 | 0.22844 | 42.7917 | 0.18972 | 0.19691 | 0.75352 | 0.35389
| 42.8333 | 0.082929 | 0.19196 | 0.48151 | 0.24354 | 42.8333 | 0.082933 | 0.19206 | 0.48153 | 0.24359 | 42.8333 | 0.19659 | 0.21064 | 0.75139 | 0.36113
| 42.875 | 0.090502 | 0.20508 | 0.50888 | 0.25915 | 42.875 | 0.090506 | 0.20518 | 0.5089 | 0.25919 | 42.875 | 0.20377 | 0.22518 | 0.74909 | 0.36875
| 42.9167 | 0.098488 | 0.21908 | 0.53632 | 0.27526 | 42.9167 | 0.098492 | 0.21917 | 0.53634 | 0.27531 | 42.9167 | 0.21125 | 0.24062 | 0.74666 | 0.37681
| 42.9583 | 0.10691 | 0.23403 | 0.56382 | 0.29194 | 42.9583 | 0.10691 | 0.23413 | 0.56383 | 0.29198 | 42.9583 | 0.21903 | 0.25704 | 0.74409 | 0.38534
| 43 | 0.11576 | 0.24985 | 0.59235 | 0.3094 | 43 | 0.11577 | 0.24995 | 0.59236 | 0.30944 | 43 | 0.22711 | 0.27437 | 0.74143 | 0.39431
| 43.0417 | 0.12461 | 0.26463 | 0.61999 | 0.32616 | 43.0417 | 0.12461 | 0.26473 | 0.62001 | 0.3262 | 43.0417 | 0.23517 | 0.2902 | 0.73951 | 0.40285
| 43.0833 | 0.1334 | 0.2779 | 0.64657 | 0.34195 | 43.0833 | 0.1334 | 0.27799 | 0.64658 | 0.34199 | 43.0833 | 0.24318 | 0.30422 | 0.73827 | 0.41079
| 43.125 | 0.14213 | 0.28969 | 0.66886 | 0.35586 | 43.125 | 0.14213 | 0.28977 | 0.66887 | 0.3559 | 43.125 | 0.25114 | 0.31666 | 0.7375 | 0.41818
| 43.1667 | 0.1508 | 0.30017 | 0.68646 | 0.36786 | 43.1667 | 0.15081 | 0.30024 | 0.68648 | 0.3679 | 43.1667 | 0.25905 | 0.32767 | 0.73707 | 0.42503
| 43.2083 | 0.15942 | 0.30946 | 0.69932 | 0.37798 | 43.2083 | 0.15943 | 0.30953 | 0.69933 | 0.37801 | 43.2083 | 0.26691 | 0.33742 | 0.73967 | 0.4322
| 43.25 | 0.16799 | 0.31786 | 0.70773 | 0.38643 | 43.25 | 0.16799 | 0.31791 | 0.70774 | 0.38646 | 43.25 | 0.27472 | 0.34621 | 0.7427 | 0.43907
| 43.2917 | 0.1765 | 0.32556 | 0.71483 | 0.39419 | 43.2917 | 0.1765 | 0.32562 | 0.71484 | 0.39422 | 43.2917 | 0.28249 | 0.35426 | 0.74436 | 0.44521
| 43.3333 | 0.18495 | 0.33299 | 0.72075 | 0.40148 | 43.3333 | 0.18496 | 0.33304 | 0.72077 | 0.40151 | 43.3333 | 0.29021 | 0.36205 | 0.74428 | 0.45073
| 43.375 | 0.19335 | 0.34018 | 0.72575 | 0.40839 | 43.375 | 0.19336 | 0.34022 | 0.72576 | 0.40841 | 43.375 | 0.29788 | 0.36964 | 0.74421 | 0.45615
| 43.4167 | 0.20169 | 0.34715 | 0.72992 | 0.41495 | 43.4167 | 0.2017 | 0.34719 | 0.72993 | 0.41498 | 43.4167 | 0.3055 | 0.37702 | 0.74415 | 0.46148
| 43.4583 | 0.20998 | 0.35393 | 0.73334 | 0.4212 | 43.4583 | 0.20998 | 0.35397 | 0.73336 | 0.42123 | 43.4583 | 0.31307 | 0.38423 | 0.74411 | 0.46672
| 43.5 | 0.21821 | 0.36053 | 0.73609 | 0.42717 | 43.5 | 0.21822 | 0.36056 | 0.73611 | 0.42719 | 43.5 | 0.3206 | 0.39128 | 0.74408 | 0.47189
| 43.5417 | 0.22639 | 0.36696 | 0.73828 | 0.43289 | 43.5417 | 0.2264 | 0.36699 | 0.7383 | 0.43291 | 43.5417 | 0.32808 | 0.3982 | 0.74406 | 0.47698
| 43.5833 | 0.23452 | 0.37326 | 0.74 | 0.4384 | 43.5833 | 0.23452 | 0.37329 | 0.74001 | 0.43842 | 43.5833 | 0.33551 | 0.40498 | 0.74405 | 0.48201
| 43.625 | 0.24259 | 0.37946 | 0.74133 | 0.44375 | 43.625 | 0.2426 | 0.37949 | 0.74135 | 0.44377 | 43.625 | 0.3429 | 0.41165 | 0.74405 | 0.48698
| 43.6667 | 0.25062 | 0.38557 | 0.74235 | 0.44895 | 43.6667 | 0.25062 | 0.3856 | 0.74236 | 0.44897 | 43.6667 | 0.35024 | 0.41823 | 0.74405 | 0.4919
| 43.7083 | 0.25859 | 0.39159 | 0.74312 | 0.45403 | 43.7083 | 0.25859 | 0.39162 | 0.74313 | 0.45404 | 43.7083 | 0.35754 | 0.42472 | 0.74407 | 0.49677
| 43.75 | 0.2665 | 0.39755 | 0.7437 | 0.45901 | 43.75 | 0.26651 | 0.39757 | 0.74372 | 0.45902 | 43.75 | 0.3648 | 0.43114 | 0.74409 | 0.5016
| 43.7917 | 0.27437 | 0.40344 | 0.74416 | 0.46391 | 43.7917 | 0.27437 | 0.40346 | 0.74418 | 0.46392 | 43.7917 | 0.372 | 0.43748 | 0.74411 | 0.50638
| 43.8333 | 0.28218 | 0.40926 | 0.74453 | 0.46874 | 43.8333 | 0.28219 | 0.40928 | 0.74455 | 0.46876 | 43.8333 | 0.37917 | 0.44377 | 0.74415 | 0.51114
| 43.875 | 0.28995 | 0.41503 | 0.74483 | 0.47352 | 43.875 | 0.28996 | 0.41505 | 0.74484 | 0.47353 | 43.875 | 0.38629 | 0.45 | 0.74419 | 0.51585
| 43.9167 | 0.29767 | 0.42064 | 0.74505 | 0.4782 | 43.9167 | 0.29768 | 0.42066 | 0.74507 | 0.47821 | 43.9167 | 0.39338 | 0.45558 | 0.74426 | 0.52029
| 43.9583 | 0.30535 | 0.42549 | 0.74526 | 0.48253 | 43.9583 | 0.30535 | 0.42551 | 0.74528 | 0.48254 | 43.9583 | 0.40042 | 0.4604 | 0.74436 | 0.52439
| 44 | 0.31298 | 0.42969 | 0.74723 | 0.48707 | 44 | 0.31298 | 0.42971 | 0.74725 | 0.48708 | 44 | 0.40742 | 0.46452 | 0.7445 | 0.5282
| 44.0417 | 0.32056 | 0.43329 | 0.74916 | 0.49133 | 44.0417 | 0.32056 | 0.43331 | 0.74918 | 0.49134 | 44.0417 | 0.41438 | 0.46839 | 0.74464 | 0.53189
| 44.0833 | 0.32809 | 0.43677 | 0.74965 | 0.49511 | 44.0833 | 0.3281 | 0.43678 | 0.74966 | 0.49512 | 44.0833 | 0.42129 | 0.47227 | 0.74476 | 0.53556
| 44.125 | 0.33558 | 0.44025 | 0.74974 | 0.49877 | 44.125 | 0.33559 | 0.44027 | 0.74976 | 0.49879 | 44.125 | 0.4278 | 0.47659 | 0.74493 | 0.53932
| 44.1667 | 0.34303 | 0.44375 | 0.74982 | 0.50242 | 44.1667 | 0.34303 | 0.44376 | 0.74983 | 0.50243 | 44.1667 | 0.43391 | 0.48133 | 0.74514 | 0.54316
| 44.2083 | 0.35043 | 0.44725 | 0.74987 | 0.50605 | 44.2083 | 0.35044 | 0.44727 | 0.74988 | 0.50606 | 44.2083 | 0.43964 | 0.4865 | 0.74574 | 0.54718
| 44.25 | 0.35779 | 0.45077 | 0.74991 | 0.50967 | 44.25 | 0.35779 | 0.45078 | 0.74993 | 0.50968 | 44.25 | 0.44499 | 0.49204 | 0.74636 | 0.55126
| 44.2917 | 0.3651 | 0.45429 | 0.74996 | 0.51328 | 44.2917 | 0.3651 | 0.4543 | 0.74997 | 0.51329 | 44.2917 | 0.45002 | 0.49792 | 0.74665 | 0.5553
| 44.3333 | 0.37237 | 0.45788 | 0.75001 | 0.51691 | 44.3333 | 0.37237 | 0.45789 | 0.75002 | 0.51692 | 44.3333 | 0.45477 | 0.50402 | 0.74696 | 0.55936
| 44.375 | 0.37959 | 0.46169 | 0.75005 | 0.52062 | 44.375 | 0.37959 | 0.46171 | 0.75006 | 0.52063 | 44.375 | 0.45933 | 0.51061 | 0.74725 | 0.56357
| 44.4167 | 0.38677 | 0.46571 | 0.75009 | 0.52441 | 44.4167 | 0.38677 | 0.46572 | 0.7501 | 0.52442 | 44.4167 | 0.46368 | 0.51754 | 0.74754 | 0.56786
| 44.4583 | 0.3939 | 0.46991 | 0.75013 | 0.52825 | 44.4583 | 0.39391 | 0.46992 | 0.75015 | 0.52827 | 44.4583 | 0.46779 | 0.52466 | 0.74786 | 0.57218
| 44.5 | 0.40099 | 0.47426 | 0.75018 | 0.53216 | 44.5 | 0.401 | 0.47428 | 0.7502 | 0.53217 | 44.5 | 0.47165 | 0.53196 | 0.7482 | 0.57651
| 44.5417 | 0.40804 | 0.47871 | 0.75025 | 0.5361 | 44.5417 | 0.40805 | 0.47872 | 0.75026 | 0.53611 | 44.5417 | 0.47529 | 0.53944 | 0.74857 | 0.58086
| 44.5833 | 0.41505 | 0.48319 | 0.75032 | 0.54004 | 44.5833 | 0.41505 | 0.4832 | 0.75034 | 0.54006 | 44.5833 | 0.47868 | 0.54709 | 0.74897 | 0.58522
| 44.625 | 0.42201 | 0.48768 | 0.75041 | 0.54398 | 44.625 | 0.42201 | 0.4877 | 0.75042 | 0.54399 | 44.625 | 0.48184 | 0.55489 | 0.74939 | 0.58959
| 44.6667 | 0.4288 | 0.49244 | 0.75051 | 0.54799 | 44.6667 | 0.42881 | 0.49246 | 0.75053 | 0.548 | 44.6667 | 0.4848 | 0.56294 | 0.74982 | 0.59401
| 44.7083 | 0.43539 | 0.4975 | 0.75062 | 0.55207 | 44.7083 | 0.43539 | 0.49751 | 0.75064 | 0.55208 | 44.7083 | 0.48757 | 0.57132 | 0.75025 | 0.59851
| 44.75 | 0.44179 | 0.50278 | 0.75074 | 0.5562 | 44.75 | 0.4418 | 0.50279 | 0.75076 | 0.55621 | 44.75 | 0.49019 | 0.5801 | 0.75069 | 0.60315
| 44.7917 | 0.44795 | 0.50843 | 0.75088 | 0.56042 | 44.7917 | 0.44795 | 0.50844 | 0.75089 | 0.56043 | 44.7917 | 0.49258 | 0.58894 | 0.75116 | 0.60776
| 44.8333 | 0.45378 | 0.51408 | 0.75105 | 0.56456 | 44.8333 | 0.45379 | 0.51409 | 0.75106 | 0.56457 | 44.8333 | 0.49467 | 0.59758 | 0.75169 | 0.61221
| 44.875 | 0.45927 | 0.51954 | 0.75129 | 0.56854 | 44.875 | 0.45928 | 0.51956 | 0.7513 | 0.56855 | 44.875 | 0.49645 | 0.60595 | 0.75229 | 0.61647
| 44.9167 | 0.4644 | 0.52486 | 0.75159 | 0.57237 | 44.9167 | 0.4644 | 0.52487 | 0.75161 | 0.57238 | 44.9167 | 0.49789 | 0.61461 | 0.75292 | 0.62078
| 44.9583 | 0.46914 | 0.5306 | 0.75193 | 0.57628 | 44.9583 | 0.46914 | 0.53061 | 0.75195 | 0.57629 | 44.9583 | 0.49896 | 0.62364 | 0.75359 | 0.62514
| 45 | 0.47349 | 0.53675 | 0.75124 | 0.57996 | 45 | 0.47349 | 0.53676 | 0.75125 | 0.57997 | 45 | 0.49966 | 0.63304 | 0.7543 | 0.62958
| 45.0417 | 0.47746 | 0.54331 | 0.75059 | 0.58372 | 45.0417 | 0.47746 | 0.54332 | 0.75061 | 0.58373 | 45.0417 | 0.50001 | 0.64279 | 0.75505 | 0.63407
| 45.0833 | 0.48105 | 0.55027 | 0.75104 | 0.58785 | 45.0833 | 0.48105 | 0.55028 | 0.75105 | 0.58786 | 45.0833 | 0.50001 | 0.65288 | 0.75583 | 0.63862
| 45.125 | 0.48425 | 0.55762 | 0.75152 | 0.59206 | 45.125 | 0.48426 | 0.55763 | 0.75153 | 0.59207 | 45.125 | 0.50001 | 0.6629 | 0.75659 | 0.64313
| 45.1667 | 0.48709 | 0.56536 | 0.75203 | 0.59633 | 45.1667 | 0.48709 | 0.56538 | 0.75205 | 0.59634 | 45.1667 | 0.50001 | 0.67283 | 0.75734 | 0.6476
| 45.2083 | 0.48954 | 0.57349 | 0.75258 | 0.60067 | 45.2083 | 0.48954 | 0.5735 | 0.7526 | 0.60068 | 45.2083 | 0.50143 | 0.68257 | 0.75496 | 0.6515
| 45.25 | 0.49165 | 0.58196 | 0.75316 | 0.60507 | 45.25 | 0.49165 | 0.58197 | 0.75317 | 0.60508 | 45.25 | 0.50611 | 0.6919 | 0.74964 | 0.65532
| 45.2917 | 0.49344 | 0.59072 | 0.75376 | 0.60951 | 45.2917 | 0.49344 | 0.59073 | 0.75377 | 0.60952 | 45.2917 | 0.51229 | 0.7009 | 0.74625 | 0.65997
| 45.3333 | 0.49497 | 0.59967 | 0.75437 | 0.61396 | 45.3333 | 0.49497 | 0.59968 | 0.75439 | 0.61397 | 45.3333 | 0.51561 | 0.70969 | 0.74648 | 0.66475
| 45.375 | 0.49634 | 0.60891 | 0.755 | 0.61848 | 45.375 | 0.49634 | 0.60892 | 0.75502 | 0.61849 | 45.375 | 0.51561 | 0.71841 | 0.74746 | 0.66877
| 45.4167 | 0.4975 | 0.61829 | 0.75565 | 0.62302 | 45.4167 | 0.4975 | 0.6183 | 0.75566 | 0.62303 | 45.4167 | 0.51561 | 0.72701 | 0.7484 | 0.67272
| 45.4583 | 0.49844 | 0.6277 | 0.75633 | 0.62752 | 45.4583 | 0.49844 | 0.62771 | 0.75634 | 0.62753 | 45.4583 | 0.51561 | 0.73544 | 0.74937 | 0.67661
| 45.5 | 0.49916 | 0.63716 | 0.75704 | 0.63198 | 45.5 | 0.49916 | 0.63717 | 0.75706 | 0.63199 | 45.5 | 0.5156 | 0.7437 | 0.75037 | 0.68044
| 45.5417 | 0.49966 | 0.64671 | 0.75778 | 0.63643 | 45.5417 | 0.49966 | 0.64672 | 0.7578 | 0.63644 | 45.5417 | 0.5156 | 0.7518 | 0.75139 | 0.6842
| 45.5833 | 0.49994 | 0.6564 | 0.75854 | 0.64088 | 45.5833 | 0.49994 | 0.65641 | 0.75856 | 0.64089 | 45.5833 | 0.5156 | 0.75973 | 0.75244 | 0.6879
| 45.625 | 0.5 | 0.66623 | 0.75933 | 0.64534 | 45.625 | 0.5 | 0.66624 | 0.75935 | 0.64535 | 45.625 | 0.5156 | 0.7675 | 0.75352 | 0.69154
| 45.6667 | 0.5 | 0.67602 | 0.76013 | 0.64976 | 45.6667 | 0.5 | 0.67604 | 0.76015 | 0.64977 | 45.6667 | 0.5156 | 0.77516 | 0.75459 | 0.69512
| 45.7083 | 0.5 | 0.68585 | 0.76095 | 0.65421 | 45.7083 | 0.5 | 0.68586 | 0.76096 | 0.65422 | 45.7083 | 0.5156 | 0.78274 | 0.75564 | 0.69867
| 45.75 | 0.5 | 0.69584 | 0.76177 | 0.65872 | 45.75 | 0.5 | 0.69585 | 0.76178 | 0.65873 | 45.75 | 0.5156 | 0.79025 | 0.75666 | 0.70218
| 45.7917 | 0.5 | 0.70552 | 0.76262 | 0.66311 | 45.7917 | 0.5 | 0.70553 | 0.76263 | 0.66312 | 45.7917 | 0.5156 | 0.79763 | 0.75773 | 0.70565
| 45.8333 | 0.5 | 0.71497 | 0.7635 | 0.66742 | 45.8333 | 0.5 | 0.71498 | 0.76352 | 0.66743 | 45.8333 | 0.51598 | 0.80474 | 0.75891 | 0.70914
| 45.875 | 0.5 | 0.72434 | 0.7644 | 0.67169 | 45.875 | 0.5 | 0.72435 | 0.76441 | 0.6717 | 45.875 | 0.51837 | 0.81153 | 0.7602 | 0.7131
| 45.9167 | 0.50108 | 0.73354 | 0.76532 | 0.6762 | 45.9167 | 0.50108 | 0.73355 | 0.76534 | 0.67621 | 45.9167 | 0.52419 | 0.81795 | 0.76157 | 0.71791
| 45.9583 | 0.50694 | 0.74229 | 0.7664 | 0.68194 | 45.9583 | 0.50695 | 0.7423 | 0.76642 | 0.68195 | 45.9583 | 0.53471 | 0.82396 | 0.76303 | 0.72391
| 46 | 0.5173 | 0.7506 | 0.76587 | 0.6883 | 46 | 0.51731 | 0.75061 | 0.76588 | 0.68831 | 46 | 0.54965 | 0.82955 | 0.76455 | 0.73101
| 46.0417 | 0.53186 | 0.75848 | 0.76192 | 0.69471 | 46.0417 | 0.53187 | 0.75849 | 0.76194 | 0.69473 | 46.0417 | 0.56871 | 0.83474 | 0.76615 | 0.73913
| 46.0833 | 0.55037 | 0.76593 | 0.75495 | 0.7012 | 46.0833 | 0.55038 | 0.76594 | 0.75497 | 0.70121 | 46.0833 | 0.58954 | 0.83954 | 0.76785 | 0.74763
| 46.125 | 0.5712 | 0.77296 | 0.75092 | 0.70902 | 46.125 | 0.57121 | 0.77297 | 0.75093 | 0.70903 | 46.125 | 0.61037 | 0.84395 | 0.76971 | 0.756
| 46.1667 | 0.59203 | 0.77958 | 0.75057 | 0.71771 | 46.1667 | 0.59205 | 0.77959 | 0.75059 | 0.71772 | 46.1667 | 0.6312 | 0.84798 | 0.77168 | 0.76424
| 46.2083 | 0.61287 | 0.7858 | 0.75209 | 0.72676 | 46.2083 | 0.61288 | 0.78581 | 0.75211 | 0.72677 | 46.2083 | 0.65061 | 0.85175 | 0.77369 | 0.77198
| 46.25 | 0.6337 | 0.79168 | 0.75367 | 0.73568 | 46.25 | 0.63371 | 0.79169 | 0.75369 | 0.73569 | 46.25 | 0.66677 | 0.85552 | 0.77517 | 0.77863
| 46.2917 | 0.65453 | 0.79725 | 0.75528 | 0.74448 | 46.2917 | 0.65455 | 0.79726 | 0.7553 | 0.7445 | 46.2917 | 0.68142 | 0.85928 | 0.77298 | 0.78381
| 46.3333 | 0.67166 | 0.80268 | 0.75693 | 0.75217 | 46.3333 | 0.67167 | 0.80269 | 0.75695 | 0.75219 | 46.3333 | 0.69549 | 0.86304 | 0.76724 | 0.78779
| 46.375 | 0.68152 | 0.80809 | 0.75862 | 0.75779 | 46.375 | 0.68153 | 0.8081 | 0.75863 | 0.7578 | 46.375 | 0.70581 | 0.86679 | 0.7608 | 0.79051
| 46.4167 | 0.68597 | 0.81345 | 0.76034 | 0.76185 | 46.4167 | 0.68598 | 0.81346 | 0.76036 | 0.76186 | 46.4167 | 0.71092 | 0.87056 | 0.75444 | 0.79177
| 46.4583 | 0.68684 | 0.81869 | 0.76211 | 0.76485 | 46.4583 | 0.68685 | 0.8187 | 0.76213 | 0.76486 | 46.4583 | 0.71268 | 0.87432 | 0.74884 | 0.79229
| 46.5 | 0.68684 | 0.82381 | 0.76386 | 0.76755 | 46.5 | 0.68685 | 0.82382 | 0.76387 | 0.76756 | 46.5 | 0.71268 | 0.87808 | 0.74675 | 0.7933
| 46.5417 | 0.68684 | 0.82881 | 0.76557 | 0.77018 | 46.5417 | 0.68685 | 0.82881 | 0.76559 | 0.77019 | 46.5417 | 0.71268 | 0.88183 | 0.74812 | 0.7953
| 46.5833 | 0.68684 | 0.83368 | 0.76727 | 0.77275 | 46.5833 | 0.68685 | 0.83369 | 0.76728 | 0.77276 | 46.5833 | 0.71268 | 0.88556 | 0.75015 | 0.79748
| 46.625 | 0.68684 | 0.83843 | 0.76896 | 0.77527 | 46.625 | 0.68685 | 0.83844 | 0.76897 | 0.77528 | 46.625 | 0.71268 | 0.88928 | 0.75215 | 0.79964
| 46.6667 | 0.68684 | 0.84311 | 0.77061 | 0.77775 | 46.6667 | 0.68685 | 0.84312 | 0.77062 | 0.77776 | 46.6667 | 0.71268 | 0.89299 | 0.75415 | 0.8018
| 46.7083 | 0.68684 | 0.84775 | 0.77222 | 0.7802 | 46.7083 | 0.68685 | 0.84776 | 0.77224 | 0.78021 | 46.7083 | 0.71268 | 0.89668 | 0.75616 | 0.80396
| 46.75 | 0.68684 | 0.85237 | 0.7738 | 0.78263 | 46.75 | 0.68685 | 0.85238 | 0.77381 | 0.78264 | 46.75 | 0.71268 | 0.90035 | 0.75817 | 0.80611
| 46.7917 | 0.68684 | 0.85689 | 0.77541 | 0.78502 | 46.7917 | 0.68685 | 0.8569 | 0.77542 | 0.78503 | 46.7917 | 0.71268 | 0.90401 | 0.76018 | 0.80825
| 46.8333 | 0.68746 | 0.86117 | 0.77712 | 0.78753 | 46.8333 | 0.68748 | 0.86118 | 0.77713 | 0.78754 | 46.8333 | 0.71318 | 0.90765 | 0.76217 | 0.81052
| 46.875 | 0.69031 | 0.86517 | 0.77892 | 0.79057 | 46.875 | 0.69032 | 0.86517 | 0.77894 | 0.79058 | 46.875 | 0.71411 | 0.91128 | 0.76415 | 0.81291
| 46.9167 | 0.69569 | 0.86893 | 0.78077 | 0.79425 | 46.9167 | 0.69571 | 0.86894 | 0.78078 | 0.79426 | 46.9167 | 0.71541 | 0.9149 | 0.76613 | 0.8154
| 46.9583 | 0.70117 | 0.87268 | 0.78254 | 0.79792 | 46.9583 | 0.70117 | 0.87269 | 0.78256 | 0.79793 | 46.9583 | 0.71705 | 0.91851 | 0.7681 | 0.81798
| 47 | 0.70671 | 0.87642 | 0.78425 | 0.8016 | 47 | 0.70672 | 0.87643 | 0.78427 | 0.80161 | 47 | 0.71901 | 0.9221 | 0.77007 | 0.82064
| 47.0417 | 0.71232 | 0.88015 | 0.7859 | 0.80527 | 47.0417 | 0.71232 | 0.88015 | 0.78592 | 0.80528 | 47.0417 | 0.72079 | 0.92569 | 0.77204 | 0.82325
| 47.0833 | 0.71465 | 0.88387 | 0.78759 | 0.80801 | 47.0833 | 0.71465 | 0.88388 | 0.7876 | 0.80802 | 47.0833 | 0.72079 | 0.92927 | 0.77407 | 0.82536
| 47.125 | 0.71465 | 0.8876 | 0.78647 | 0.80929 | 47.125 | 0.71465 | 0.8876 | 0.78648 | 0.8093 | 47.125 | 0.72079 | 0.93284 | 0.77608 | 0.82746
| 47.1667 | 0.71465 | 0.89131 | 0.78178 | 0.80954 | 47.1667 | 0.71465 | 0.89131 | 0.78179 | 0.80955 | 47.1667 | 0.72079 | 0.93639 | 0.77809 | 0.82956
| 47.2083 | 0.71465 | 0.89501 | 0.77532 | 0.80928 | 47.2083 | 0.71465 | 0.89501 | 0.77533 | 0.80928 | 47.2083 | 0.72079 | 0.93994 | 0.78009 | 0.83165
| 47.25 | 0.71465 | 0.89869 | 0.76883 | 0.80901 | 47.25 | 0.71465 | 0.8987 | 0.76885 | 0.80901 | 47.25 | 0.72079 | 0.94347 | 0.78209 | 0.83374
| 47.2917 | 0.71465 | 0.90237 | 0.76234 | 0.80873 | 47.2917 | 0.71465 | 0.90238 | 0.76236 | 0.80873 | 47.2917 | 0.72079 | 0.947 | 0.78411 | 0.83583
| 47.3333 | 0.71513 | 0.90603 | 0.75585 | 0.80858 | 47.3333 | 0.71513 | 0.90604 | 0.75586 | 0.80859 | 47.3333 | 0.72126 | 0.95051 | 0.78612 | 0.83804
| 47.375 | 0.71601 | 0.90968 | 0.74935 | 0.80854 | 47.375 | 0.71601 | 0.90969 | 0.74937 | 0.80855 | 47.375 | 0.7221 | 0.954 | 0.78813 | 0.84035
| 47.4167 | 0.71727 | 0.91332 | 0.7464 | 0.80962 | 47.4167 | 0.71727 | 0.91332 | 0.74642 | 0.80962 | 47.4167 | 0.72332 | 0.95749 | 0.79015 | 0.84277
| 47.4583 | 0.7189 | 0.91694 | 0.74696 | 0.81179 | 47.4583 | 0.7189 | 0.91695 | 0.74698 | 0.8118 | 47.4583 | 0.73011 | 0.96086 | 0.79153 | 0.84655
| 47.5 | 0.7189 | 0.92056 | 0.74897 | 0.81392 | 47.5 | 0.7189 | 0.92056 | 0.74899 | 0.81393 | 47.5 | 0.7427 | 0.96409 | 0.78952 | 0.85096
| 47.5417 | 0.7189 | 0.92416 | 0.75099 | 0.81604 | 47.5417 | 0.7189 | 0.92417 | 0.751 | 0.81605 | 47.5417 | 0.75903 | 0.96718 | 0.78417 | 0.85542
| 47.5833 | 0.7189 | 0.92776 | 0.753 | 0.81815 | 47.5833 | 0.7189 | 0.92776 | 0.75302 | 0.81816 | 47.5833 | 0.77883 | 0.97014 | 0.77826 | 0.86066
| 47.625 | 0.7189 | 0.93134 | 0.75502 | 0.82027 | 47.625 | 0.7189 | 0.93134 | 0.75504 | 0.82027 | 47.625 | 0.79967 | 0.97296 | 0.77256 | 0.86619
| 47.6667 | 0.7189 | 0.9349 | 0.75706 | 0.82238 | 47.6667 | 0.7189 | 0.93491 | 0.75708 | 0.82238 | 47.6667 | 0.8205 | 0.97566 | 0.76701 | 0.87172
| 47.7083 | 0.7189 | 0.93845 | 0.75912 | 0.82448 | 47.7083 | 0.7189 | 0.93845 | 0.75913 | 0.82449 | 47.7083 | 0.84093 | 0.97827 | 0.76156 | 0.87711
| 47.75 | 0.7189 | 0.94198 | 0.76119 | 0.82659 | 47.75 | 0.7189 | 0.94198 | 0.7612 | 0.82659 | 47.75 | 0.85922 | 0.98079 | 0.7562 | 0.88189
| 47.7917 | 0.7189 | 0.94549 | 0.76326 | 0.82869 | 47.7917 | 0.7189 | 0.9455 | 0.76328 | 0.82869 | 47.7917 | 0.88001 | 0.98319 | 0.75444 | 0.88835
| 47.8333 | 0.71937 | 0.949 | 0.76533 | 0.83091 | 47.8333 | 0.71938 | 0.949 | 0.76534 | 0.83092 | 47.8333 | 0.89997 | 0.98545 | 0.75633 | 0.89556
| 47.875 | 0.72026 | 0.95249 | 0.76739 | 0.83325 | 47.875 | 0.72026 | 0.95249 | 0.7674 | 0.83326 | 47.875 | 0.91749 | 0.98755 | 0.75941 | 0.90235
| 47.9167 | 0.72151 | 0.95597 | 0.76944 | 0.83569 | 47.9167 | 0.72151 | 0.95597 | 0.76946 | 0.83569 | 47.9167 | 0.9312 | 0.9895 | 0.76267 | 0.90804
| 47.9583 | 0.72309 | 0.95943 | 0.77149 | 0.83821 | 47.9583 | 0.72309 | 0.95944 | 0.77151 | 0.83822 | 47.9583 | 0.93986 | 0.99129 | 0.76609 | 0.91225
| 48 | 0.72516 | 0.96288 | 0.77355 | 0.84087 | 48 | 0.72517 | 0.96289 | 0.77356 | 0.84088 | 48 | 0.9438 | 0.99291 | 0.76964 | 0.91509
| 48.0417 | 0.72582 | 0.96616 | 0.77589 | 0.84313 | 48.0417 | 0.72583 | 0.96617 | 0.7759 | 0.84314 | 48.0417 | 0.9438 | 0.99437 | 0.77331 | 0.91676
| 48.0833 | 0.72582 | 0.96926 | 0.77846 | 0.84519 | 48.0833 | 0.72583 | 0.96927 | 0.77848 | 0.8452 | 48.0833 | 0.9438 | 0.99565 | 0.777 | 0.91837
| 48.125 | 0.72582 | 0.97218 | 0.78122 | 0.84723 | 48.125 | 0.72583 | 0.97219 | 0.78124 | 0.84724 | 48.125 | 0.9438 | 0.99676 | 0.78073 | 0.91991
| 48.1667 | 0.72582 | 0.97492 | 0.78415 | 0.84925 | 48.1667 | 0.72583 | 0.97493 | 0.78416 | 0.84925 | 48.1667 | 0.9438 | 0.9977 | 0.78452 | 0.92139
| 48.2083 | 0.72582 | 0.97748 | 0.78723 | 0.85122 | 48.2083 | 0.72583 | 0.97749 | 0.78724 | 0.85123 | 48.2083 | 0.9438 | 0.99846 | 0.78839 | 0.92282
| 48.25 | 0.72582 | 0.97987 | 0.79044 | 0.85316 | 48.25 | 0.72583 | 0.97988 | 0.79045 | 0.85317 | 48.25 | 0.9438 | 0.99905 | 0.79235 | 0.92421
| 48.2917 | 0.72582 | 0.9821 | 0.79377 | 0.85507 | 48.2917 | 0.72583 | 0.98211 | 0.79378 | 0.85508 | 48.2917 | 0.9438 | 0.99949 | 0.79641 | 0.92555
| 48.3333 | 0.72905 | 0.98419 | 0.79715 | 0.85785 | 48.3333 | 0.72905 | 0.98419 | 0.79716 | 0.85786 | 48.3333 | 0.94678 | 0.99979 | 0.8005 | 0.92771
| 48.375 | 0.73883 | 0.98613 | 0.80049 | 0.86243 | 48.375 | 0.73884 | 0.98613 | 0.8005 | 0.86244 | 48.375 | 0.95613 | 0.99996 | 0.80456 | 0.93161
| 48.4167 | 0.75395 | 0.98794 | 0.80032 | 0.86748 | 48.4167 | 0.75396 | 0.98794 | 0.80033 | 0.86749 | 48.4167 | 0.97064 | 1 | 0.80865 | 0.93694
| 48.4583 | 0.77229 | 0.9896 | 0.79674 | 0.87241 | 48.4583 | 0.7723 | 0.98961 | 0.79675 | 0.87241 | 48.4583 | 0.98292 | 1 | 0.81275 | 0.94162
| 48.5 | 0.79312 | 0.99113 | 0.79186 | 0.87762 | 48.5 | 0.79313 | 0.99113 | 0.79187 | 0.87763 | 48.5 | 0.99117 | 1 | 0.81684 | 0.94515
| 48.5417 | 0.81395 | 0.99252 | 0.78714 | 0.88282 | 48.5417 | 0.81396 | 0.99252 | 0.78715 | 0.88283 | 48.5417 | 0.99567 | 1 | 0.82093 | 0.9476
| 48.5833 | 0.83479 | 0.99378 | 0.78256 | 0.88801 | 48.5833 | 0.8348 | 0.99379 | 0.78257 | 0.88801 | 48.5833 | 0.9967 | 1 | 0.82502 | 0.94906
| 48.625 | 0.85562 | 0.99492 | 0.7781 | 0.89317 | 48.625 | 0.85563 | 0.99492 | 0.77811 | 0.89318 | 48.625 | 0.9967 | 1 | 0.82904 | 0.95021
| 48.6667 | 0.87645 | 0.99594 | 0.77372 | 0.89831 | 48.6667 | 0.87646 | 0.99594 | 0.77373 | 0.89832 | 48.6667 | 0.9967 | 1 | 0.83298 | 0.95134
| 48.7083 | 0.8969 | 0.99687 | 0.76938 | 0.90331 | 48.7083 | 0.89691 | 0.99687 | 0.76939 | 0.90331 | 48.7083 | 0.99671 | 1 | 0.83687 | 0.95245
| 48.75 | 0.91521 | 0.99773 | 0.76509 | 0.90768 | 48.75 | 0.91521 | 0.99773 | 0.7651 | 0.90769 | 48.75 | 0.99673 | 1 | 0.84073 | 0.95356
| 48.7917 | 0.93601 | 0.99848 | 0.76082 | 0.91273 | 48.7917 | 0.93602 | 0.99848 | 0.76082 | 0.91273 | 48.7917 | 0.99675 | 1 | 0.84102 | 0.95365
| 48.8333 | 0.95574 | 0.99908 | 0.75668 | 0.91744 | 48.8333 | 0.95575 | 0.99908 | 0.75669 | 0.91745 | 48.8333 | 0.99675 | 1 | 0.83778 | 0.95272
| 48.875 | 0.97285 | 0.99954 | 0.75589 | 0.9223 | 48.875 | 0.97285 | 0.99954 | 0.75589 | 0.9223 | 48.875 | 0.99675 | 1 | 0.83351 | 0.9515
| 48.9167 | 0.98597 | 0.99985 | 0.75877 | 0.927 | 48.9167 | 0.98597 | 0.99985 | 0.75877 | 0.927 | 48.9167 | 0.99675 | 1 | 0.82922 | 0.95028
| 48.9583 | 0.99389 | 1 | 0.76318 | 0.93059 | 48.9583 | 0.99389 | 1 | 0.76318 | 0.93059 | 48.9583 | 0.99675 | 1 | 0.82492 | 0.94905
| 49 | 0.99674 | 1 | 0.76771 | 0.9327 | 49 | 0.99674 | 1 | 0.76772 | 0.9327 | 49 | 0.99675 | 1 | 0.82061 | 0.94782
| 49.0417 | 0.99674 | 1 | 0.77208 | 0.93395 | 49.0417 | 0.99674 | 1 | 0.77208 | 0.93395 | 49.0417 | 0.99675 | 1 | 0.81629 | 0.94658
| 49.0833 | 0.99674 | 1 | 0.77625 | 0.93514 | 49.0833 | 0.99674 | 1 | 0.77625 | 0.93514 | 49.0833 | 0.99675 | 1 | 0.81196 | 0.94534
| 49.125 | 0.99674 | 1 | 0.78026 | 0.93629 | 49.125 | 0.99674 | 1 | 0.78026 | 0.93629 | 49.125 | 0.99675 | 1 | 0.80763 | 0.94411
| 49.1667 | 0.99674 | 1 | 0.78416 | 0.9374 | 49.1667 | 0.99674 | 1 | 0.78416 | 0.9374 | 49.1667 | 0.99675 | 1 | 0.80329 | 0.94287
| 49.2083 | 0.99674 | 1 | 0.78799 | 0.9385 | 49.2083 | 0.99674 | 1 | 0.78799 | 0.93849 | 49.2083 | 0.99675 | 1 | 0.79895 | 0.94163
| 49.25 | 0.99674 | 1 | 0.79177 | 0.93958 | 49.25 | 0.99674 | 1 | 0.79177 | 0.93958 | 49.25 | 0.99675 | 1 | 0.79461 | 0.94039
| 49.2917 | 0.99674 | 1 | 0.79554 | 0.94065 | 49.2917 | 0.99674 | 1 | 0.79553 | 0.94065 | 49.2917 | 0.99675 | 1 | 0.79027 | 0.93915
| 49.3333 | 0.99674 | 1 | 0.7993 | 0.94173 | 49.3333 | 0.99674 | 1 | 0.79929 | 0.94172 | 49.3333 | 0.99675 | 1 | 0.78593 | 0.93791
| 49.375 | 0.99674 | 1 | 0.80305 | 0.9428 | 49.375 | 0.99674 | 1 | 0.80305 | 0.9428 | 49.375 | 0.99675 | 1 | 0.78159 | 0.93667
| 49.4167 | 0.99674 | 1 | 0.80681 | 0.94387 | 49.4167 | 0.99674 | 1 | 0.8068 | 0.94387 | 49.4167 | 0.99675 | 1 | 0.77725 | 0.93543
| 49.4583 | 0.99674 | 1 | 0.81056 | 0.94494 | 49.4583 | 0.99674 | 1 | 0.81056 | 0.94494 | 49.4583 | 0.99675 | 1 | 0.77291 | 0.93419
| 49.5 | 0.99674 | 1 | 0.81431 | 0.94602 | 49.5 | 0.99674 | 1 | 0.81431 | 0.94601 | 49.5 | 0.99675 | 1 | 0.76857 | 0.93295
| 49.5417 | 0.99674 | 1 | 0.81806 | 0.94709 | 49.5417 | 0.99674 | 1 | 0.81805 | 0.94709 | 49.5417 | 0.99675 | 1 | 0.76423 | 0.93171
| 49.5833 | 0.99674 | 1 | 0.82181 | 0.94816 | 49.5833 | 0.99674 | 1 | 0.8218 | 0.94816 | 49.5833 | 0.99675 | 1 | 0.75989 | 0.93047
| 49.625 | 0.99674 | 1 | 0.82556 | 0.94923 | 49.625 | 0.99674 | 1 | 0.82555 | 0.94923 | 49.625 | 0.99675 | 1 | 0.75555 | 0.92923
| 49.6667 | 0.99674 | 1 | 0.82931 | 0.9503 | 49.6667 | 0.99674 | 1 | 0.8293 | 0.9503 | 49.6667 | 0.99675 | 1 | 0.75156 | 0.92809
| 49.7083 | 0.99674 | 1 | 0.83306 | 0.95137 | 49.7083 | 0.99674 | 1 | 0.83305 | 0.95137 | 49.7083 | 0.99675 | 1 | 0.75112 | 0.92796
| 49.75 | 0.99674 | 1 | 0.83681 | 0.95244 | 49.75 | 0.99675 | 1 | 0.83679 | 0.95244 | 49.75 | 0.99673 | 1 | 0.75418 | 0.92883
| 49.7917 | 0.99675 | 1 | 0.84055 | 0.95351 | 49.7917 | 0.99675 | 1 | 0.84054 | 0.95351 | 49.7917 | 0.99668 | 1 | 0.75827 | 0.92999
| 49.8333 | 0.99675 | 1 | 0.8443 | 0.95458 | 49.8333 | 0.99675 | 1 | 0.84429 | 0.95458 | 49.8333 | 0.99668 | 1 | 0.76237 | 0.93116
| 49.875 | 0.99675 | 1 | 0.84487 | 0.95475 | 49.875 | 0.99675 | 1 | 0.84485 | 0.95474 | 49.875 | 0.99668 | 1 | 0.76646 | 0.93233
| 49.9167 | 0.99675 | 1 | 0.84192 | 0.95391 | 49.9167 | 0.99675 | 1 | 0.84191 | 0.9539 | 49.9167 | 0.99668 | 1 | 0.77056 | 0.9335
| 49.9583 | 0.99675 | 1 | 0.83759 | 0.95267 | 49.9583 | 0.99675 | 1 | 0.83757 | 0.95266 | 49.9583 | 0.99668 | 1 | 0.77466 | 0.93467
| 50 | 0.99675 | 1 | 0.83325 | 0.95143 | 50 | 0.99675 | 1 | 0.83323 | 0.95142 | 50 | 0.99668 | 1 | 0.77875 | 0.93584
| 50.0417 | 0.99675 | 1 | 0.82891 | 0.95019 | 50.0417 | 0.99675 | 1 | 0.82889 | 0.95018 | 50.0417 | 0.99668 | 1 | 0.78285 | 0.93701
| 50.0833 | 0.99675 | 1 | 0.82457 | 0.94895 | 50.0833 | 0.99675 | 1 | 0.82455 | 0.94894 | 50.0833 | 0.99668 | 1 | 0.78695 | 0.93818
| 50.125 | 0.99675 | 1 | 0.82023 | 0.94771 | 50.125 | 0.99675 | 1 | 0.82021 | 0.9477 | 50.125 | 0.99668 | 1 | 0.79105 | 0.93935
| 50.1667 | 0.99675 | 1 | 0.81589 | 0.94647 | 50.1667 | 0.99675 | 1 | 0.81587 | 0.94646 | 50.1667 | 0.99668 | 1 | 0.79515 | 0.94052
| 50.2083 | 0.99675 | 1 | 0.81155 | 0.94523 | 50.2083 | 0.99675 | 1 | 0.81153 | 0.94522 | 50.2083 | 0.99668 | 1 | 0.79925 | 0.94169
| 50.25 | 0.99675 | 1 | 0.80721 | 0.94399 | 50.25 | 0.99675 | 1 | 0.80719 | 0.94398 | 50.25 | 0.99668 | 1 | 0.80335 | 0.94287
| 50.2917 | 0.99675 | 1 | 0.80287 | 0.94275 | 50.2917 | 0.99675 | 1 | 0.80285 | 0.94274 | 50.2917 | 0.99668 | 1 | 0.80745 | 0.94404
| 50.3333 | 0.99675 | 1 | 0.79853 | 0.94151 | 50.3333 | 0.99675 | 1 | 0.79851 | 0.9415 | 50.3333 | 0.99668 | 1 | 0.81155 | 0.94521
| 50.375 | 0.99675 | 1 | 0.79419 | 0.94027 | 50.375 | 0.99675 | 1 | 0.79416 | 0.94026 | 50.375 | 0.99668 | 1 | 0.81565 | 0.94638
| 50.4167 | 0.99675 | 1 | 0.78985 | 0.93903 | 50.4167 | 0.99675 | 1 | 0.78982 | 0.93902 | 50.4167 | 0.99668 | 1 | 0.81975 | 0.94755
| 50.4583 | 0.99675 | 1 | 0.78551 | 0.93779 | 50.4583 | 0.99675 | 1 | 0.78548 | 0.93778 | 50.4583 | 0.99668 | 1 | 0.82385 | 0.94872
| 50.5 | 0.99675 | 1 | 0.78117 | 0.93655 | 50.5 | 0.99675 | 1 | 0.78114 | 0.93654 | 50.5 | 0.99668 | 1 | 0.82795 | 0.94989
| 50.5417 | 0.99675 | 1 | 0.77683 | 0.93531 | 50.5417 | 0.99675 | 1 | 0.7768 | 0.9353 | 50.5417 | 0.99668 | 1 | 0.83205 | 0.95106
| 50.5833 | 0.99675 | 1 | 0.77249 | 0.93407 | 50.5833 | 0.99675 | 1 | 0.77246 | 0.93406 | 50.5833 | 0.99668 | 1 | 0.83615 | 0.95224
| 50.625 | 0.99675 | 1 | 0.76815 | 0.93283 | 50.625 | 0.99675 | 1 | 0.76812 | 0.93282 | 50.625 | 0.99668 | 1 | 0.84025 | 0.95341
| 50.6667 | 0.99675 | 1 | 0.76381 | 0.93159 | 50.6667 | 0.99675 | 1 | 0.76377 | 0.93158 | 50.6667 | 0.99668 | 1 | 0.84399 | 0.95448
| 50.7083 | 0.99675 | 1 | 0.75947 | 0.93035 | 50.7083 | 0.99675 | 1 | 0.75943 | 0.93034 | 50.7083 | 0.99668 | 1 | 0.8442 | 0.95454
| 50.75 | 0.99678 | 1 | 0.7562 | 0.92942 | 50.75 | 0.99678 | 1 | 0.75617 | 0.92941 | 50.75 | 0.99669 | 1 | 0.8409 | 0.9536
| 50.7917 | 0.99681 | 1 | 0.75646 | 0.92951 | 50.7917 | 0.99681 | 1 | 0.75643 | 0.9295 | 50.7917 | 0.99675 | 1 | 0.83656 | 0.95237
| 50.8333 | 0.99681 | 1 | 0.76023 | 0.93058 | 50.8333 | 0.99681 | 1 | 0.76019 | 0.93057 | 50.8333 | 0.99675 | 1 | 0.83223 | 0.95113
| 50.875 | 0.99681 | 1 | 0.76399 | 0.93165 | 50.875 | 0.99681 | 1 | 0.76395 | 0.93164 | 50.875 | 0.99675 | 1 | 0.82789 | 0.9499
| 50.9167 | 0.99681 | 1 | 0.76775 | 0.93273 | 50.9167 | 0.99681 | 1 | 0.76771 | 0.93272 | 50.9167 | 0.99675 | 1 | 0.82355 | 0.94866
| 50.9583 | 0.99681 | 1 | 0.7715 | 0.9338 | 50.9583 | 0.99681 | 1 | 0.77146 | 0.93379 | 50.9583 | 0.99675 | 1 | 0.81921 | 0.94742
| 51 | 0.99681 | 1 | 0.77526 | 0.93488 | 51 | 0.99681 | 1 | 0.77522 | 0.93486 | 51 | 0.99675 | 1 | 0.81488 | 0.94618
| 51.0417 | 0.99681 | 1 | 0.77901 | 0.93595 | 51.0417 | 0.99681 | 1 | 0.77897 | 0.93594 | 51.0417 | 0.99675 | 1 | 0.81054 | 0.94494
| 51.0833 | 0.99681 | 1 | 0.78277 | 0.93702 | 51.0833 | 0.99681 | 1 | 0.78272 | 0.93701 | 51.0833 | 0.99675 | 1 | 0.8062 | 0.9437
| 51.125 | 0.99681 | 1 | 0.78652 | 0.93809 | 51.125 | 0.99681 | 1 | 0.78648 | 0.93808 | 51.125 | 0.99675 | 1 | 0.80186 | 0.94246
| 51.1667 | 0.99681 | 1 | 0.79028 | 0.93917 | 51.1667 | 0.99681 | 1 | 0.79023 | 0.93915 | 51.1667 | 0.99675 | 1 | 0.79752 | 0.94122
| 51.2083 | 0.99681 | 1 | 0.79403 | 0.94024 | 51.2083 | 0.99681 | 1 | 0.79398 | 0.94023 | 51.2083 | 0.99675 | 1 | 0.79318 | 0.93998
| 51.25 | 0.99681 | 1 | 0.79779 | 0.94131 | 51.25 | 0.99681 | 1 | 0.79774 | 0.9413 | 51.25 | 0.99675 | 1 | 0.78883 | 0.93874
| 51.2917 | 0.99681 | 1 | 0.80154 | 0.94238 | 51.2917 | 0.99681 | 1 | 0.80149 | 0.94237 | 51.2917 | 0.99675 | 1 | 0.78449 | 0.9375
| 51.3333 | 0.99681 | 1 | 0.80529 | 0.94346 | 51.3333 | 0.99681 | 1 | 0.80524 | 0.94344 | 51.3333 | 0.99675 | 1 | 0.78015 | 0.93626
| 51.375 | 0.99681 | 1 | 0.80905 | 0.94453 | 51.375 | 0.99681 | 1 | 0.80899 | 0.94451 | 51.375 | 0.99675 | 1 | 0.77581 | 0.93502
| 51.4167 | 0.99681 | 1 | 0.8128 | 0.9456 | 51.4167 | 0.99681 | 1 | 0.81275 | 0.94559 | 51.4167 | 0.99675 | 1 | 0.77147 | 0.93378
| 51.4583 | 0.99681 | 1 | 0.81656 | 0.94667 | 51.4583 | 0.99681 | 1 | 0.8165 | 0.94666 | 51.4583 | 0.99675 | 1 | 0.76713 | 0.93254
| 51.5 | 0.99681 | 1 | 0.82031 | 0.94775 | 51.5 | 0.99681 | 1 | 0.82025 | 0.94773 | 51.5 | 0.99675 | 1 | 0.76279 | 0.9313
| 51.5417 | 0.99681 | 1 | 0.82406 | 0.94882 | 51.5417 | 0.99681 | 1 | 0.824 | 0.9488 | 51.5417 | 0.99675 | 1 | 0.75845 | 0.93006
| 51.5833 | 0.99681 | 1 | 0.82782 | 0.94989 | 51.5833 | 0.99681 | 1 | 0.82776 | 0.94987 | 51.5833 | 0.99675 | 1 | 0.75411 | 0.92882
| 51.625 | 0.99681 | 1 | 0.83157 | 0.95096 | 51.625 | 0.99681 | 1 | 0.83151 | 0.95095 | 51.625 | 0.99675 | 1 | 0.74977 | 0.92758
| 51.6667 | 0.99681 | 1 | 0.83532 | 0.95204 | 51.6667 | 0.99681 | 1 | 0.83526 | 0.95202 | 51.6667 | 0.99675 | 1 | 0.74897 | 0.92735
| 51.7083 | 0.99681 | 1 | 0.83908 | 0.95311 | 51.7083 | 0.99681 | 1 | 0.83901 | 0.95309 | 51.7083 | 0.99675 | 1 | 0.75168 | 0.92812
| 51.75 | 0.99677 | 1 | 0.84176 | 0.95387 | 51.75 | 0.99677 | 1 | 0.84169 | 0.95385 | 51.75 | 0.99677 | 1 | 0.7558 | 0.92931
| 51.7917 | 0.99675 | 1 | 0.84091 | 0.95361 | 51.7917 | 0.99675 | 1 | 0.84084 | 0.9536 | 51.7917 | 0.9968 | 1 | 0.75991 | 0.93049
| 51.8333 | 0.99675 | 1 | 0.83656 | 0.95237 | 51.8333 | 0.99675 | 1 | 0.83649 | 0.95235 | 51.8333 | 0.9968 | 1 | 0.76402 | 0.93166
| 51.875 | 0.99675 | 1 | 0.83221 | 0.95113 | 51.875 | 0.99675 | 1 | 0.83214 | 0.95111 | 51.875 | 0.9968 | 1 | 0.76813 | 0.93284
| 51.9167 | 0.99675 | 1 | 0.82787 | 0.94989 | 51.9167 | 0.99675 | 1 | 0.8278 | 0.94987 | 51.9167 | 0.9968 | 1 | 0.77223 | 0.93401
| 51.9583 | 0.99675 | 1 | 0.82352 | 0.94865 | 51.9583 | 0.99675 | 1 | 0.82345 | 0.94863 | 51.9583 | 0.9968 | 1 | 0.77634 | 0.93518
| 52 | 0.99675 | 1 | 0.81918 | 0.94741 | 52 | 0.99675 | 1 | 0.81911 | 0.94739 | 52 | 0.9968 | 1 | 0.78044 | 0.93636
| 52.0417 | 0.99675 | 1 | 0.81484 | 0.94617 | 52.0417 | 0.99675 | 1 | 0.81476 | 0.94615 | 52.0417 | 0.9968 | 1 | 0.78455 | 0.93753
| 52.0833 | 0.99675 | 1 | 0.81049 | 0.94493 | 52.0833 | 0.99675 | 1 | 0.81042 | 0.9449 | 52.0833 | 0.9968 | 1 | 0.78865 | 0.9387
| 52.125 | 0.99675 | 1 | 0.80615 | 0.94368 | 52.125 | 0.99675 | 1 | 0.80608 | 0.94366 | 52.125 | 0.9968 | 1 | 0.79275 | 0.93987
| 52.1667 | 0.99675 | 1 | 0.80181 | 0.94244 | 52.1667 | 0.99675 | 1 | 0.80174 | 0.94242 | 52.1667 | 0.9968 | 1 | 0.79685 | 0.94104
| 52.2083 | 0.99675 | 1 | 0.79747 | 0.9412 | 52.2083 | 0.99675 | 1 | 0.7974 | 0.94118 | 52.2083 | 0.9968 | 1 | 0.80095 | 0.94222
| 52.25 | 0.99675 | 1 | 0.79313 | 0.93996 | 52.25 | 0.99675 | 1 | 0.79305 | 0.93994 | 52.25 | 0.9968 | 1 | 0.80506 | 0.94339
| 52.2917 | 0.99675 | 1 | 0.78879 | 0.93872 | 52.2917 | 0.99675 | 1 | 0.78871 | 0.9387 | 52.2917 | 0.9968 | 1 | 0.80916 | 0.94456
| 52.3333 | 0.99675 | 1 | 0.78445 | 0.93748 | 52.3333 | 0.99675 | 1 | 0.78437 | 0.93746 | 52.3333 | 0.9968 | 1 | 0.81326 | 0.94573
| 52.375 | 0.99675 | 1 | 0.78011 | 0.93624 | 52.375 | 0.99675 | 1 | 0.78003 | 0.93622 | 52.375 | 0.9968 | 1 | 0.81736 | 0.9469
| 52.4167 | 0.99675 | 1 | 0.77577 | 0.935 | 52.4167 | 0.99675 | 1 | 0.77569 | 0.93498 | 52.4167 | 0.9968 | 1 | 0.82146 | 0.94808
| 52.4583 | 0.99675 | 1 | 0.77143 | 0.93376 | 52.4583 | 0.99675 | 1 | 0.77135 | 0.93374 | 52.4583 | 0.9968 | 1 | 0.82556 | 0.94925
| 52.5 | 0.99675 | 1 | 0.76709 | 0.93252 | 52.5 | 0.99675 | 1 | 0.76701 | 0.9325 | 52.5 | 0.9968 | 1 | 0.82966 | 0.95042
| 52.5417 | 0.99675 | 1 | 0.76275 | 0.93128 | 52.5417 | 0.99675 | 1 | 0.76266 | 0.93126 | 52.5417 | 0.9968 | 1 | 0.83377 | 0.95159
| 52.5833 | 0.99675 | 1 | 0.75841 | 0.93004 | 52.5833 | 0.99675 | 1 | 0.75832 | 0.93002 | 52.5833 | 0.9968 | 1 | 0.83787 | 0.95276
| 52.625 | 0.99675 | 1 | 0.75407 | 0.9288 | 52.625 | 0.99675 | 1 | 0.75398 | 0.92878 | 52.625 | 0.9968 | 1 | 0.84197 | 0.95393
| 52.6667 | 0.99675 | 1 | 0.75115 | 0.92797 | 52.6667 | 0.99675 | 1 | 0.75107 | 0.92795 | 52.6667 | 0.9968 | 1 | 0.84253 | 0.95409
| 52.7083 | 0.99675 | 1 | 0.75176 | 0.92815 | 52.7083 | 0.99675 | 1 | 0.75168 | 0.92812 | 52.7083 | 0.9968 | 1 | 0.83957 | 0.95325
| 52.75 | 0.99673 | 1 | 0.75587 | 0.92931 | 52.75 | 0.99673 | 1 | 0.75578 | 0.92929 | 52.75 | 0.99677 | 1 | 0.83522 | 0.952
| 52.7917 | 0.99672 | 1 | 0.75997 | 0.93048 | 52.7917 | 0.99672 | 1 | 0.75989 | 0.93046 | 52.7917 | 0.99675 | 1 | 0.83087 | 0.95075
| 52.8333 | 0.99672 | 1 | 0.76408 | 0.93166 | 52.8333 | 0.99672 | 1 | 0.76399 | 0.93163 | 52.8333 | 0.99675 | 1 | 0.82652 | 0.9495
| 52.875 | 0.99672 | 1 | 0.76818 | 0.93283 | 52.875 | 0.99672 | 1 | 0.76809 | 0.9328 | 52.875 | 0.99675 | 1 | 0.82217 | 0.94826
| 52.9167 | 0.99672 | 1 | 0.77228 | 0.934 | 52.9167 | 0.99672 | 1 | 0.77219 | 0.93397 | 52.9167 | 0.99675 | 1 | 0.81783 | 0.94702
| 52.9583 | 0.99672 | 1 | 0.77638 | 0.93517 | 52.9583 | 0.99672 | 1 | 0.77629 | 0.93515 | 52.9583 | 0.99675 | 1 | 0.81348 | 0.94578
| 53 | 0.99672 | 1 | 0.78048 | 0.93634 | 53 | 0.99672 | 1 | 0.78039 | 0.93632 | 53 | 0.99675 | 1 | 0.80914 | 0.94454
| 53.0417 | 0.99672 | 1 | 0.78459 | 0.93752 | 53.0417 | 0.99672 | 1 | 0.78449 | 0.93749 | 53.0417 | 0.99675 | 1 | 0.8048 | 0.9433
| 53.0833 | 0.99672 | 1 | 0.78869 | 0.93869 | 53.0833 | 0.99672 | 1 | 0.78859 | 0.93866 | 53.0833 | 0.99675 | 1 | 0.80045 | 0.94206
| 53.125 | 0.99672 | 1 | 0.79279 | 0.93986 | 53.125 | 0.99672 | 1 | 0.79269 | 0.93983 | 53.125 | 0.99675 | 1 | 0.79611 | 0.94082
| 53.1667 | 0.99672 | 1 | 0.79689 | 0.94103 | 53.1667 | 0.99672 | 1 | 0.79679 | 0.941 | 53.1667 | 0.99675 | 1 | 0.79177 | 0.93958
| 53.2083 | 0.99672 | 1 | 0.80099 | 0.9422 | 53.2083 | 0.99672 | 1 | 0.80089 | 0.94217 | 53.2083 | 0.99675 | 1 | 0.78743 | 0.93834
| 53.25 | 0.99672 | 1 | 0.80509 | 0.94337 | 53.25 | 0.99672 | 1 | 0.80499 | 0.94335 | 53.25 | 0.99675 | 1 | 0.78309 | 0.9371
| 53.2917 | 0.99672 | 1 | 0.80919 | 0.94455 | 53.2917 | 0.99672 | 1 | 0.80909 | 0.94452 | 53.2917 | 0.99675 | 1 | 0.77875 | 0.93586
| 53.3333 | 0.99672 | 1 | 0.81329 | 0.94572 | 53.3333 | 0.99672 | 1 | 0.81319 | 0.94569 | 53.3333 | 0.99675 | 1 | 0.77441 | 0.93462
| 53.375 | 0.99672 | 1 | 0.81739 | 0.94689 | 53.375 | 0.99672 | 1 | 0.81729 | 0.94686 | 53.375 | 0.99675 | 1 | 0.77007 | 0.93338
| 53.4167 | 0.99672 | 1 | 0.82149 | 0.94806 | 53.4167 | 0.99672 | 1 | 0.82139 | 0.94803 | 53.4167 | 0.99675 | 1 | 0.76573 | 0.93214
| 53.4583 | 0.99672 | 1 | 0.82559 | 0.94923 | 53.4583 | 0.99672 | 1 | 0.82549 | 0.9492 | 53.4583 | 0.99675 | 1 | 0.76139 | 0.93089
| 53.5 | 0.99672 | 1 | 0.82969 | 0.9504 | 53.5 | 0.99672 | 1 | 0.82959 | 0.95037 | 53.5 | 0.99675 | 1 | 0.75705 | 0.92965
| 53.5417 | 0.99672 | 1 | 0.83379 | 0.95157 | 53.5417 | 0.99672 | 1 | 0.83369 | 0.95155 | 53.5417 | 0.99675 | 1 | 0.75271 | 0.92841
| 53.5833 | 0.99672 | 1 | 0.83789 | 0.95275 | 53.5833 | 0.99672 | 1 | 0.83779 | 0.95272 | 53.5833 | 0.99675 | 1 | 0.74837 | 0.92717
| 53.625 | 0.99672 | 1 | 0.84199 | 0.95392 | 53.625 | 0.99672 | 1 | 0.84189 | 0.95389 | 53.625 | 0.99675 | 1 | 0.74757 | 0.92695
| 53.6667 | 0.99672 | 1 | 0.84467 | 0.95468 | 53.6667 | 0.99672 | 1 | 0.84456 | 0.95465 | 53.6667 | 0.99675 | 1 | 0.75028 | 0.92772
| 53.7083 | 0.99672 | 1 | 0.84381 | 0.95444 | 53.7083 | 0.99672 | 1 | 0.84371 | 0.95441 | 53.7083 | 0.99675 | 1 | 0.75404 | 0.9288
| 53.75 | 0.99673 | 1 | 0.83947 | 0.9532 | 53.75 | 0.99673 | 1 | 0.83936 | 0.95317 | 53.75 | 0.99675 | 1 | 0.75781 | 0.92987
| 53.7917 | 0.99675 | 1 | 0.83512 | 0.95196 | 53.7917 | 0.99675 | 1 | 0.83502 | 0.95193 | 53.7917 | 0.99676 | 1 | 0.76157 | 0.93095
| 53.8333 | 0.99675 | 1 | 0.83078 | 0.95072 | 53.8333 | 0.99675 | 1 | 0.83067 | 0.95069 | 53.8333 | 0.99676 | 1 | 0.76533 | 0.93202
| 53.875 | 0.99675 | 1 | 0.82644 | 0.94948 | 53.875 | 0.99675 | 1 | 0.82633 | 0.94945 | 53.875 | 0.99676 | 1 | 0.76908 | 0.9331
| 53.9167 | 0.99675 | 1 | 0.82209 | 0.94824 | 53.9167 | 0.99675 | 1 | 0.82199 | 0.94821 | 53.9167 | 0.99676 | 1 | 0.77284 | 0.93417
| 53.9583 | 0.99675 | 1 | 0.81775 | 0.947 | 53.9583 | 0.99675 | 1 | 0.81764 | 0.94697 | 53.9583 | 0.99676 | 1 | 0.7766 | 0.93524
| 54 | 0.99675 | 1 | 0.81341 | 0.94576 | 54 | 0.99675 | 1 | 0.8133 | 0.94573 | 54 | 0.99676 | 1 | 0.78035 | 0.93632
| 54.0417 | 0.99675 | 1 | 0.80907 | 0.94452 | 54.0417 | 0.99675 | 1 | 0.80896 | 0.94449 | 54.0417 | 0.99676 | 1 | 0.78411 | 0.93739
| 54.0833 | 0.99675 | 1 | 0.80473 | 0.94328 | 54.0833 | 0.99675 | 1 | 0.80462 | 0.94325 | 54.0833 | 0.99676 | 1 | 0.78786 | 0.93846
| 54.125 | 0.99675 | 1 | 0.80039 | 0.94204 | 54.125 | 0.99675 | 1 | 0.80027 | 0.94201 | 54.125 | 0.99676 | 1 | 0.79161 | 0.93953
| 54.1667 | 0.99675 | 1 | 0.79605 | 0.9408 | 54.1667 | 0.99675 | 1 | 0.79593 | 0.94077 | 54.1667 | 0.99676 | 1 | 0.79537 | 0.94061
| 54.2083 | 0.99675 | 1 | 0.79171 | 0.93956 | 54.2083 | 0.99675 | 1 | 0.79159 | 0.93952 | 54.2083 | 0.99676 | 1 | 0.79912 | 0.94168
| 54.25 | 0.99675 | 1 | 0.78737 | 0.93832 | 54.25 | 0.99675 | 1 | 0.78725 | 0.93828 | 54.25 | 0.99676 | 1 | 0.80287 | 0.94275
| 54.2917 | 0.99675 | 1 | 0.78303 | 0.93708 | 54.2917 | 0.99675 | 1 | 0.78291 | 0.93704 | 54.2917 | 0.99676 | 1 | 0.80663 | 0.94382
| 54.3333 | 0.99675 | 1 | 0.77869 | 0.93584 | 54.3333 | 0.99675 | 1 | 0.77857 | 0.9358 | 54.3333 | 0.99676 | 1 | 0.81038 | 0.9449
| 54.375 | 0.99675 | 1 | 0.77434 | 0.9346 | 54.375 | 0.99675 | 1 | 0.77423 | 0.93456 | 54.375 | 0.99676 | 1 | 0.81413 | 0.94597
| 54.4167 | 0.99675 | 1 | 0.77 | 0.93336 | 54.4167 | 0.99675 | 1 | 0.76988 | 0.93332 | 54.4167 | 0.99676 | 1 | 0.81789 | 0.94704
| 54.4583 | 0.99675 | 1 | 0.76566 | 0.93212 | 54.4583 | 0.99675 | 1 | 0.76554 | 0.93208 | 54.4583 | 0.99676 | 1 | 0.82164 | 0.94811
| 54.5 | 0.99675 | 1 | 0.76132 | 0.93088 | 54.5 | 0.99675 | 1 | 0.7612 | 0.93084 | 54.5 | 0.99676 | 1 | 0.82539 | 0.94919
| 54.5417 | 0.99675 | 1 | 0.75698 | 0.92964 | 54.5417 | 0.99675 | 1 | 0.75686 | 0.9296 | 54.5417 | 0.99676 | 1 | 0.82915 | 0.95026
| 54.5833 | 0.99675 | 1 | 0.75264 | 0.9284 | 54.5833 | 0.99675 | 1 | 0.75252 | 0.92836 | 54.5833 | 0.99676 | 1 | 0.8329 | 0.95133
| 54.625 | 0.99675 | 1 | 0.74937 | 0.92746 | 54.625 | 0.99675 | 1 | 0.74924 | 0.92742 | 54.625 | 0.99676 | 1 | 0.83311 | 0.95139
| 54.6667 | 0.99675 | 1 | 0.74962 | 0.92753 | 54.6667 | 0.99675 | 1 | 0.7495 | 0.9275 | 54.6667 | 0.99676 | 1 | 0.82981 | 0.95045
| 54.7083 | 0.99675 | 1 | 0.75337 | 0.92861 | 54.7083 | 0.99675 | 1 | 0.75325 | 0.92857 | 54.7083 | 0.99675 | 1 | 0.82546 | 0.9492
| 54.75 | 0.99676 | 1 | 0.75748 | 0.92978 | 54.75 | 0.99676 | 1 | 0.75735 | 0.92975 | 54.75 | 0.99675 | 1 | 0.82111 | 0.94796
| 54.7917 | 0.99677 | 1 | 0.76158 | 0.93096 | 54.7917 | 0.99677 | 1 | 0.76145 | 0.93092 | 54.7917 | 0.99675 | 1 | 0.81676 | 0.94672
| 54.8333 | 0.99677 | 1 | 0.76568 | 0.93213 | 54.8333 | 0.99677 | 1 | 0.76556 | 0.93209 | 54.8333 | 0.99675 | 1 | 0.81241 | 0.94547
| 54.875 | 0.99677 | 1 | 0.76979 | 0.9333 | 54.875 | 0.99677 | 1 | 0.76966 | 0.93326 | 54.875 | 0.99675 | 1 | 0.80807 | 0.94423
| 54.9167 | 0.99677 | 1 | 0.77389 | 0.93447 | 54.9167 | 0.99677 | 1 | 0.77376 | 0.93444 | 54.9167 | 0.99675 | 1 | 0.80373 | 0.94299
| 54.9583 | 0.99677 | 1 | 0.77799 | 0.93564 | 54.9583 | 0.99677 | 1 | 0.77786 | 0.93561 | 54.9583 | 0.99675 | 1 | 0.79938 | 0.94175
| 55 | 0.99677 | 1 | 0.78209 | 0.93682 | 55 | 0.99677 | 1 | 0.78196 | 0.93678 | 55 | 0.99675 | 1 | 0.79504 | 0.94051
| 55.0417 | 0.99677 | 1 | 0.78619 | 0.93799 | 55.0417 | 0.99677 | 1 | 0.78606 | 0.93795 | 55.0417 | 0.99675 | 1 | 0.7907 | 0.93927
| 55.0833 | 0.99677 | 1 | 0.79029 | 0.93916 | 55.0833 | 0.99677 | 1 | 0.79016 | 0.93912 | 55.0833 | 0.99675 | 1 | 0.78636 | 0.93803
| 55.125 | 0.99677 | 1 | 0.79439 | 0.94033 | 55.125 | 0.99677 | 1 | 0.79426 | 0.94029 | 55.125 | 0.99675 | 1 | 0.78202 | 0.93679
| 55.1667 | 0.99677 | 1 | 0.79849 | 0.9415 | 55.1667 | 0.99677 | 1 | 0.79835 | 0.94146 | 55.1667 | 0.99675 | 1 | 0.77768 | 0.93555
| 55.2083 | 0.99677 | 1 | 0.80259 | 0.94267 | 55.2083 | 0.99677 | 1 | 0.80245 | 0.94263 | 55.2083 | 0.99675 | 1 | 0.77333 | 0.93431
| 55.25 | 0.99677 | 1 | 0.80669 | 0.94384 | 55.25 | 0.99677 | 1 | 0.80655 | 0.94381 | 55.25 | 0.99675 | 1 | 0.76899 | 0.93307
| 55.2917 | 0.99677 | 1 | 0.81079 | 0.94502 | 55.2917 | 0.99677 | 1 | 0.81065 | 0.94498 | 55.2917 | 0.99675 | 1 | 0.76465 | 0.93183
| 55.3333 | 0.99677 | 1 | 0.81489 | 0.94619 | 55.3333 | 0.99677 | 1 | 0.81475 | 0.94615 | 55.3333 | 0.99675 | 1 | 0.76031 | 0.93059
| 55.375 | 0.99677 | 1 | 0.81898 | 0.94736 | 55.375 | 0.99677 | 1 | 0.81885 | 0.94732 | 55.375 | 0.99675 | 1 | 0.75597 | 0.92935
| 55.4167 | 0.99677 | 1 | 0.82308 | 0.94853 | 55.4167 | 0.99677 | 1 | 0.82294 | 0.94849 | 55.4167 | 0.99675 | 1 | 0.75163 | 0.92811
| 55.4583 | 0.99677 | 1 | 0.82718 | 0.9497 | 55.4583 | 0.99677 | 1 | 0.82704 | 0.94966 | 55.4583 | 0.99675 | 1 | 0.74729 | 0.92687
| 55.5 | 0.99677 | 1 | 0.83128 | 0.95087 | 55.5 | 0.99677 | 1 | 0.83114 | 0.95083 | 55.5 | 0.99675 | 1 | 0.74473 | 0.92614
| 55.5417 | 0.99677 | 1 | 0.83538 | 0.95204 | 55.5417 | 0.99677 | 1 | 0.83524 | 0.952 | 55.5417 | 0.99675 | 1 | 0.74569 | 0.92641
| 55.5833 | 0.99677 | 1 | 0.83948 | 0.95321 | 55.5833 | 0.99677 | 1 | 0.83934 | 0.95317 | 55.5833 | 0.99675 | 1 | 0.74944 | 0.92748
| 55.625 | 0.99677 | 1 | 0.84251 | 0.95408 | 55.625 | 0.99677 | 1 | 0.84237 | 0.95404 | 55.625 | 0.99675 | 1 | 0.75319 | 0.92855
| 55.6667 | 0.99677 | 1 | 0.84202 | 0.95394 | 55.6667 | 0.99677 | 1 | 0.84188 | 0.9539 | 55.6667 | 0.99675 | 1 | 0.75694 | 0.92963
| 55.7083 | 0.99677 | 1 | 0.83802 | 0.9528 | 55.7083 | 0.99677 | 1 | 0.83788 | 0.95276 | 55.7083 | 0.99675 | 1 | 0.7607 | 0.9307
| 55.75 | 0.99676 | 1 | 0.83368 | 0.95155 | 55.75 | 0.99676 | 1 | 0.83353 | 0.95151 | 55.75 | 0.99675 | 1 | 0.76445 | 0.93177
| 55.7917 | 0.99675 | 1 | 0.82933 | 0.95031 | 55.7917 | 0.99675 | 1 | 0.82919 | 0.95027 | 55.7917 | 0.99675 | 1 | 0.7682 | 0.93284
| 55.8333 | 0.99675 | 1 | 0.82499 | 0.94907 | 55.8333 | 0.99675 | 1 | 0.82484 | 0.94902 | 55.8333 | 0.99675 | 1 | 0.77195 | 0.93391
| 55.875 | 0.99675 | 1 | 0.82065 | 0.94783 | 55.875 | 0.99675 | 1 | 0.8205 | 0.94778 | 55.875 | 0.99675 | 1 | 0.7757 | 0.93498
| 55.9167 | 0.99675 | 1 | 0.8163 | 0.94658 | 55.9167 | 0.99675 | 1 | 0.81615 | 0.94654 | 55.9167 | 0.99675 | 1 | 0.77944 | 0.93605
| 55.9583 | 0.99675 | 1 | 0.81196 | 0.94534 | 55.9583 | 0.99675 | 1 | 0.81181 | 0.9453 | 55.9583 | 0.99675 | 1 | 0.78319 | 0.93713
| 56 | 0.99675 | 1 | 0.80762 | 0.9441 | 56 | 0.99675 | 1 | 0.80747 | 0.94406 | 56 | 0.99675 | 1 | 0.78694 | 0.9382
| 56.0417 | 0.99675 | 1 | 0.80328 | 0.94286 | 56.0417 | 0.99675 | 1 | 0.80313 | 0.94282 | 56.0417 | 0.99675 | 1 | 0.79069 | 0.93927
| 56.0833 | 0.99675 | 1 | 0.79894 | 0.94162 | 56.0833 | 0.99675 | 1 | 0.79878 | 0.94158 | 56.0833 | 0.99675 | 1 | 0.79444 | 0.94034
| 56.125 | 0.99675 | 1 | 0.7946 | 0.94038 | 56.125 | 0.99675 | 1 | 0.79444 | 0.94034 | 56.125 | 0.99675 | 1 | 0.79819 | 0.94141
| 56.1667 | 0.99675 | 1 | 0.79026 | 0.93914 | 56.1667 | 0.99675 | 1 | 0.7901 | 0.9391 | 56.1667 | 0.99675 | 1 | 0.80194 | 0.94248
| 56.2083 | 0.99675 | 1 | 0.78591 | 0.9379 | 56.2083 | 0.99675 | 1 | 0.78576 | 0.93786 | 56.2083 | 0.99675 | 1 | 0.80569 | 0.94355
| 56.25 | 0.99675 | 1 | 0.78157 | 0.93666 | 56.25 | 0.99675 | 1 | 0.78142 | 0.93662 | 56.25 | 0.99675 | 1 | 0.80944 | 0.94462
| 56.2917 | 0.99675 | 1 | 0.77723 | 0.93542 | 56.2917 | 0.99675 | 1 | 0.77708 | 0.93538 | 56.2917 | 0.99675 | 1 | 0.81319 | 0.9457
| 56.3333 | 0.99675 | 1 | 0.77289 | 0.93418 | 56.3333 | 0.99675 | 1 | 0.77274 | 0.93414 | 56.3333 | 0.99675 | 1 | 0.81694 | 0.94677
| 56.375 | 0.99675 | 1 | 0.76855 | 0.93294 | 56.375 | 0.99675 | 1 | 0.76839 | 0.9329 | 56.375 | 0.99675 | 1 | 0.82069 | 0.94784
| 56.4167 | 0.99675 | 1 | 0.76421 | 0.9317 | 56.4167 | 0.99675 | 1 | 0.76405 | 0.93166 | 56.4167 | 0.99675 | 1 | 0.82444 | 0.94891
| 56.4583 | 0.99675 | 1 | 0.75987 | 0.93046 | 56.4583 | 0.99675 | 1 | 0.75971 | 0.93042 | 56.4583 | 0.99675 | 1 | 0.82818 | 0.94998
| 56.5 | 0.99675 | 1 | 0.75553 | 0.92922 | 56.5 | 0.99675 | 1 | 0.75537 | 0.92918 | 56.5 | 0.99675 | 1 | 0.83016 | 0.95054
| 56.5417 | 0.99675 | 1 | 0.75119 | 0.92798 | 56.5417 | 0.99675 | 1 | 0.75103 | 0.92793 | 56.5417 | 0.99675 | 1 | 0.8286 | 0.9501
| 56.5833 | 0.99675 | 1 | 0.74791 | 0.92705 | 56.5833 | 0.99675 | 1 | 0.74775 | 0.927 | 56.5833 | 0.99675 | 1 | 0.82426 | 0.94886
| 56.625 | 0.99675 | 1 | 0.74817 | 0.92712 | 56.625 | 0.99675 | 1 | 0.74801 | 0.92707 | 56.625 | 0.99675 | 1 | 0.81992 | 0.94762
| 56.6667 | 0.99675 | 1 | 0.75192 | 0.92819 | 56.6667 | 0.99675 | 1 | 0.75176 | 0.92814 | 56.6667 | 0.99675 | 1 | 0.81557 | 0.94638
| 56.7083 | 0.99675 | 1 | 0.75567 | 0.92926 | 56.7083 | 0.99675 | 1 | 0.75551 | 0.92922 | 56.7083 | 0.99675 | 1 | 0.81123 | 0.94514
| 56.75 | 0.99675 | 1 | 0.75943 | 0.93033 | 56.75 | 0.99675 | 1 | 0.75926 | 0.93029 | 56.75 | 0.99675 | 1 | 0.80689 | 0.9439
| 56.7917 | 0.99675 | 1 | 0.76318 | 0.93141 | 56.7917 | 0.99675 | 1 | 0.76301 | 0.93136 | 56.7917 | 0.99675 | 1 | 0.80255 | 0.94265
| 56.8333 | 0.99675 | 1 | 0.76693 | 0.93248 | 56.8333 | 0.99675 | 1 | 0.76677 | 0.93243 | 56.8333 | 0.99675 | 1 | 0.79821 | 0.94141
| 56.875 | 0.99675 | 1 | 0.77068 | 0.93355 | 56.875 | 0.99675 | 1 | 0.77052 | 0.9335 | 56.875 | 0.99675 | 1 | 0.79387 | 0.94017
| 56.9167 | 0.99675 | 1 | 0.77444 | 0.93462 | 56.9167 | 0.99675 | 1 | 0.77427 | 0.93458 | 56.9167 | 0.99675 | 1 | 0.78952 | 0.93893
| 56.9583 | 0.99675 | 1 | 0.77819 | 0.9357 | 56.9583 | 0.99675 | 1 | 0.77802 | 0.93565 | 56.9583 | 0.99675 | 1 | 0.78518 | 0.93769
| 57 | 0.99675 | 1 | 0.78194 | 0.93677 | 57 | 0.99675 | 1 | 0.78177 | 0.93672 | 57 | 0.99675 | 1 | 0.78084 | 0.93645
| 57.0417 | 0.99675 | 1 | 0.78569 | 0.93784 | 57.0417 | 0.99675 | 1 | 0.78552 | 0.93779 | 57.0417 | 0.99675 | 1 | 0.7765 | 0.93521
| 57.0833 | 0.99675 | 1 | 0.78945 | 0.93891 | 57.0833 | 0.99675 | 1 | 0.78927 | 0.93886 | 57.0833 | 0.99675 | 1 | 0.77216 | 0.93397
| 57.125 | 0.99675 | 1 | 0.7932 | 0.93998 | 57.125 | 0.99675 | 1 | 0.79303 | 0.93993 | 57.125 | 0.99675 | 1 | 0.76782 | 0.93273
| 57.1667 | 0.99675 | 1 | 0.79695 | 0.94106 | 57.1667 | 0.99675 | 1 | 0.79678 | 0.94101 | 57.1667 | 0.99675 | 1 | 0.76348 | 0.93149
| 57.2083 | 0.99675 | 1 | 0.8007 | 0.94213 | 57.2083 | 0.99675 | 1 | 0.80053 | 0.94208 | 57.2083 | 0.99675 | 1 | 0.75914 | 0.93025
| 57.25 | 0.99675 | 1 | 0.80446 | 0.9432 | 57.25 | 0.99675 | 1 | 0.80428 | 0.94315 | 57.25 | 0.99675 | 1 | 0.7548 | 0.92901
| 57.2917 | 0.99675 | 1 | 0.80821 | 0.94427 | 57.2917 | 0.99675 | 1 | 0.80803 | 0.94422 | 57.2917 | 0.99675 | 1 | 0.75046 | 0.92777
| 57.3333 | 0.99675 | 1 | 0.81196 | 0.94534 | 57.3333 | 0.99675 | 1 | 0.81178 | 0.94529 | 57.3333 | 0.99675 | 1 | 0.74612 | 0.92653
| 57.375 | 0.99675 | 1 | 0.81571 | 0.94642 | 57.375 | 0.99675 | 1 | 0.81554 | 0.94637 | 57.375 | 0.99675 | 1 | 0.74178 | 0.92529
| 57.4167 | 0.99675 | 1 | 0.81946 | 0.94749 | 57.4167 | 0.99675 | 1 | 0.81929 | 0.94744 | 57.4167 | 0.99675 | 1 | 0.74097 | 0.92506
| 57.4583 | 0.99675 | 1 | 0.82322 | 0.94856 | 57.4583 | 0.99675 | 1 | 0.82304 | 0.94851 | 57.4583 | 0.99675 | 1 | 0.74368 | 0.92583
| 57.5 | 0.99675 | 1 | 0.82697 | 0.94963 | 57.5 | 0.99675 | 1 | 0.82679 | 0.94958 | 57.5 | 0.99675 | 1 | 0.74743 | 0.92691
| 57.5417 | 0.99675 | 1 | 0.83072 | 0.9507 | 57.5417 | 0.99675 | 1 | 0.83054 | 0.95065 | 57.5417 | 0.99675 | 1 | 0.75118 | 0.92798
| 57.5833 | 0.99675 | 1 | 0.83341 | 0.95147 | 57.5833 | 0.99675 | 1 | 0.83323 | 0.95142 | 57.5833 | 0.99675 | 1 | 0.75492 | 0.92905
| 57.625 | 0.99675 | 1 | 0.83256 | 0.95123 | 57.625 | 0.99675 | 1 | 0.83238 | 0.95118 | 57.625 | 0.99675 | 1 | 0.75867 | 0.93012
| 57.6667 | 0.99675 | 1 | 0.82822 | 0.94999 | 57.6667 | 0.99675 | 1 | 0.82804 | 0.94994 | 57.6667 | 0.99675 | 1 | 0.76242 | 0.93119
| 57.7083 | 0.99675 | 1 | 0.82388 | 0.94875 | 57.7083 | 0.99675 | 1 | 0.8237 | 0.9487 | 57.7083 | 0.99675 | 1 | 0.76617 | 0.93226
| 57.75 | 0.99675 | 1 | 0.81954 | 0.94751 | 57.75 | 0.99675 | 1 | 0.81936 | 0.94746 | 57.75 | 0.99675 | 1 | 0.76991 | 0.93333
| 57.7917 | 0.99675 | 1 | 0.8152 | 0.94627 | 57.7917 | 0.99675 | 1 | 0.81502 | 0.94622 | 57.7917 | 0.99675 | 1 | 0.77366 | 0.9344
| 57.8333 | 0.99675 | 1 | 0.81086 | 0.94503 | 57.8333 | 0.99675 | 1 | 0.81067 | 0.94498 | 57.8333 | 0.99675 | 1 | 0.77741 | 0.93547
| 57.875 | 0.99675 | 1 | 0.80652 | 0.94379 | 57.875 | 0.99675 | 1 | 0.80633 | 0.94374 | 57.875 | 0.99675 | 1 | 0.78115 | 0.93654
| 57.9167 | 0.99675 | 1 | 0.80218 | 0.94255 | 57.9167 | 0.99675 | 1 | 0.80199 | 0.9425 | 57.9167 | 0.99675 | 1 | 0.7849 | 0.93761
| 57.9583 | 0.99675 | 1 | 0.79784 | 0.94131 | 57.9583 | 0.99675 | 1 | 0.79765 | 0.94126 | 57.9583 | 0.99675 | 1 | 0.78865 | 0.93868
| 58 | 0.99675 | 1 | 0.7935 | 0.94007 | 58 | 0.99675 | 1 | 0.79331 | 0.94002 | 58 | 0.99675 | 1 | 0.79239 | 0.93975
| 58.0417 | 0.99675 | 1 | 0.78916 | 0.93883 | 58.0417 | 0.99675 | 1 | 0.78897 | 0.93877 | 58.0417 | 0.99675 | 1 | 0.79614 | 0.94082
| 58.0833 | 0.99675 | 1 | 0.78482 | 0.93759 | 58.0833 | 0.99675 | 1 | 0.78463 | 0.93753 | 58.0833 | 0.99675 | 1 | 0.79988 | 0.94189
| 58.125 | 0.99675 | 1 | 0.78048 | 0.93635 | 58.125 | 0.99675 | 1 | 0.78028 | 0.93629 | 58.125 | 0.99675 | 1 | 0.80363 | 0.94296
| 58.1667 | 0.99675 | 1 | 0.77614 | 0.93511 | 58.1667 | 0.99675 | 1 | 0.77594 | 0.93505 | 58.1667 | 0.99675 | 1 | 0.80738 | 0.94403
| 58.2083 | 0.99675 | 1 | 0.77179 | 0.93387 | 58.2083 | 0.99675 | 1 | 0.7716 | 0.93381 | 58.2083 | 0.99675 | 1 | 0.81112 | 0.94511
| 58.25 | 0.99675 | 1 | 0.76745 | 0.93263 | 58.25 | 0.99675 | 1 | 0.76726 | 0.93257 | 58.25 | 0.99675 | 1 | 0.81487 | 0.94618
| 58.2917 | 0.99675 | 1 | 0.76311 | 0.93139 | 58.2917 | 0.99675 | 1 | 0.76292 | 0.93133 | 58.2917 | 0.99675 | 1 | 0.81862 | 0.94725
| 58.3333 | 0.99675 | 1 | 0.75877 | 0.93015 | 58.3333 | 0.99675 | 1 | 0.75858 | 0.93009 | 58.3333 | 0.99675 | 1 | 0.82236 | 0.94832
| 58.375 | 0.99675 | 1 | 0.75443 | 0.92891 | 58.375 | 0.99675 | 1 | 0.75424 | 0.92885 | 58.375 | 0.99675 | 1 | 0.82611 | 0.94939
| 58.4167 | 0.99675 | 1 | 0.75009 | 0.92767 | 58.4167 | 0.99675 | 1 | 0.74989 | 0.92761 | 58.4167 | 0.99675 | 1 | 0.82632 | 0.94945
| 58.4583 | 0.99675 | 1 | 0.74575 | 0.92643 | 58.4583 | 0.99675 | 1 | 0.74555 | 0.92637 | 58.4583 | 0.99675 | 1 | 0.82302 | 0.9485
| 58.5 | 0.99675 | 1 | 0.74425 | 0.926 | 58.5 | 0.99675 | 1 | 0.74405 | 0.92594 | 58.5 | 0.99675 | 1 | 0.81868 | 0.94726
| 58.5417 | 0.99675 | 1 | 0.74626 | 0.92657 | 58.5417 | 0.99675 | 1 | 0.74606 | 0.92652 | 58.5417 | 0.99675 | 1 | 0.81433 | 0.94602
| 58.5833 | 0.99675 | 1 | 0.75001 | 0.92765 | 58.5833 | 0.99675 | 1 | 0.74981 | 0.92759 | 58.5833 | 0.99675 | 1 | 0.80999 | 0.94478
| 58.625 | 0.99675 | 1 | 0.75377 | 0.92872 | 58.625 | 0.99675 | 1 | 0.75356 | 0.92866 | 58.625 | 0.99675 | 1 | 0.80565 | 0.94354
| 58.6667 | 0.99675 | 1 | 0.75752 | 0.92979 | 58.6667 | 0.99675 | 1 | 0.75731 | 0.92973 | 58.6667 | 0.99675 | 1 | 0.80131 | 0.9423
| 58.7083 | 0.99675 | 1 | 0.76127 | 0.93086 | 58.7083 | 0.99675 | 1 | 0.76107 | 0.9308 | 58.7083 | 0.99675 | 1 | 0.79697 | 0.94106
| 58.75 | 0.99675 | 1 | 0.76502 | 0.93193 | 58.75 | 0.99675 | 1 | 0.76481 | 0.93187 | 58.75 | 0.99675 | 1 | 0.79262 | 0.93982
| 58.7917 | 0.99675 | 1 | 0.76877 | 0.933 | 58.7917 | 0.99675 | 1 | 0.76856 | 0.93295 | 58.7917 | 0.99675 | 1 | 0.78828 | 0.93858
| 58.8333 | 0.99675 | 1 | 0.77252 | 0.93408 | 58.8333 | 0.99675 | 1 | 0.77231 | 0.93402 | 58.8333 | 0.99675 | 1 | 0.78394 | 0.93734
| 58.875 | 0.99675 | 1 | 0.77627 | 0.93515 | 58.875 | 0.99675 | 1 | 0.77606 | 0.93509 | 58.875 | 0.99675 | 1 | 0.7796 | 0.9361
| 58.9167 | 0.99675 | 1 | 0.78002 | 0.93622 | 58.9167 | 0.99675 | 1 | 0.77981 | 0.93616 | 58.9167 | 0.99675 | 1 | 0.77526 | 0.93486
| 58.9583 | 0.99675 | 1 | 0.78377 | 0.93729 | 58.9583 | 0.99675 | 1 | 0.78356 | 0.93723 | 58.9583 | 0.99675 | 1 | 0.77092 | 0.93362
| 59 | 0.99675 | 1 | 0.78752 | 0.93836 | 59 | 0.99675 | 1 | 0.78731 | 0.9383 | 59 | 0.99675 | 1 | 0.76658 | 0.93238
| 59.0417 | 0.99675 | 1 | 0.79127 | 0.93943 | 59.0417 | 0.99675 | 1 | 0.79106 | 0.93937 | 59.0417 | 0.99675 | 1 | 0.76224 | 0.93114
| 59.0833 | 0.99675 | 1 | 0.79501 | 0.9405 | 59.0833 | 0.99675 | 1 | 0.79481 | 0.94044 | 59.0833 | 0.99675 | 1 | 0.7579 | 0.9299
| 59.125 | 0.99675 | 1 | 0.79876 | 0.94157 | 59.125 | 0.99675 | 1 | 0.79855 | 0.94151 | 59.125 | 0.99675 | 1 | 0.75356 | 0.92866
| 59.1667 | 0.99675 | 1 | 0.80251 | 0.94265 | 59.1667 | 0.99675 | 1 | 0.8023 | 0.94259 | 59.1667 | 0.99675 | 1 | 0.74922 | 0.92742
| 59.2083 | 0.99675 | 1 | 0.80626 | 0.94372 | 59.2083 | 0.99675 | 1 | 0.80605 | 0.94366 | 59.2083 | 0.99675 | 1 | 0.74488 | 0.92618
| 59.25 | 0.99675 | 1 | 0.81001 | 0.94479 | 59.25 | 0.99675 | 1 | 0.8098 | 0.94473 | 59.25 | 0.99675 | 1 | 0.74268 | 0.92555
| 59.2917 | 0.99675 | 1 | 0.81376 | 0.94586 | 59.2917 | 0.99675 | 1 | 0.81355 | 0.9458 | 59.2917 | 0.99675 | 1 | 0.74399 | 0.92593
| 59.3333 | 0.99675 | 1 | 0.81751 | 0.94693 | 59.3333 | 0.99675 | 1 | 0.8173 | 0.94687 | 59.3333 | 0.99675 | 1 | 0.74777 | 0.927
| 59.375 | 0.99675 | 1 | 0.82126 | 0.948 | 59.375 | 0.99675 | 1 | 0.82105 | 0.94794 | 59.375 | 0.99675 | 1 | 0.75154 | 0.92808
| 59.4167 | 0.99675 | 1 | 0.82501 | 0.94907 | 59.4167 | 0.99675 | 1 | 0.82479 | 0.94901 | 59.4167 | 0.99675 | 1 | 0.75531 | 0.92916
| 59.4583 | 0.99675 | 1 | 0.82876 | 0.95014 | 59.4583 | 0.99675 | 1 | 0.82854 | 0.95008 | 59.4583 | 0.99675 | 1 | 0.75906 | 0.93023
| 59.5 | 0.99675 | 1 | 0.82967 | 0.9504 | 59.5 | 0.99675 | 1 | 0.82945 | 0.95034 | 59.5 | 0.99675 | 1 | 0.76282 | 0.9313
| 59.5417 | 0.99675 | 1 | 0.82707 | 0.94966 | 59.5417 | 0.99675 | 1 | 0.82685 | 0.9496 | 59.5417 | 0.99675 | 1 | 0.76657 | 0.93238
| 59.5833 | 0.99675 | 1 | 0.82272 | 0.94842 | 59.5833 | 0.99675 | 1 | 0.8225 | 0.94836 | 59.5833 | 0.99675 | 1 | 0.77032 | 0.93345
| 59.625 | 0.99675 | 1 | 0.81838 | 0.94718 | 59.625 | 0.99675 | 1 | 0.81816 | 0.94712 | 59.625 | 0.99675 | 1 | 0.77407 | 0.93452
| 59.6667 | 0.99675 | 1 | 0.81403 | 0.94594 | 59.6667 | 0.99675 | 1 | 0.81381 | 0.94587 | 59.6667 | 0.99675 | 1 | 0.77782 | 0.93559
| 59.7083 | 0.99675 | 1 | 0.80969 | 0.9447 | 59.7083 | 0.99675 | 1 | 0.80947 | 0.94463 | 59.7083 | 0.99675 | 1 | 0.78157 | 0.93666
| 59.75 | 0.99675 | 1 | 0.80535 | 0.94346 | 59.75 | 0.99675 | 1 | 0.80513 | 0.94339 | 59.75 | 0.99675 | 1 | 0.78531 | 0.93773
| 59.7917 | 0.99675 | 1 | 0.80101 | 0.94221 | 59.7917 | 0.99675 | 1 | 0.80079 | 0.94215 | 59.7917 | 0.99675 | 1 | 0.78906 | 0.9388
| 59.8333 | 0.99675 | 1 | 0.79667 | 0.94097 | 59.8333 | 0.99675 | 1 | 0.79644 | 0.94091 | 59.8333 | 0.99675 | 1 | 0.79281 | 0.93987
| 59.875 | 0.99675 | 1 | 0.79233 | 0.93973 | 59.875 | 0.99675 | 1 | 0.7921 | 0.93967 | 59.875 | 0.99675 | 1 | 0.79655 | 0.94094
| 59.9167 | 0.99675 | 1 | 0.78798 | 0.93849 | 59.9167 | 0.99675 | 1 | 0.78776 | 0.93843 | 59.9167 | 0.99675 | 1 | 0.8003 | 0.94201
| 59.9583 | 0.99675 | 1 | 0.78364 | 0.93725 | 59.9583 | 0.99675 | 1 | 0.78342 | 0.93719 | 59.9583 | 0.99675 | 1 | 0.80405 | 0.94308
| 60 | 0.99675 | 1 | 0.7793 | 0.93601 | 60 | 0.99675 | 1 | 0.77908 | 0.93595 | 60 | 0.99675 | 1 | 0.80779 | 0.94415
| 60.0417 | 0.99675 | 1 | 0.77496 | 0.93477 | 60.0417 | 0.99675 | 1 | 0.77473 | 0.93471 | 60.0417 | 0.99675 | 1 | 0.81154 | 0.94522
| 60.0833 | 0.99675 | 1 | 0.77062 | 0.93353 | 60.0833 | 0.99675 | 1 | 0.77039 | 0.93347 | 60.0833 | 0.99675 | 1 | 0.81529 | 0.94629
| 60.125 | 0.99675 | 1 | 0.76628 | 0.93229 | 60.125 | 0.99675 | 1 | 0.76605 | 0.93223 | 60.125 | 0.99675 | 1 | 0.81903 | 0.94737
| 60.1667 | 0.99675 | 1 | 0.76194 | 0.93105 | 60.1667 | 0.99675 | 1 | 0.76171 | 0.93099 | 60.1667 | 0.99675 | 1 | 0.82278 | 0.94844
| 60.2083 | 0.99675 | 1 | 0.7576 | 0.92981 | 60.2083 | 0.99675 | 1 | 0.75737 | 0.92975 | 60.2083 | 0.99675 | 1 | 0.82652 | 0.94951
| 60.25 | 0.99675 | 1 | 0.75326 | 0.92857 | 60.25 | 0.99675 | 1 | 0.75303 | 0.92851 | 60.25 | 0.99675 | 1 | 0.82813 | 0.94996
| 60.2917 | 0.99675 | 1 | 0.74892 | 0.92733 | 60.2917 | 0.99675 | 1 | 0.74869 | 0.92727 | 60.2917 | 0.99675 | 1 | 0.82622 | 0.94942
| 60.3333 | 0.99675 | 1 | 0.74458 | 0.92609 | 60.3333 | 0.99675 | 1 | 0.74434 | 0.92603 | 60.3333 | 0.99675 | 1 | 0.82184 | 0.94817
| 60.375 | 0.99675 | 1 | 0.74097 | 0.92506 | 60.375 | 0.99675 | 1 | 0.74109 | 0.9251 | 60.375 | 0.99675 | 1 | 0.81748 | 0.94692
| 60.4167 | 0.99675 | 1 | 0.74088 | 0.92504 | 60.4167 | 0.99675 | 1 | 0.74136 | 0.92517 | 60.4167 | 0.99675 | 1 | 0.81312 | 0.94568
| 60.4583 | 0.99675 | 1 | 0.74429 | 0.92601 | 60.4583 | 0.99675 | 1 | 0.74512 | 0.92625 | 60.4583 | 0.99675 | 1 | 0.80877 | 0.94443
| 60.5 | 0.99675 | 1 | 0.74804 | 0.92708 | 60.5 | 0.99675 | 1 | 0.74887 | 0.92732 | 60.5 | 0.99675 | 1 | 0.80442 | 0.94319
| 60.5417 | 0.99675 | 1 | 0.75179 | 0.92815 | 60.5417 | 0.99675 | 1 | 0.75262 | 0.92839 | 60.5417 | 0.99675 | 1 | 0.80007 | 0.94195
| 60.5833 | 0.99675 | 1 | 0.75554 | 0.92923 | 60.5833 | 0.99675 | 1 | 0.75637 | 0.92946 | 60.5833 | 0.99675 | 1 | 0.79573 | 0.94071
| 60.625 | 0.99675 | 1 | 0.75929 | 0.9303 | 60.625 | 0.99675 | 1 | 0.76012 | 0.93053 | 60.625 | 0.99675 | 1 | 0.79138 | 0.93947
| 60.6667 | 0.99675 | 1 | 0.76304 | 0.93137 | 60.6667 | 0.99675 | 1 | 0.76387 | 0.9316 | 60.6667 | 0.99675 | 1 | 0.78704 | 0.93822
| 60.7083 | 0.99675 | 1 | 0.76679 | 0.93244 | 60.7083 | 0.99675 | 1 | 0.76762 | 0.93268 | 60.7083 | 0.99675 | 1 | 0.7827 | 0.93698
| 60.75 | 0.99675 | 1 | 0.77054 | 0.93351 | 60.75 | 0.99675 | 1 | 0.77136 | 0.93375 | 60.75 | 0.99675 | 1 | 0.77836 | 0.93574
| 60.7917 | 0.99675 | 1 | 0.77428 | 0.93458 | 60.7917 | 0.99675 | 1 | 0.77511 | 0.93482 | 60.7917 | 0.99675 | 1 | 0.77402 | 0.9345
| 60.8333 | 0.99675 | 1 | 0.77803 | 0.93565 | 60.8333 | 0.99675 | 1 | 0.77886 | 0.93589 | 60.8333 | 0.99675 | 1 | 0.76968 | 0.93326
| 60.875 | 0.99675 | 1 | 0.78178 | 0.93672 | 60.875 | 0.99675 | 1 | 0.7826 | 0.93696 | 60.875 | 0.99675 | 1 | 0.76533 | 0.93202
| 60.9167 | 0.99675 | 1 | 0.78552 | 0.93779 | 60.9167 | 0.99675 | 1 | 0.78635 | 0.93803 | 60.9167 | 0.99675 | 1 | 0.76099 | 0.93078
| 60.9583 | 0.99675 | 1 | 0.78927 | 0.93886 | 60.9583 | 0.99675 | 1 | 0.7901 | 0.9391 | 60.9583 | 0.99675 | 1 | 0.75842 | 0.93005
| 61 | 0.99675 | 1 | 0.79302 | 0.93993 | 61 | 0.99675 | 1 | 0.79384 | 0.94017 | 61 | 0.99675 | 1 | 0.75936 | 0.93031
| 61.0417 | 0.99675 | 1 | 0.79676 | 0.941 | 61.0417 | 0.99675 | 1 | 0.79759 | 0.94124 | 61.0417 | 0.99675 | 1 | 0.76273 | 0.93128
| 61.0833 | 0.99675 | 1 | 0.80051 | 0.94207 | 61.0833 | 0.99675 | 1 | 0.80133 | 0.94231 | 61.0833 | 0.99675 | 1 | 0.7661 | 0.93224
| 61.125 | 0.99675 | 1 | 0.80426 | 0.94314 | 61.125 | 0.99675 | 1 | 0.80508 | 0.94338 | 61.125 | 0.99675 | 1 | 0.76947 | 0.9332
| 61.1667 | 0.99675 | 1 | 0.808 | 0.94421 | 61.1667 | 0.99675 | 1 | 0.80883 | 0.94445 | 61.1667 | 0.99675 | 1 | 0.77284 | 0.93417
| 61.2083 | 0.99675 | 1 | 0.81175 | 0.94528 | 61.2083 | 0.99675 | 1 | 0.81257 | 0.94552 | 61.2083 | 0.99675 | 1 | 0.77621 | 0.93513
| 61.25 | 0.99675 | 1 | 0.81549 | 0.94635 | 61.25 | 0.99675 | 1 | 0.81632 | 0.94659 | 61.25 | 0.99675 | 1 | 0.77958 | 0.93609
| 61.2917 | 0.99675 | 1 | 0.81924 | 0.94742 | 61.2917 | 0.99675 | 1 | 0.82006 | 0.94766 | 61.2917 | 0.99675 | 1 | 0.78295 | 0.93706
| 61.3333 | 0.99675 | 1 | 0.82299 | 0.94849 | 61.3333 | 0.99675 | 1 | 0.82381 | 0.94873 | 61.3333 | 0.99675 | 1 | 0.78632 | 0.93802
| 61.375 | 0.99675 | 1 | 0.826 | 0.94936 | 61.375 | 0.99675 | 1 | 0.82647 | 0.94949 | 61.375 | 0.99675 | 1 | 0.78969 | 0.93898
| 61.4167 | 0.99675 | 1 | 0.8255 | 0.94921 | 61.4167 | 0.99675 | 1 | 0.8256 | 0.94924 | 61.4167 | 0.99675 | 1 | 0.79306 | 0.93995
| 61.4583 | 0.99675 | 1 | 0.82149 | 0.94807 | 61.4583 | 0.99675 | 1 | 0.82125 | 0.948 | 61.4583 | 0.99675 | 1 | 0.79644 | 0.94091
| 61.5 | 0.99675 | 1 | 0.81714 | 0.94683 | 61.5 | 0.99675 | 1 | 0.8169 | 0.94676 | 61.5 | 0.99675 | 1 | 0.79981 | 0.94187
| 61.5417 | 0.99675 | 1 | 0.8128 | 0.94558 | 61.5417 | 0.99675 | 1 | 0.81255 | 0.94551 | 61.5417 | 0.99675 | 1 | 0.80318 | 0.94283
| 61.5833 | 0.99675 | 1 | 0.80845 | 0.94434 | 61.5833 | 0.99675 | 1 | 0.8082 | 0.94427 | 61.5833 | 0.99675 | 1 | 0.80655 | 0.9438
| 61.625 | 0.99675 | 1 | 0.80411 | 0.9431 | 61.625 | 0.99675 | 1 | 0.80386 | 0.94303 | 61.625 | 0.99675 | 1 | 0.80992 | 0.94476
| 61.6667 | 0.99675 | 1 | 0.79977 | 0.94186 | 61.6667 | 0.99675 | 1 | 0.79952 | 0.94179 | 61.6667 | 0.99675 | 1 | 0.81329 | 0.94572
| 61.7083 | 0.99675 | 1 | 0.79542 | 0.94062 | 61.7083 | 0.99675 | 1 | 0.79517 | 0.94055 | 61.7083 | 0.99675 | 1 | 0.81666 | 0.94669
| 61.75 | 0.99675 | 1 | 0.79108 | 0.93938 | 61.75 | 0.99675 | 1 | 0.79083 | 0.93931 | 61.75 | 0.99675 | 1 | 0.82003 | 0.94765
| 61.7917 | 0.99675 | 1 | 0.78674 | 0.93814 | 61.7917 | 0.99675 | 1 | 0.78649 | 0.93807 | 61.7917 | 0.99675 | 1 | 0.8234 | 0.94861
| 61.8333 | 0.99675 | 1 | 0.7824 | 0.9369 | 61.8333 | 0.99675 | 1 | 0.78215 | 0.93683 | 61.8333 | 0.99675 | 1 | 0.82678 | 0.94958
| 61.875 | 0.99675 | 1 | 0.77806 | 0.93566 | 61.875 | 0.99675 | 1 | 0.77781 | 0.93559 | 61.875 | 0.99675 | 1 | 0.83015 | 0.95054
| 61.9167 | 0.99675 | 1 | 0.77372 | 0.93442 | 61.9167 | 0.99675 | 1 | 0.77346 | 0.93434 | 61.9167 | 0.99675 | 1 | 0.83352 | 0.9515
| 61.9583 | 0.99675 | 1 | 0.76938 | 0.93318 | 61.9583 | 0.99675 | 1 | 0.76912 | 0.9331 | 61.9583 | 0.99675 | 1 | 0.83512 | 0.95196
| 62 | 0.99675 | 1 | 0.76504 | 0.93194 | 62 | 0.99675 | 1 | 0.76478 | 0.93186 | 62 | 0.99675 | 1 | 0.83322 | 0.95142
| 62.0417 | 0.99675 | 1 | 0.7607 | 0.9307 | 62.0417 | 0.99675 | 1 | 0.76044 | 0.93062 | 62.0417 | 0.99675 | 1 | 0.82888 | 0.95018
| 62.0833 | 0.99675 | 1 | 0.75635 | 0.92946 | 62.0833 | 0.99675 | 1 | 0.7561 | 0.92938 | 62.0833 | 0.99675 | 1 | 0.82454 | 0.94894
| 62.125 | 0.99675 | 1 | 0.75201 | 0.92822 | 62.125 | 0.99675 | 1 | 0.75175 | 0.92814 | 62.125 | 0.99675 | 1 | 0.8202 | 0.9477
| 62.1667 | 0.99675 | 1 | 0.74767 | 0.92698 | 62.1667 | 0.99675 | 1 | 0.74741 | 0.9269 | 62.1667 | 0.99675 | 1 | 0.81585 | 0.94646
| 62.2083 | 0.99675 | 1 | 0.74475 | 0.92614 | 62.2083 | 0.99675 | 1 | 0.74484 | 0.92617 | 62.2083 | 0.99675 | 1 | 0.81151 | 0.94522
| 62.25 | 0.99675 | 1 | 0.74535 | 0.92631 | 62.25 | 0.99675 | 1 | 0.74579 | 0.92644 | 62.25 | 0.99675 | 1 | 0.80717 | 0.94398
| 62.2917 | 0.99675 | 1 | 0.74876 | 0.92729 | 62.2917 | 0.99675 | 1 | 0.7492 | 0.92741 | 62.2917 | 0.99675 | 1 | 0.80283 | 0.94274
| 62.3333 | 0.99675 | 1 | 0.75216 | 0.92826 | 62.3333 | 0.99675 | 1 | 0.7526 | 0.92839 | 62.3333 | 0.99675 | 1 | 0.79849 | 0.9415
| 62.375 | 0.99675 | 1 | 0.75557 | 0.92923 | 62.375 | 0.99675 | 1 | 0.75601 | 0.92936 | 62.375 | 0.99675 | 1 | 0.79415 | 0.94026
| 62.4167 | 0.99675 | 1 | 0.75897 | 0.9302 | 62.4167 | 0.99675 | 1 | 0.75941 | 0.93033 | 62.4167 | 0.99675 | 1 | 0.78981 | 0.93902
| 62.4583 | 0.99675 | 1 | 0.76237 | 0.93118 | 62.4583 | 0.99675 | 1 | 0.7628 | 0.9313 | 62.4583 | 0.99675 | 1 | 0.78547 | 0.93778
| 62.5 | 0.99675 | 1 | 0.76577 | 0.93215 | 62.5 | 0.99675 | 1 | 0.7662 | 0.93227 | 62.5 | 0.99675 | 1 | 0.78113 | 0.93654
| 62.5417 | 0.99675 | 1 | 0.76917 | 0.93312 | 62.5417 | 0.99675 | 1 | 0.7696 | 0.93324 | 62.5417 | 0.99675 | 1 | 0.77679 | 0.9353
| 62.5833 | 0.99675 | 1 | 0.77256 | 0.93409 | 62.5833 | 0.99675 | 1 | 0.77299 | 0.93421 | 62.5833 | 0.99675 | 1 | 0.77245 | 0.93406
| 62.625 | 0.99675 | 1 | 0.77596 | 0.93506 | 62.625 | 0.99675 | 1 | 0.77639 | 0.93518 | 62.625 | 0.99675 | 1 | 0.76811 | 0.93281
| 62.6667 | 0.99675 | 1 | 0.77936 | 0.93603 | 62.6667 | 0.99675 | 1 | 0.77978 | 0.93615 | 62.6667 | 0.99675 | 1 | 0.76377 | 0.93157
| 62.7083 | 0.99675 | 1 | 0.78276 | 0.937 | 62.7083 | 0.99675 | 1 | 0.78317 | 0.93712 | 62.7083 | 0.99675 | 1 | 0.75943 | 0.93033
| 62.75 | 0.99675 | 1 | 0.78615 | 0.93797 | 62.75 | 0.99675 | 1 | 0.78657 | 0.93809 | 62.75 | 0.99678 | 1 | 0.75616 | 0.92941
| 62.7917 | 0.99675 | 1 | 0.78955 | 0.93894 | 62.7917 | 0.99675 | 1 | 0.78996 | 0.93906 | 62.7917 | 0.99681 | 1 | 0.75642 | 0.92949
| 62.8333 | 0.99675 | 1 | 0.79295 | 0.93991 | 62.8333 | 0.99675 | 1 | 0.79335 | 0.94003 | 62.8333 | 0.99681 | 1 | 0.76019 | 0.93057
| 62.875 | 0.99675 | 1 | 0.79634 | 0.94088 | 62.875 | 0.99675 | 1 | 0.79675 | 0.941 | 62.875 | 0.99681 | 1 | 0.76395 | 0.93164
| 62.9167 | 0.99675 | 1 | 0.79974 | 0.94185 | 62.9167 | 0.99675 | 1 | 0.80014 | 0.94197 | 62.9167 | 0.99681 | 1 | 0.7677 | 0.93272
| 62.9583 | 0.99675 | 1 | 0.80313 | 0.94282 | 62.9583 | 0.99675 | 1 | 0.80353 | 0.94294 | 62.9583 | 0.99681 | 1 | 0.77146 | 0.93379
| 63 | 0.99675 | 1 | 0.80653 | 0.94379 | 63 | 0.99675 | 1 | 0.80693 | 0.94391 | 63 | 0.99681 | 1 | 0.77522 | 0.93486
| 63.0417 | 0.99675 | 1 | 0.80993 | 0.94476 | 63.0417 | 0.99675 | 1 | 0.81032 | 0.94488 | 63.0417 | 0.99681 | 1 | 0.77897 | 0.93594
| 63.0833 | 0.99675 | 1 | 0.81332 | 0.94573 | 63.0833 | 0.99675 | 1 | 0.81371 | 0.94585 | 63.0833 | 0.99681 | 1 | 0.78273 | 0.93701
| 63.125 | 0.99675 | 1 | 0.81672 | 0.9467 | 63.125 | 0.99675 | 1 | 0.81711 | 0.94681 | 63.125 | 0.99681 | 1 | 0.78648 | 0.93808
| 63.1667 | 0.99675 | 1 | 0.82012 | 0.94767 | 63.1667 | 0.99675 | 1 | 0.8205 | 0.94778 | 63.1667 | 0.99681 | 1 | 0.79023 | 0.93915
| 63.2083 | 0.99675 | 1 | 0.8221 | 0.94824 | 63.2083 | 0.99675 | 1 | 0.82212 | 0.94825 | 63.2083 | 0.99681 | 1 | 0.79399 | 0.94023
| 63.25 | 0.99675 | 1 | 0.82055 | 0.9478 | 63.25 | 0.99675 | 1 | 0.82023 | 0.94771 | 63.25 | 0.99681 | 1 | 0.79774 | 0.9413
| 63.2917 | 0.99675 | 1 | 0.8162 | 0.94656 | 63.2917 | 0.99675 | 1 | 0.81587 | 0.94646 | 63.2917 | 0.99681 | 1 | 0.80149 | 0.94237
| 63.3333 | 0.99675 | 1 | 0.81185 | 0.94531 | 63.3333 | 0.99675 | 1 | 0.81151 | 0.94522 | 63.3333 | 0.99681 | 1 | 0.80525 | 0.94344
| 63.375 | 0.99675 | 1 | 0.8075 | 0.94407 | 63.375 | 0.99675 | 1 | 0.80716 | 0.94397 | 63.375 | 0.99681 | 1 | 0.809 | 0.94452
| 63.4167 | 0.99675 | 1 | 0.80316 | 0.94283 | 63.4167 | 0.99675 | 1 | 0.80282 | 0.94273 | 63.4167 | 0.99681 | 1 | 0.81275 | 0.94559
| 63.4583 | 0.99675 | 1 | 0.79881 | 0.94159 | 63.4583 | 0.99675 | 1 | 0.79847 | 0.94149 | 63.4583 | 0.99681 | 1 | 0.81651 | 0.94666
| 63.5 | 0.99675 | 1 | 0.79447 | 0.94035 | 63.5 | 0.99675 | 1 | 0.79413 | 0.94025 | 63.5 | 0.99681 | 1 | 0.82026 | 0.94773
| 63.5417 | 0.99675 | 1 | 0.79013 | 0.93911 | 63.5417 | 0.99675 | 1 | 0.78978 | 0.93901 | 63.5417 | 0.99681 | 1 | 0.82401 | 0.94881
| 63.5833 | 0.99675 | 1 | 0.78579 | 0.93787 | 63.5833 | 0.99675 | 1 | 0.78544 | 0.93777 | 63.5833 | 0.99681 | 1 | 0.82777 | 0.94988
| 63.625 | 0.99675 | 1 | 0.78144 | 0.93663 | 63.625 | 0.99675 | 1 | 0.7811 | 0.93653 | 63.625 | 0.99681 | 1 | 0.83152 | 0.95095
| 63.6667 | 0.99675 | 1 | 0.7771 | 0.93538 | 63.6667 | 0.99675 | 1 | 0.77675 | 0.93529 | 63.6667 | 0.99681 | 1 | 0.83528 | 0.95202
| 63.7083 | 0.99675 | 1 | 0.77276 | 0.93414 | 63.7083 | 0.99675 | 1 | 0.77241 | 0.93404 | 63.7083 | 0.99681 | 1 | 0.83903 | 0.9531
| 63.75 | 0.99675 | 1 | 0.76842 | 0.9329 | 63.75 | 0.99675 | 1 | 0.76807 | 0.9328 | 63.75 | 0.99677 | 1 | 0.84171 | 0.95385
| 63.7917 | 0.99675 | 1 | 0.76408 | 0.93166 | 63.7917 | 0.99675 | 1 | 0.76373 | 0.93156 | 63.7917 | 0.99675 | 1 | 0.84086 | 0.9536
| 63.8333 | 0.99675 | 1 | 0.76008 | 0.93052 | 63.8333 | 0.99675 | 1 | 0.76008 | 0.93052 | 63.8333 | 0.99675 | 1 | 0.83651 | 0.95236
| 63.875 | 0.99675 | 1 | 0.75963 | 0.93039 | 63.875 | 0.99675 | 1 | 0.75997 | 0.93049 | 63.875 | 0.99675 | 1 | 0.83216 | 0.95112
| 63.9167 | 0.99675 | 1 | 0.76268 | 0.93126 | 63.9167 | 0.99675 | 1 | 0.76336 | 0.93146 | 63.9167 | 0.99675 | 1 | 0.82782 | 0.94987
| 63.9583 | 0.99675 | 1 | 0.76643 | 0.93234 | 63.9583 | 0.99675 | 1 | 0.76711 | 0.93253 | 63.9583 | 0.99675 | 1 | 0.82347 | 0.94863
| 64 | 0.99675 | 1 | 0.77018 | 0.93341 | 64 | 0.99675 | 1 | 0.77085 | 0.9336 | 64 | 0.99675 | 1 | 0.81913 | 0.94739
| 64.0417 | 0.99675 | 1 | 0.77393 | 0.93448 | 64.0417 | 0.99675 | 1 | 0.7746 | 0.93467 | 64.0417 | 0.99675 | 1 | 0.81479 | 0.94615
| 64.0833 | 0.99675 | 1 | 0.77767 | 0.93555 | 64.0833 | 0.99675 | 1 | 0.77835 | 0.93574 | 64.0833 | 0.99675 | 1 | 0.81044 | 0.94491
| 64.125 | 0.99675 | 1 | 0.78142 | 0.93662 | 64.125 | 0.99675 | 1 | 0.7821 | 0.93681 | 64.125 | 0.99675 | 1 | 0.8061 | 0.94367
| 64.1667 | 0.99675 | 1 | 0.78517 | 0.93769 | 64.1667 | 0.99675 | 1 | 0.78585 | 0.93788 | 64.1667 | 0.99675 | 1 | 0.80176 | 0.94243
| 64.2083 | 0.99675 | 1 | 0.78893 | 0.93876 | 64.2083 | 0.99675 | 1 | 0.78959 | 0.93895 | 64.2083 | 0.99675 | 1 | 0.79742 | 0.94119
| 64.25 | 0.99675 | 1 | 0.79268 | 0.93983 | 64.25 | 0.99675 | 1 | 0.79334 | 0.94003 | 64.25 | 0.99675 | 1 | 0.79308 | 0.93995
| 64.2917 | 0.99675 | 1 | 0.79643 | 0.94091 | 64.2917 | 0.99675 | 1 | 0.79709 | 0.9411 | 64.2917 | 0.99675 | 1 | 0.78874 | 0.93871
| 64.3333 | 0.99675 | 1 | 0.80018 | 0.94198 | 64.3333 | 0.99675 | 1 | 0.80084 | 0.94217 | 64.3333 | 0.99675 | 1 | 0.7844 | 0.93747
| 64.375 | 0.99675 | 1 | 0.80393 | 0.94305 | 64.375 | 0.99675 | 1 | 0.80459 | 0.94324 | 64.375 | 0.99675 | 1 | 0.78006 | 0.93623
| 64.4167 | 0.99675 | 1 | 0.80768 | 0.94412 | 64.4167 | 0.99675 | 1 | 0.80834 | 0.94431 | 64.4167 | 0.99675 | 1 | 0.77572 | 0.93499
| 64.4583 | 0.99675 | 1 | 0.81143 | 0.94519 | 64.4583 | 0.99675 | 1 | 0.81209 | 0.94538 | 64.4583 | 0.99675 | 1 | 0.77138 | 0.93375
| 64.5 | 0.99675 | 1 | 0.81518 | 0.94626 | 64.5 | 0.99675 | 1 | 0.81585 | 0.94645 | 64.5 | 0.99675 | 1 | 0.76704 | 0.93251
| 64.5417 | 0.99675 | 1 | 0.81893 | 0.94734 | 64.5417 | 0.99675 | 1 | 0.8196 | 0.94753 | 64.5417 | 0.99675 | 1 | 0.7627 | 0.93127
| 64.5833 | 0.99675 | 1 | 0.82268 | 0.94841 | 64.5833 | 0.99675 | 1 | 0.82335 | 0.9486 | 64.5833 | 0.99675 | 1 | 0.75836 | 0.93003
| 64.625 | 0.99675 | 1 | 0.82643 | 0.94948 | 64.625 | 0.99675 | 1 | 0.8271 | 0.94967 | 64.625 | 0.99675 | 1 | 0.75402 | 0.92879
| 64.6667 | 0.99675 | 1 | 0.83018 | 0.95055 | 64.6667 | 0.99675 | 1 | 0.83085 | 0.95074 | 64.6667 | 0.99675 | 1 | 0.7511 | 0.92796
| 64.7083 | 0.99675 | 1 | 0.83393 | 0.95162 | 64.7083 | 0.99675 | 1 | 0.8346 | 0.95181 | 64.7083 | 0.99675 | 1 | 0.75171 | 0.92813
| 64.75 | 0.99675 | 1 | 0.83768 | 0.95269 | 64.75 | 0.99675 | 1 | 0.83835 | 0.95288 | 64.75 | 0.99673 | 1 | 0.75582 | 0.9293
| 64.7917 | 0.99675 | 1 | 0.84143 | 0.95377 | 64.7917 | 0.99675 | 1 | 0.8421 | 0.95395 | 64.7917 | 0.99672 | 1 | 0.75992 | 0.93047
| 64.8333 | 0.99675 | 1 | 0.84484 | 0.95474 | 64.8333 | 0.99675 | 1 | 0.84515 | 0.95483 | 64.8333 | 0.99672 | 1 | 0.76403 | 0.93164
| 64.875 | 0.99675 | 1 | 0.8447 | 0.9547 | 64.875 | 0.99675 | 1 | 0.84467 | 0.95469 | 64.875 | 0.99672 | 1 | 0.76813 | 0.93281
| 64.9167 | 0.99675 | 1 | 0.84106 | 0.95366 | 64.9167 | 0.99675 | 1 | 0.84069 | 0.95355 | 64.9167 | 0.99672 | 1 | 0.77223 | 0.93399
| 64.9583 | 0.99675 | 1 | 0.83673 | 0.95242 | 64.9583 | 0.99675 | 1 | 0.83635 | 0.95231 | 64.9583 | 0.99672 | 1 | 0.77633 | 0.93516
| 65 | 0.99675 | 1 | 0.83239 | 0.95118 | 65 | 0.99675 | 1 | 0.83201 | 0.95107 | 65 | 0.99672 | 1 | 0.78043 | 0.93633
| 65.0417 | 0.99675 | 1 | 0.82805 | 0.94994 | 65.0417 | 0.99675 | 1 | 0.82768 | 0.94983 | 65.0417 | 0.99672 | 1 | 0.78454 | 0.9375
| 65.0833 | 0.99675 | 1 | 0.82371 | 0.9487 | 65.0833 | 0.99675 | 1 | 0.82334 | 0.94859 | 65.0833 | 0.99672 | 1 | 0.78864 | 0.93867
| 65.125 | 0.99675 | 1 | 0.81937 | 0.94746 | 65.125 | 0.99675 | 1 | 0.819 | 0.94735 | 65.125 | 0.99672 | 1 | 0.79274 | 0.93984
| 65.1667 | 0.99675 | 1 | 0.81503 | 0.94622 | 65.1667 | 0.99675 | 1 | 0.81465 | 0.94611 | 65.1667 | 0.99672 | 1 | 0.79684 | 0.94102
| 65.2083 | 0.99675 | 1 | 0.81069 | 0.94498 | 65.2083 | 0.99675 | 1 | 0.81031 | 0.94487 | 65.2083 | 0.99672 | 1 | 0.80094 | 0.94219
| 65.25 | 0.99675 | 1 | 0.80635 | 0.94374 | 65.25 | 0.99675 | 1 | 0.80597 | 0.94363 | 65.25 | 0.99672 | 1 | 0.80504 | 0.94336
| 65.2917 | 0.99675 | 1 | 0.80201 | 0.9425 | 65.2917 | 0.99675 | 1 | 0.80163 | 0.94239 | 65.2917 | 0.99672 | 1 | 0.80914 | 0.94453
| 65.3333 | 0.99675 | 1 | 0.79767 | 0.94126 | 65.3333 | 0.99675 | 1 | 0.79729 | 0.94115 | 65.3333 | 0.99672 | 1 | 0.81324 | 0.9457
| 65.375 | 0.99675 | 1 | 0.79333 | 0.94002 | 65.375 | 0.99675 | 1 | 0.79295 | 0.93991 | 65.375 | 0.99672 | 1 | 0.81734 | 0.94687
| 65.4167 | 0.99675 | 1 | 0.78899 | 0.93878 | 65.4167 | 0.99675 | 1 | 0.78861 | 0.93867 | 65.4167 | 0.99672 | 1 | 0.82144 | 0.94805
| 65.4583 | 0.99675 | 1 | 0.78465 | 0.93754 | 65.4583 | 0.99675 | 1 | 0.78427 | 0.93743 | 65.4583 | 0.99672 | 1 | 0.82554 | 0.94922
| 65.5 | 0.99675 | 1 | 0.7803 | 0.9363 | 65.5 | 0.99675 | 1 | 0.77992 | 0.93619 | 65.5 | 0.99672 | 1 | 0.82964 | 0.95039
| 65.5417 | 0.99675 | 1 | 0.77596 | 0.93506 | 65.5417 | 0.99675 | 1 | 0.77558 | 0.93495 | 65.5417 | 0.99672 | 1 | 0.83374 | 0.95156
| 65.5833 | 0.99675 | 1 | 0.77162 | 0.93382 | 65.5833 | 0.99675 | 1 | 0.77124 | 0.93371 | 65.5833 | 0.99672 | 1 | 0.83784 | 0.95273
| 65.625 | 0.99675 | 1 | 0.76728 | 0.93258 | 65.625 | 0.99675 | 1 | 0.7669 | 0.93247 | 65.625 | 0.99672 | 1 | 0.84194 | 0.9539
| 65.6667 | 0.99675 | 1 | 0.76294 | 0.93134 | 65.6667 | 0.99675 | 1 | 0.76256 | 0.93123 | 65.6667 | 0.99672 | 1 | 0.84462 | 0.95467
| 65.7083 | 0.99675 | 1 | 0.7586 | 0.9301 | 65.7083 | 0.99675 | 1 | 0.75822 | 0.92999 | 65.7083 | 0.99672 | 1 | 0.84376 | 0.95442
| 65.75 | 0.99678 | 1 | 0.75569 | 0.92928 | 65.75 | 0.99678 | 1 | 0.75531 | 0.92917 | 65.75 | 0.99673 | 1 | 0.83942 | 0.95319
| 65.7917 | 0.99681 | 1 | 0.75631 | 0.92946 | 65.7917 | 0.99681 | 1 | 0.75592 | 0.92935 | 65.7917 | 0.99675 | 1 | 0.83507 | 0.95195
| 65.8333 | 0.99681 | 1 | 0.76006 | 0.93053 | 65.8333 | 0.99681 | 1 | 0.76003 | 0.93053 | 65.8333 | 0.99675 | 1 | 0.83073 | 0.95071
| 65.875 | 0.99681 | 1 | 0.76381 | 0.93161 | 65.875 | 0.99681 | 1 | 0.76414 | 0.9317 | 65.875 | 0.99675 | 1 | 0.82639 | 0.94947
| 65.9167 | 0.99681 | 1 | 0.76756 | 0.93268 | 65.9167 | 0.99681 | 1 | 0.76824 | 0.93287 | 65.9167 | 0.99675 | 1 | 0.82205 | 0.94823
| 65.9583 | 0.99681 | 1 | 0.77131 | 0.93375 | 65.9583 | 0.99681 | 1 | 0.77235 | 0.93405 | 65.9583 | 0.99675 | 1 | 0.8177 | 0.94699
| 66 | 0.99681 | 1 | 0.77507 | 0.93482 | 66 | 0.99681 | 1 | 0.77645 | 0.93522 | 66 | 0.99675 | 1 | 0.81336 | 0.94574
| 66.0417 | 0.99681 | 1 | 0.77882 | 0.93589 | 66.0417 | 0.99681 | 1 | 0.78056 | 0.93639 | 66.0417 | 0.99675 | 1 | 0.80902 | 0.9445
| 66.0833 | 0.99681 | 1 | 0.78257 | 0.93697 | 66.0833 | 0.99681 | 1 | 0.78466 | 0.93756 | 66.0833 | 0.99675 | 1 | 0.80468 | 0.94326
| 66.125 | 0.99681 | 1 | 0.78632 | 0.93804 | 66.125 | 0.99681 | 1 | 0.78876 | 0.93873 | 66.125 | 0.99675 | 1 | 0.80034 | 0.94202
| 66.1667 | 0.99681 | 1 | 0.79007 | 0.93911 | 66.1667 | 0.99681 | 1 | 0.79286 | 0.93991 | 66.1667 | 0.99675 | 1 | 0.796 | 0.94078
| 66.2083 | 0.99681 | 1 | 0.79382 | 0.94018 | 66.2083 | 0.99681 | 1 | 0.79696 | 0.94108 | 66.2083 | 0.99675 | 1 | 0.79166 | 0.93954
| 66.25 | 0.99681 | 1 | 0.79758 | 0.94125 | 66.25 | 0.99681 | 1 | 0.80106 | 0.94225 | 66.25 | 0.99675 | 1 | 0.78732 | 0.9383
| 66.2917 | 0.99681 | 1 | 0.80133 | 0.94232 | 66.2917 | 0.99681 | 1 | 0.80516 | 0.94342 | 66.2917 | 0.99675 | 1 | 0.78298 | 0.93706
| 66.3333 | 0.99681 | 1 | 0.80508 | 0.9434 | 66.3333 | 0.99681 | 1 | 0.80926 | 0.94459 | 66.3333 | 0.99675 | 1 | 0.77864 | 0.93582
| 66.375 | 0.99681 | 1 | 0.80883 | 0.94447 | 66.375 | 0.99681 | 1 | 0.81336 | 0.94576 | 66.375 | 0.99675 | 1 | 0.7743 | 0.93458
| 66.4167 | 0.99681 | 1 | 0.81258 | 0.94554 | 66.4167 | 0.99681 | 1 | 0.81746 | 0.94694 | 66.4167 | 0.99675 | 1 | 0.76996 | 0.93334
| 66.4583 | 0.99681 | 1 | 0.81633 | 0.94661 | 66.4583 | 0.99681 | 1 | 0.82156 | 0.94811 | 66.4583 | 0.99675 | 1 | 0.76562 | 0.9321
| 66.5 | 0.99681 | 1 | 0.82008 | 0.94768 | 66.5 | 0.99681 | 1 | 0.82567 | 0.94928 | 66.5 | 0.99675 | 1 | 0.76127 | 0.93086
| 66.5417 | 0.99681 | 1 | 0.82384 | 0.94876 | 66.5417 | 0.99681 | 1 | 0.82977 | 0.95045 | 66.5417 | 0.99675 | 1 | 0.75693 | 0.92962
| 66.5833 | 0.99681 | 1 | 0.82759 | 0.94983 | 66.5833 | 0.99681 | 1 | 0.83387 | 0.95162 | 66.5833 | 0.99675 | 1 | 0.75259 | 0.92838
| 66.625 | 0.99681 | 1 | 0.83134 | 0.9509 | 66.625 | 0.99681 | 1 | 0.83797 | 0.95279 | 66.625 | 0.99675 | 1 | 0.74932 | 0.92745
| 66.6667 | 0.99681 | 1 | 0.83509 | 0.95197 | 66.6667 | 0.99681 | 1 | 0.84207 | 0.95397 | 66.6667 | 0.99675 | 1 | 0.74957 | 0.92752
| 66.7083 | 0.99681 | 1 | 0.83884 | 0.95304 | 66.7083 | 0.99681 | 1 | 0.84617 | 0.95514 | 66.7083 | 0.99675 | 1 | 0.75333 | 0.92859
| 66.75 | 0.99677 | 1 | 0.84116 | 0.9537 | 66.75 | 0.99677 | 1 | 0.84884 | 0.95589 | 66.75 | 0.99676 | 1 | 0.75743 | 0.92977
| 66.7917 | 0.99675 | 1 | 0.83996 | 0.95334 | 66.7917 | 0.99675 | 1 | 0.84798 | 0.95564 | 66.7917 | 0.99677 | 1 | 0.76153 | 0.93094
| 66.8333 | 0.99675 | 1 | 0.83562 | 0.9521 | 66.8333 | 0.99675 | 1 | 0.84363 | 0.95439 | 66.8333 | 0.99677 | 1 | 0.76564 | 0.93212
| 66.875 | 0.99675 | 1 | 0.83128 | 0.95086 | 66.875 | 0.99675 | 1 | 0.83928 | 0.95315 | 66.875 | 0.99677 | 1 | 0.76974 | 0.93329
| 66.9167 | 0.99675 | 1 | 0.82694 | 0.94962 | 66.9167 | 0.99675 | 1 | 0.83494 | 0.95191 | 66.9167 | 0.99677 | 1 | 0.77384 | 0.93446
| 66.9583 | 0.99675 | 1 | 0.82259 | 0.94838 | 66.9583 | 0.99675 | 1 | 0.83059 | 0.95067 | 66.9583 | 0.99677 | 1 | 0.77794 | 0.93563
| 67 | 0.99675 | 1 | 0.81825 | 0.94714 | 67 | 0.99675 | 1 | 0.82625 | 0.94943 | 67 | 0.99677 | 1 | 0.78204 | 0.9368
| 67.0417 | 0.99675 | 1 | 0.81391 | 0.9459 | 67.0417 | 0.99675 | 1 | 0.8219 | 0.94818 | 67.0417 | 0.99677 | 1 | 0.78614 | 0.93797
| 67.0833 | 0.99675 | 1 | 0.80957 | 0.94466 | 67.0833 | 0.99675 | 1 | 0.81756 | 0.94694 | 67.0833 | 0.99677 | 1 | 0.79024 | 0.93915
| 67.125 | 0.99675 | 1 | 0.80523 | 0.94342 | 67.125 | 0.99675 | 1 | 0.81322 | 0.9457 | 67.125 | 0.99677 | 1 | 0.79434 | 0.94032
| 67.1667 | 0.99675 | 1 | 0.80089 | 0.94218 | 67.1667 | 0.99675 | 1 | 0.80888 | 0.94446 | 67.1667 | 0.99677 | 1 | 0.79844 | 0.94149
| 67.2083 | 0.99675 | 1 | 0.79655 | 0.94094 | 67.2083 | 0.99675 | 1 | 0.80453 | 0.94322 | 67.2083 | 0.99677 | 1 | 0.80254 | 0.94266
| 67.25 | 0.99675 | 1 | 0.79221 | 0.9397 | 67.25 | 0.99675 | 1 | 0.80019 | 0.94198 | 67.25 | 0.99677 | 1 | 0.80664 | 0.94383
| 67.2917 | 0.99675 | 1 | 0.78787 | 0.93846 | 67.2917 | 0.99675 | 1 | 0.79585 | 0.94074 | 67.2917 | 0.99677 | 1 | 0.81074 | 0.945
| 67.3333 | 0.99675 | 1 | 0.78353 | 0.93722 | 67.3333 | 0.99675 | 1 | 0.79151 | 0.9395 | 67.3333 | 0.99677 | 1 | 0.81484 | 0.94617
| 67.375 | 0.99675 | 1 | 0.77919 | 0.93598 | 67.375 | 0.99675 | 1 | 0.78717 | 0.93826 | 67.375 | 0.99677 | 1 | 0.81894 | 0.94734
| 67.4167 | 0.99675 | 1 | 0.77485 | 0.93474 | 67.4167 | 0.99675 | 1 | 0.78283 | 0.93702 | 67.4167 | 0.99677 | 1 | 0.82304 | 0.94852
| 67.4583 | 0.99675 | 1 | 0.77051 | 0.9335 | 67.4583 | 0.99675 | 1 | 0.77849 | 0.93578 | 67.4583 | 0.99677 | 1 | 0.82713 | 0.94969
| 67.5 | 0.99675 | 1 | 0.76617 | 0.93226 | 67.5 | 0.99675 | 1 | 0.77414 | 0.93454 | 67.5 | 0.99677 | 1 | 0.83123 | 0.95086
| 67.5417 | 0.99675 | 1 | 0.76183 | 0.93102 | 67.5417 | 0.99675 | 1 | 0.7698 | 0.9333 | 67.5417 | 0.99677 | 1 | 0.83533 | 0.95203
| 67.5833 | 0.99675 | 1 | 0.75749 | 0.92978 | 67.5833 | 0.99675 | 1 | 0.76546 | 0.93206 | 67.5833 | 0.99677 | 1 | 0.83943 | 0.9532
| 67.625 | 0.99675 | 1 | 0.75314 | 0.92854 | 67.625 | 0.99675 | 1 | 0.76112 | 0.93082 | 67.625 | 0.99677 | 1 | 0.84247 | 0.95407
| 67.6667 | 0.99675 | 1 | 0.75059 | 0.92781 | 67.6667 | 0.99675 | 1 | 0.75678 | 0.92958 | 67.6667 | 0.99677 | 1 | 0.84197 | 0.95393
| 67.7083 | 0.99675 | 1 | 0.75155 | 0.92808 | 67.7083 | 0.99675 | 1 | 0.75351 | 0.92865 | 67.7083 | 0.99677 | 1 | 0.83798 | 0.95278
| 67.75 | 0.99675 | 1 | 0.75566 | 0.92926 | 67.75 | 0.99674 | 1 | 0.75377 | 0.92872 | 67.75 | 0.99676 | 1 | 0.83363 | 0.95154
| 67.7917 | 0.99675 | 1 | 0.75977 | 0.93043 | 67.7917 | 0.99673 | 1 | 0.75753 | 0.92979 | 67.7917 | 0.99675 | 1 | 0.82929 | 0.95029
| 67.8333 | 0.99675 | 1 | 0.76387 | 0.93161 | 67.8333 | 0.99673 | 1 | 0.76163 | 0.93096 | 67.8333 | 0.99675 | 1 | 0.82494 | 0.94905
| 67.875 | 0.99675 | 1 | 0.76798 | 0.93278 | 67.875 | 0.99673 | 1 | 0.76572 | 0.93213 | 67.875 | 0.99675 | 1 | 0.8206 | 0.94781
| 67.9167 | 0.99675 | 1 | 0.77208 | 0.93395 | 67.9167 | 0.99673 | 1 | 0.76982 | 0.9333 | 67.9167 | 0.99675 | 1 | 0.81626 | 0.94657
| 67.9583 | 0.99675 | 1 | 0.77618 | 0.93512 | 67.9583 | 0.99673 | 1 | 0.77392 | 0.93447 | 67.9583 | 0.99675 | 1 | 0.81191 | 0.94533
| 68 | 0.99675 | 1 | 0.78028 | 0.93629 | 68 | 0.99673 | 1 | 0.77801 | 0.93564 | 68 | 0.99675 | 1 | 0.80757 | 0.94409
| 68.0417 | 0.99675 | 1 | 0.78438 | 0.93747 | 68.0417 | 0.99673 | 1 | 0.78211 | 0.93681 | 68.0417 | 0.99675 | 1 | 0.80323 | 0.94285
| 68.0833 | 0.99675 | 1 | 0.78848 | 0.93864 | 68.0833 | 0.99673 | 1 | 0.78621 | 0.93798 | 68.0833 | 0.99675 | 1 | 0.79889 | 0.94161
| 68.125 | 0.99675 | 1 | 0.79258 | 0.93981 | 68.125 | 0.99673 | 1 | 0.79031 | 0.93915 | 68.125 | 0.99675 | 1 | 0.79455 | 0.94037
| 68.1667 | 0.99675 | 1 | 0.79668 | 0.94098 | 68.1667 | 0.99673 | 1 | 0.79441 | 0.94033 | 68.1667 | 0.99675 | 1 | 0.79021 | 0.93913
| 68.2083 | 0.99675 | 1 | 0.80078 | 0.94215 | 68.2083 | 0.99673 | 1 | 0.79851 | 0.9415 | 68.2083 | 0.99675 | 1 | 0.78587 | 0.93789
| 68.25 | 0.99675 | 1 | 0.80488 | 0.94332 | 68.25 | 0.99673 | 1 | 0.8026 | 0.94267 | 68.25 | 0.99675 | 1 | 0.78153 | 0.93665
| 68.2917 | 0.99675 | 1 | 0.80898 | 0.94449 | 68.2917 | 0.99673 | 1 | 0.8067 | 0.94384 | 68.2917 | 0.99675 | 1 | 0.77719 | 0.93541
| 68.3333 | 0.99675 | 1 | 0.81308 | 0.94566 | 68.3333 | 0.99673 | 1 | 0.8108 | 0.94501 | 68.3333 | 0.99675 | 1 | 0.77285 | 0.93417
| 68.375 | 0.99675 | 1 | 0.81718 | 0.94684 | 68.375 | 0.99673 | 1 | 0.8149 | 0.94618 | 68.375 | 0.99675 | 1 | 0.7685 | 0.93293
| 68.4167 | 0.99675 | 1 | 0.82128 | 0.94801 | 68.4167 | 0.99673 | 1 | 0.819 | 0.94735 | 68.4167 | 0.99675 | 1 | 0.76416 | 0.93169
| 68.4583 | 0.99675 | 1 | 0.82538 | 0.94918 | 68.4583 | 0.99673 | 1 | 0.8231 | 0.94852 | 68.4583 | 0.99675 | 1 | 0.75982 | 0.93045
| 68.5 | 0.99675 | 1 | 0.82947 | 0.95035 | 68.5 | 0.99673 | 1 | 0.8272 | 0.94969 | 68.5 | 0.99675 | 1 | 0.75548 | 0.92921
| 68.5417 | 0.99675 | 1 | 0.83357 | 0.95152 | 68.5417 | 0.99673 | 1 | 0.83129 | 0.95086 | 68.5417 | 0.99675 | 1 | 0.75114 | 0.92797
| 68.5833 | 0.99675 | 1 | 0.83767 | 0.95269 | 68.5833 | 0.99673 | 1 | 0.83539 | 0.95204 | 68.5833 | 0.99675 | 1 | 0.74787 | 0.92703
| 68.625 | 0.99675 | 1 | 0.84177 | 0.95386 | 68.625 | 0.99673 | 1 | 0.83949 | 0.95321 | 68.625 | 0.99675 | 1 | 0.74812 | 0.9271
| 68.6667 | 0.99675 | 1 | 0.84409 | 0.95452 | 68.6667 | 0.99673 | 1 | 0.84359 | 0.95438 | 68.6667 | 0.99675 | 1 | 0.75188 | 0.92818
| 68.7083 | 0.99675 | 1 | 0.84288 | 0.95418 | 68.7083 | 0.99673 | 1 | 0.84661 | 0.95524 | 68.7083 | 0.99675 | 1 | 0.75563 | 0.92925
| 68.75 | 0.99675 | 1 | 0.83853 | 0.95294 | 68.75 | 0.99674 | 1 | 0.84611 | 0.9551 | 68.75 | 0.99675 | 1 | 0.75938 | 0.93032
| 68.7917 | 0.99675 | 1 | 0.83418 | 0.95169 | 68.7917 | 0.99675 | 1 | 0.84211 | 0.95396 | 68.7917 | 0.99675 | 1 | 0.76313 | 0.93139
| 68.8333 | 0.99675 | 1 | 0.82984 | 0.95045 | 68.8333 | 0.99675 | 1 | 0.83777 | 0.95272 | 68.8333 | 0.99675 | 1 | 0.76688 | 0.93247
| 68.875 | 0.99675 | 1 | 0.82549 | 0.94921 | 68.875 | 0.99675 | 1 | 0.83343 | 0.95148 | 68.875 | 0.99675 | 1 | 0.77064 | 0.93354
| 68.9167 | 0.99675 | 1 | 0.82115 | 0.94797 | 68.9167 | 0.99675 | 1 | 0.82909 | 0.95024 | 68.9167 | 0.99675 | 1 | 0.77439 | 0.93461
| 68.9583 | 0.99675 | 1 | 0.8168 | 0.94673 | 68.9583 | 0.99675 | 1 | 0.82475 | 0.949 | 68.9583 | 0.99675 | 1 | 0.77814 | 0.93568
| 69 | 0.99675 | 1 | 0.81246 | 0.94549 | 69 | 0.99675 | 1 | 0.82041 | 0.94776 | 69 | 0.99675 | 1 | 0.78189 | 0.93675
| 69.0417 | 0.99675 | 1 | 0.80812 | 0.94425 | 69.0417 | 0.99675 | 1 | 0.81607 | 0.94652 | 69.0417 | 0.99675 | 1 | 0.78565 | 0.93783
| 69.0833 | 0.99675 | 1 | 0.80378 | 0.94301 | 69.0833 | 0.99675 | 1 | 0.81173 | 0.94528 | 69.0833 | 0.99675 | 1 | 0.7894 | 0.9389
| 69.125 | 0.99675 | 1 | 0.79944 | 0.94177 | 69.125 | 0.99675 | 1 | 0.80739 | 0.94404 | 69.125 | 0.99675 | 1 | 0.79315 | 0.93997
| 69.1667 | 0.99675 | 1 | 0.7951 | 0.94053 | 69.1667 | 0.99675 | 1 | 0.80305 | 0.9428 | 69.1667 | 0.99675 | 1 | 0.7969 | 0.94104
| 69.2083 | 0.99675 | 1 | 0.79076 | 0.93929 | 69.2083 | 0.99675 | 1 | 0.79871 | 0.94156 | 69.2083 | 0.99675 | 1 | 0.80066 | 0.94211
| 69.25 | 0.99675 | 1 | 0.78642 | 0.93805 | 69.25 | 0.99675 | 1 | 0.79436 | 0.94032 | 69.25 | 0.99675 | 1 | 0.80441 | 0.94319
| 69.2917 | 0.99675 | 1 | 0.78207 | 0.93681 | 69.2917 | 0.99675 | 1 | 0.79002 | 0.93908 | 69.2917 | 0.99675 | 1 | 0.80816 | 0.94426
| 69.3333 | 0.99675 | 1 | 0.77773 | 0.93557 | 69.3333 | 0.99675 | 1 | 0.78568 | 0.93784 | 69.3333 | 0.99675 | 1 | 0.81191 | 0.94533
| 69.375 | 0.99675 | 1 | 0.77339 | 0.93433 | 69.375 | 0.99675 | 1 | 0.78134 | 0.9366 | 69.375 | 0.99675 | 1 | 0.81567 | 0.9464
| 69.4167 | 0.99675 | 1 | 0.76905 | 0.93308 | 69.4167 | 0.99675 | 1 | 0.777 | 0.93536 | 69.4167 | 0.99675 | 1 | 0.81942 | 0.94747
| 69.4583 | 0.99675 | 1 | 0.76471 | 0.93184 | 69.4583 | 0.99675 | 1 | 0.77266 | 0.93411 | 69.4583 | 0.99675 | 1 | 0.82317 | 0.94855
| 69.5 | 0.99675 | 1 | 0.76037 | 0.9306 | 69.5 | 0.99675 | 1 | 0.76832 | 0.93287 | 69.5 | 0.99675 | 1 | 0.82692 | 0.94962
| 69.5417 | 0.99675 | 1 | 0.75603 | 0.92936 | 69.5417 | 0.99675 | 1 | 0.76397 | 0.93163 | 69.5417 | 0.99675 | 1 | 0.83067 | 0.95069
| 69.5833 | 0.99675 | 1 | 0.75169 | 0.92812 | 69.5833 | 0.99675 | 1 | 0.75963 | 0.93039 | 69.5833 | 0.99675 | 1 | 0.83336 | 0.95146
| 69.625 | 0.99675 | 1 | 0.74912 | 0.92739 | 69.625 | 0.99675 | 1 | 0.75529 | 0.92915 | 69.625 | 0.99675 | 1 | 0.83252 | 0.95122
| 69.6667 | 0.99675 | 1 | 0.75008 | 0.92766 | 69.6667 | 0.99675 | 1 | 0.75166 | 0.92812 | 69.6667 | 0.99675 | 1 | 0.82818 | 0.94998
| 69.7083 | 0.99675 | 1 | 0.75384 | 0.92874 | 69.7083 | 0.99675 | 1 | 0.75157 | 0.92809 | 69.7083 | 0.99675 | 1 | 0.82384 | 0.94874
| 69.75 | 0.99675 | 1 | 0.7576 | 0.92981 | 69.75 | 0.99673 | 1 | 0.75498 | 0.92906 | 69.75 | 0.99675 | 1 | 0.8195 | 0.9475
| 69.7917 | 0.99675 | 1 | 0.76135 | 0.93089 | 69.7917 | 0.99669 | 1 | 0.75908 | 0.93022 | 69.7917 | 0.99675 | 1 | 0.81515 | 0.94626
| 69.8333 | 0.99675 | 1 | 0.76511 | 0.93196 | 69.8333 | 0.99669 | 1 | 0.76317 | 0.93139 | 69.8333 | 0.99675 | 1 | 0.81081 | 0.94502
| 69.875 | 0.99675 | 1 | 0.76886 | 0.93303 | 69.875 | 0.99669 | 1 | 0.76727 | 0.93256 | 69.875 | 0.99675 | 1 | 0.80647 | 0.94378
| 69.9167 | 0.99675 | 1 | 0.77261 | 0.9341 | 69.9167 | 0.99669 | 1 | 0.77136 | 0.93373 | 69.9167 | 0.99675 | 1 | 0.80213 | 0.94254
| 69.9583 | 0.99675 | 1 | 0.77636 | 0.93518 | 69.9583 | 0.99669 | 1 | 0.77546 | 0.9349 | 69.9583 | 0.99675 | 1 | 0.79779 | 0.9413
| 70 | 0.99675 | 1 | 0.78011 | 0.93625 | 70 | 0.99669 | 1 | 0.77956 | 0.93607 | 70 | 0.99675 | 1 | 0.79345 | 0.94006