## Readme
Dataset title:
Data associated with “Users’ Guide for GLIMPSE: a Tool for Integrated Air-Climate-Energy Planning” U.S. EPA Office of Research and Development, Research Triangle Park, NC. .
Dataset description:
GLIMPSE is a decision support system for integrated, long-term air-climate-energy planning.
The computational engine for GLIMPSE is the GCAM human-earth systems model.
GLIMPSE version 1.1 is expected to be released during the 1st quarter, 2024.
This dataset represents the data undlerlying the figures within the GLIMPSE v1.1 Users' Guide.
Organization:
Each figure has its own tab. The table are labeled "X.Y", where X is the chapter number and Y is the figure number.
Keywords:
Climate, decision support, multi-pollutant, climate, energy system, integrated assessment
Definistions of acronyms and abreviations:
See the "Glossary" tab for a description of key terms and variables.
See the "Queries" tab for descriptions of the queries used to obtain these data from the GCAM output database.
Code version:
GLIMPSE release 1.1, which includes the GLIMPSEv1.1-Ref scenario, is built upon GCAM-USA 7.0.

## Glossary
Glossary of acronyms and key terms in GCAM-USA 7.0.
Acronym or term | Description
2W | 2-wheel powered vehicles, such as motorcycles
2W&3W | 2- and 3-wheel powered vehicles, such as motorcycles
4W | Onroad passenger vehicles with 4 wheels, including cars, pickup trucks, SUVs, and vans. To simplify data requirements, these are categorized as “Car”, “Large Car and Truck”, and “Mini-Car” in GCAM 5.4.
Adv | Advanced
Aggregate sector | Aggregation of GCAM sectors into categories such as “Electricity”, “Industry”, “Commercial”, “Fuel production”, “Transportation-LDV”, “Transportation-HDV”, and “Transportation-ALM”.
Base | Baseload component of a load duration curve
BC | Black Carbon, a climate pollutant
BEV | Battery-Electric Vehicle, also known as electric vehicle
CC | Combined-Cycle, a type of high efficiency turbine
CCS | Carbon Capture and Sequestration
CES | Clean Energy Standard
CH4 | Methane, a climate pollutant
CHP | Combined heat and power technologies that produce both electricity and heat
CO | Carbon Monoxide, an air pollutant
Cogen | Cogeneration technology that produces both heat and electricity
Comm | Commercial sector
CSP | Concentrated Solar-Thermal Power
Conv | Conventional
CT | Combustion Turbine
DAC | Direct Air Capture – technologies capable of removing CO2 from ambient air
Delivered | Fuel that has been delivered to meet end-use demands and thus includes costs associated with transportation and distribution.
Direct equivalent | When comparing primary energy usage, renewable energy is often expressed in terms of fossil equivalent or direct equivalent. For example, with solar power, “direct” is equal to the actual electricity produced by the solar device. If “fossil”, then the electricity is divided by the average fossil plant efficiency, often 0.33 to 0.4.
EJ | Exajoules, equivalent to 1e18 Joules or 2.78e5 gigawatt-hours
Elec_td_bld | Electricity used in buildings
Elec_td_ind | Electricity used in industry
Elec_td_trn | Electricity used in transportation
Enduse | Energy uses in buildings, industry, and transportation.
FCEV | Fuel Cell Electric Vehicle, a technology that uses electricity produced by a fuel cell to power an electric vehicle
Final energy | Energy used in meeting end-use energy service demands such as passenger travel and lighting
FT | Fischer-Tropsch process that converts carbon monoxide and hydrogen or water into liquid hydrocarbons
Gas | Natural gas
Gen_II_LWR | Conventional nuclear plants utilizing a Light Water Reactor
Gen_III | Advanced nuclear power technologies
H2 | Hydrogen
HDV | Heavy-duty onroad vehicle
Hi-eff | High-efficiency version of a technology
HSR | High-speed electric rail
Hybrid liquids | Hybrid technologies that are fueled by refined liquids
Hydro | Hydropower
IGCC | Integrated Gasification Combined-Cycle advanced combustion technologies
Int | Intermediate portion of a load duration curve
Kg | Kilogram
Km2 | Square kilometer
Km^3 | Cubic kilometer
LD-NTR | Light-Duty, Near-Term Greenhouse Gas Rule
LDV | Light duty onroad vehicles
Liquids | Often refers to technologies fueled by “refined liquids”
M3 | Cubic meters
Mt | Mega-tonnes, or million metric tonnes
MTC | Mega-tonnes of Carbon, where one MTC
N2O | Nitrous Oxide – A climate pollutant
N | Nitrogen
NG | Natural gas or Compressed Natural GAs
NH3 | Ammonia – an air and water pollutant, precursor to tropospheric ozone and secondary particulate matter
NMVOC | Non-methane Volatile Organic Carbon - air pollutants and precursors to tropospheric ozone
NOx | Nitrogen Oxides - air pollutants and precursors to tropospheric ozone and secondary particulate matter
OC | Organic Carbon
Pass-km | Passenger-kilometer
Peak | Portion of the load duration curve that represents the hours with the highest electricity demand
Petalumen-hours | Units used to express demand for lighting
PM10 | Particulate matter with a diameter less than 10 microns
PM2.5 | Particulate matter with a diameter less than 2.5 microns which is also referred to as fine PM
Pul | Pulverized, referring to coal
Primary energy | Raw forms of energy. Examples include crude oil, natural gas, and coal.
PV | Photovoltaic solar power technology
Refined liquids | Liquid fuels. GCAM does not differentiate these fuels, which include gasoline, diesel, liquid petroleum gas, kerosene, and fuel oil
RPS | Renewable Portfolio Standard
Resid | Residential sector
SO2 | Sulfur dioxide, and air pollutant
Solid state | Lighting technology also known as LED or light-emitting diode
Subpeak | Portion of the load duration curve that represents the hours between peak and intermediate electricity demand
Tech | Technology
Tg | Teragram, or 1e9 grams
Thous | Thousand
Ton-km | Tonne-kilometer
Transport-ALM | Transportation subsectors that include air, locomotive (aka rail), and marine (aka shipping)
Transport-LDV | Light-duty transportation subsectors used for onroad passenger travel, including “2W&3W”, “Car”, and “Large Car and Truck”.
Transport-HDV | Heavy-duty transportation subsectors used for onroad freight, including “Heavy”, “Medium”, and “Light” trucks.
Transport-Onroad | All onroad transportation, including passenger and freight vehicles
Trn | Transportation
VOC | Volatile Organic Carbon - air pollutants and precursors to tropospheric ozone

## Queries
Key queries and descriptions for GLIMPSEv1.1
Query | Description and use
All emissions by aggregate sector | All tracked emission species by aggregate sector
All emissions by region | All tracked emission species by region
All emissions by resource production | All reported emissions from resource production activities, including mining and oil and gas operations. These emissions are not reported in the emissions-by-technology queries.
All emissions by sector | All tracked emission species by GCAM sector
All emissions by tech | All tracked emission species by technology
Biomass use by aggregate sector | Biomass use at the aggregated sector level.
Building final energy by tech | Final energy used in buildings by technology. Useful in understanding the quantity of fuel used by various technologies in meeting service demands.
Building floorspace | Building floorspace in billion square meters. Calculated as a function of population.
Building service costs | Costs of meeting energy services in 1990$s
Building service output by tech | Service outputs in the residential and commercial sectors, reported by uses such as space heating, water heating, and lighting. Useful in understanding the market share of various technologies.
Building share-weights by subsector | Shareweights for buildings subsectors. A value of 1 reflects no bias relative to other subsectors.
Building share-weights by tech | Shareweights for buildings technologies. A value of 1 reflects no bias relative to other technologies.
CO2 concentration | Global average CO2 concentration in parts-per-million (PPM)
CO2 emissions by aggregate sector | CO2 emissions (in units of MTC) by aggregate sector. Combustion emissions include all CO2 in the exhaust gas. For biofuels and bioenergy, the negative CO2 associated with biomass growth is captured in the biomass category.
CO2 emissions by region | Total CO2 emissions (in units of MTC) per region
CO2 emissions by resource production | CO2 emissions (in units of MTC) from resource production activities, including mining and oil and gas operations. These emissions are not reported in the emissions-by-technology queries.
CO2 emissions by sector | CO2 emissions (in units of MTC) per GCAM sector
CO2 emissions by sector (no bio) | CO2 emissions (in units of MTC) per GCAM sector, not including emissions from the combustion of bioenergy. Biofuels-related emissions are handled as usual, however.
CO2 emissions by tech | CO2 emissions (in units of MTC) by technology. This query does not include the results of “CO2 emissions by resource production”.
CO2 prices | Market price for CO2 reduction in 1990$s/tC
Coal use by aggregate sector | Coal use at the aggregated sector level. Useful in understanding in which sectors coal is being used and how that use changes over time.
Costs by tech and input | Costs of technologies and fuels in 1990$s
Costs of transport services | Costs of providing transportation services in 1990$s
Demand of all markets | Demands at equilibrium prices
Elec prices by sector | Electricity prices in 1990$/EJ
Elec share-weights by gen tech | Shareweights for electric sector technologies. A value of 1 reflects no bias relative to other technologies.
Elec share-weights by subsector | Shareweights for electricity production subsectors. A value of 1 reflects no bias relative to other subsectors.
Electricity generation by aggregated subsector | Generation of electricity by major fuel category (such as coal, natural gas, wind, and solar), with electricity production with CCS reported separately.
Electricity generation by aggregated subsector rnw detail | Generation of electricity by major fuel category (such as coal, natural gas, wind, and solar), with electricity production with CCS and various solar and wind technologies reported separately.
Electricity generation by cogen only | Electricity produced by cogen and combined-heat-and-power technologies. Useful when examining cogen and CHP at the technology level.
Electricity generation by gen and cooling tech (incl cogen) | Generation of electricity by each combination of generation and cooling technology. This is the most detailed electric sector output. Useful for performing your own aggregations.
Electricity generation by region (no cogen) | Total electricity produced in each region. Industrial generation via combined-heat-and-power and co-gen are not included in this total. Useful in understanding how much electricity is produced in each region and how that quantity changes over time.
Electricity generation by subsector | Electricity generation at the subsector level. Useful when you are interested in broad shifts over time (e.g., changing market shares among coal, gas, wind, and solar), as opposed to detailed information about the specific coal or gas technologies.
Electricity generation input | Fuel used in electricity production.
Electricity use by aggregate sector | Electricity use at the aggregated sector level. Results include both final energy and the electricity consumed in conversion technologies (e.g., refineries). Useful in understanding in which sectors electricity is being used and how that use changes over time.
End-use energy consumption in buildings | Energy used across the buildings sector by fuel.
End-use energy consumption in industry | Energy used across the industrial sector by fuel.
End-use energy consumption in transportation | Energy used across the transportation sector by fuel.
Energy inputs in electricity production (GCAM-USA) | Quantities of various fuels used by each electricity production subsector. Useful in quantifying fuel use in the electric sector.
Energy inputs to refining activities (GCAM-USA) | Fuels used in producing refined liquids, including petroleum-based fuels and alternative fuels.
Final energy consumption by aggregate sector | Final energy, summed across fuels, but does so at the aggregated sector level. Useful in understanding which sectors consume the most energy and how their energy demands change over time.
Final energy consumption by aggregate sector and fuel. | Final energy consumption by fuel, at the aggregated sector level. Useful for understanding how much fuel is used in each sector.
Final energy consumption by aggregate sector(v2) | Similar to the prior query but combines the residential and commercial sectors into a buildings category and combines light- and heavy-duty onroad vehicles into the Transport-onroad category.
Final energy consumption by region | Regional totals of final energy, summing all fuels and energy services. Useful in examining how demands for energy change over time.
Final energy consumption by sector and fuel | Final energy by fuel but does so at the GCAM sector level.
Final energy prices | Prices for energy commodities in meeting end use demands in 1990$s
Forcing total | Climate forcing in watts per square meter
Freight truck service output by tech (no bus) | Onroad freight travel demand (tonne-km) met by various technologies across vehicle sizes.
GDP per capita PPP by region | Gross domestic product per person, with GDP converted to 1990$s US using purchasing power parity conversions for each country.
Global mean temperature | Global mean temperature in degrees C
Hydrogen production by tech | Hydrogen production by technology.
Hydrogen use by aggregate sector | Hydrogen use at the aggregated sector level.
Industry final energy by tech and fuel | Final energy used in industry by technology. Useful in understanding how and where fuels are used to meet industrial demands.
Industry share-weights by subsector | Shareweights for industrial subsectors. A value of 1 reflects no bias relative to other subsectors.
Inputs by tech | Inputs into each technology. Useful for tracking fuel and material flows.
Natural gas use by aggregate sector | Natural gas use at the aggregated sector level. Useful in understanding in which sectors natural gas is being used and how that use changes over time.
NOx, SO2, PM2.5 by aggregate sector | Sectoral emissions of several air pollutants (in Tg, which is equivalent to million metric tonnes)
NOx, SO2, PM2.5 by region | Total emissions of several air pollutants (in Tg, which is equivalent to million metric tonnes)
NOx, SO2, PM2.5 by sector | Sectoral emissions of several air pollutants (in Tg, which is equivalent to million metric tonnes)
NOx, SO2, PM2.5 by tech | Emissions of several air pollutants by technology
Outputs by tech | Outputs from each technology. Useful for tracking fuel and material flows.
Passenger car and truck service output by tech | Onroad light-duty passenger travel demands (pass-km) met by various technologies across vehicle sizes.
Population by region | Exogenously determined population by region (thousands). Note: USA population is reported both at the state and national level. Do not sum over population USA and states to avoid double-counting.
Prices of all markets | Market prices in 1990$s
Primary energy consumption by region (direct equivalent) | Primary energy consumption without converting wind and solar to fossil equivalents. Useful in examining how resource consumption changes over time.
Refined liquids production by tech | Quantity (EJ) of liquid fuels produced by various technologies, such as oil refining, corn and cellulosic ethanol production, biodiesel, and flow-through gasoline fuels. Useful in understanding the liquid fuel mix, including the fraction from alternative fuel sources.
Refined liquids use by aggregate sector | Refined liquids (e.g., gasoline, diesel, and biofuels) use at the aggregated sector level. Useful in understanding in which sectors liquid fuels are being used and how that use changes over time.
Refining and oil share-weights by subsector | Shareweights for refining subsectors. A value of 1 reflects no bias relative to other subsectors.
Refining share-weights by tech | Shareweights for refining technologies. A value of 1 reflects no bias relative to other technologies.
Supply of all markets | Supplies at the equilibrium prices
Transport final energy by tech and fuel | Final energy used by technology in meeting end use service demands. Useful in understanding sectoral fuel use and the impacts of changes in vehicle efficiency.
Transport service output by tech | Transportation service outputs met by various technologies and fuels. Useful in understanding the market penetrations of alternative fuel vehicles.
Transport service output by tech (new capacity) | Vintage-specific transportation service outputs met by new sales (in units of pass-km).
Transport subsector share-weights | Shareweights for transportation subsectors. A value of 1 reflects no bias relative to other subsectors.
Transport tech share-weights | Shareweights for transportation technologies. A value of 1 reflects no bias relative to other technologies.
Water consumption by state, sector, basin (includes desal) | Water consumed in units of km cubed. Does not include quantity replaced into reservoir, river, etc.
Water withdrawals by state, sector, basin (include desal) | Water withdrawals in units of km cubed

## 1.7
scenario | region | subsector | 2015 | 2020 | 2025 | 2030 | 2035 | 2040 | 2045 | 2050 | Units
GCAM7.0,date=2023-13-11T12:55:55-05:00 | Total | biomass | 0.24 | 0.187 | 0.214 | 0.231 | 0.253 | 0.275 | 0.309 | 0.36 | EJ
GCAM7.0,date=2023-13-11T12:55:55-05:00 | Total | coal | 5.3 | 4.36 | 4.26 | 4.08 | 3.83 | 3.49 | 2.9 | 2.07 | EJ
GCAM7.0,date=2023-13-11T12:55:55-05:00 | Total | gas | 4.99 | 5.55 | 6 | 6.79 | 7.72 | 8.74 | 10.1 | 11.6 | EJ
GCAM7.0,date=2023-13-11T12:55:55-05:00 | Total | hydro | 0.904 | 1.05 | 1.05 | 1.05 | 1.05 | 1.05 | 1.04 | 1.04 | EJ
GCAM7.0,date=2023-13-11T12:55:55-05:00 | Total | hydrogen | 0 | 0 | 0.000327 | 0.00432 | 0.00798 | 0.0123 | 0.0164 | 0.0216 | EJ
GCAM7.0,date=2023-13-11T12:55:55-05:00 | Total | refined liquids | 0.139 | 0.0657 | 0.06 | 0.0501 | 0.0465 | 0.0444 | 0.0444 | 0.0462 | EJ
GCAM7.0,date=2023-13-11T12:55:55-05:00 | Total | solar PV | 0.116 | 0.602 | 0.998 | 1.7 | 2.35 | 2.98 | 3.61 | 3.95 | EJ
GCAM7.0,date=2023-13-11T12:55:55-05:00 | Total | solar rooftop PV | 0 | 0.0287 | 0.0611 | 0.111 | 0.124 | 0.135 | 0.151 | 0.191 | EJ
GCAM7.0,date=2023-13-11T12:55:55-05:00 | Total | wind offshore | 0 | 0 | 0.0252 | 0.0943 | 0.205 | 0.352 | 0.538 | 0.725 | EJ
GCAM7.0,date=2023-13-11T12:55:55-05:00 | Total | wind onshore | 0.695 | 1.26 | 1.76 | 2.35 | 3.01 | 3.67 | 4 | 4.62 | EJ
GCAM7.0,date=2023-13-11T12:55:55-05:00 | Total | nuclear | 2.99 | 2.92 | 2.79 | 2.71 | 2.31 | 1.89 | 1.5 | 1.06 | EJ
GCAM7.0,date=2023-13-11T12:55:55-05:00 | Total | solar CSP | 0.0128 | 0.0454 | 0.0756 | 0.125 | 0.177 | 0.238 | 0.334 | 0.396 | EJ
GCAM7.0,date=2023-13-11T12:55:55-05:00 | Total | geo | 0.0674 | 0.0674 | 0.0674 | 0.0674 | 0.0674 | 0.0674 | 0.0674 | 0.0674 | EJ
GLIMPSE-1.1-Ref,date=2023-3-11T11:37:16-04:00 | Total | battery | 0 | 0.000165 | 0.000293 | 0.000517 | 0.000712 | 0.00114 | 0.00173 | 0.00385 | EJ
GLIMPSE-1.1-Ref,date=2023-3-11T11:37:16-04:00 | Total | biomass | 0.24 | 0.189 | 0.192 | 0.201 | 0.214 | 0.234 | 0.259 | 0.301 | EJ
GLIMPSE-1.1-Ref,date=2023-3-11T11:37:16-04:00 | Total | coal | 5.3 | 3.21 | 3.2 | 2.57 | 2.32 | 2.18 | 1.99 | 1.64 | EJ
GLIMPSE-1.1-Ref,date=2023-3-11T11:37:16-04:00 | Total | gas | 4.99 | 6.02 | 6.37 | 7.25 | 8.2 | 9.22 | 10.4 | 11.9 | EJ
GLIMPSE-1.1-Ref,date=2023-3-11T11:37:16-04:00 | Total | hydro | 0.904 | 1.05 | 1.05 | 1.05 | 1.05 | 1.02 | 1.03 | 1.04 | EJ
GLIMPSE-1.1-Ref,date=2023-3-11T11:37:16-04:00 | Total | hydrogen | 0 | 0 | 0.00032 | 0.00594 | 0.0105 | 0.0161 | 0.0203 | 0.0254 | EJ
GLIMPSE-1.1-Ref,date=2023-3-11T11:37:16-04:00 | Total | refined liquids | 0.139 | 0.0677 | 0.0617 | 0.0511 | 0.0471 | 0.0465 | 0.0459 | 0.0483 | EJ
GLIMPSE-1.1-Ref,date=2023-3-11T11:37:16-04:00 | Total | solar PV | 0.116 | 0.676 | 1.07 | 1.92 | 2.58 | 3.16 | 3.77 | 4.08 | EJ
GLIMPSE-1.1-Ref,date=2023-3-11T11:37:16-04:00 | Total | solar rooftop PV | 0 | 0.029 | 0.0591 | 0.0993 | 0.111 | 0.136 | 0.155 | 0.197 | EJ
GLIMPSE-1.1-Ref,date=2023-3-11T11:37:16-04:00 | Total | wind offshore | 0 | 0 | 0.138 | 0.316 | 0.662 | 0.749 | 0.931 | 1.06 | EJ
GLIMPSE-1.1-Ref,date=2023-3-11T11:37:16-04:00 | Total | wind onshore | 0.695 | 1.7 | 2.15 | 2.84 | 3.38 | 3.96 | 4.22 | 4.62 | EJ
GLIMPSE-1.1-Ref,date=2023-3-11T11:37:16-04:00 | Total | nuclear | 2.99 | 2.92 | 2.79 | 2.73 | 2.32 | 1.88 | 1.49 | 1.12 | EJ
GLIMPSE-1.1-Ref,date=2023-3-11T11:37:16-04:00 | Total | solar CSP | 0.0128 | 0.0489 | 0.0776 | 0.141 | 0.184 | 0.256 | 0.358 | 0.42 | EJ
GLIMPSE-1.1-Ref,date=2023-3-11T11:37:16-04:00 | Total | geo | 0.0674 | 0.0674 | 0.0674 | 0.0673 | 0.0673 | 0.0673 | 0.0674 | 0.0674 | EJ

## 5.6
Year | Value
2020 | 100
2025 | 128
2030 | 163
2035 | 208
2040 | 265
2045 | 339
2050 | 432

## 5.9
Year | Value
2020 | 0.2
2025 | 0.333
2030 | 0.467
2035 | 0.6
2040 | 0.733
2045 | 0.867
2050 | 1

## 5.10
Year | Value
2020 | 0.0639
2025 | 0.213
2030 | 0.213
2035 | 0.213
2040 | 0.213
2045 | 0.213
2050 | 0.213

## 5.11
Year | Value
2025 | 1.93e-08
2030 | 1.93e-08
2035 | 1.93e-08

## 5.12
Year | Value
2020 | 0.05
2025 | 0.208
2030 | 0.367
2035 | 0.525
2040 | 0.683
2045 | 0.842
2050 | 1

## 5.13
Year | Value
2020 | 100
2025 | 100
2030 | 100

## A-2.2
scenario | region | fuel | 2015 | 2020 | 2025 | 2030 | 2035 | 2040 | 2045 | 2050 | Units
GLIMPSE-1.1-Ref,date=2023-3-11T11:37:16-04:00 | Total | hydro | 0.904 | 1.05 | 1.05 | 1.05 | 1.05 | 1.02 | 1.03 | 1.04 | EJ
GLIMPSE-1.1-Ref,date=2023-3-11T11:37:16-04:00 | Total | nuclear | 2.99 | 2.92 | 2.79 | 2.73 | 2.33 | 1.89 | 1.51 | 1.15 | EJ
GLIMPSE-1.1-Ref,date=2023-3-11T11:37:16-04:00 | Total | solar | 0.128 | 0.754 | 1.2 | 2.16 | 2.88 | 3.56 | 4.29 | 4.71 | EJ
GLIMPSE-1.1-Ref,date=2023-3-11T11:37:16-04:00 | Total | wind | 0.695 | 1.7 | 2.29 | 3.15 | 4.05 | 4.72 | 5.17 | 5.72 | EJ
GLIMPSE-1.1-Ref,date=2023-3-11T11:37:16-04:00 | Total | biomass | 2.79 | 2.89 | 3.44 | 3.61 | 3.78 | 5.11 | 7.17 | 9.32 | EJ
GLIMPSE-1.1-Ref,date=2023-3-11T11:37:16-04:00 | Total | coal | 15 | 9.41 | 9.27 | 7.59 | 6.83 | 6.39 | 5.85 | 4.94 | EJ
GLIMPSE-1.1-Ref,date=2023-3-11T11:37:16-04:00 | Total | gas | 25.4 | 27.5 | 28 | 29.4 | 30.4 | 31.5 | 32.9 | 34.8 | EJ
GLIMPSE-1.1-Ref,date=2023-3-11T11:37:16-04:00 | Total | oil | 24 | 22.2 | 20.7 | 18 | 17 | 16.8 | 16.3 | 15.6 | EJ

## A-2.3
scenario | region | subsector | 2015 | 2020 | 2025 | 2030 | 2035 | 2040 | 2045 | 2050 | Units
GLIMPSE-1.1-Ref,date=2023-3-11T11:37:16-04:00 | Total | battery | 0 | 0.000165 | 0.000293 | 0.000517 | 0.000712 | 0.00114 | 0.00173 | 0.00385 | EJ
GLIMPSE-1.1-Ref,date=2023-3-11T11:37:16-04:00 | Total | biomass | 0.24 | 0.189 | 0.192 | 0.201 | 0.214 | 0.234 | 0.259 | 0.301 | EJ
GLIMPSE-1.1-Ref,date=2023-3-11T11:37:16-04:00 | Total | coal | 5.3 | 3.21 | 3.2 | 2.57 | 2.32 | 2.18 | 1.99 | 1.64 | EJ
GLIMPSE-1.1-Ref,date=2023-3-11T11:37:16-04:00 | Total | gas | 4.99 | 6.02 | 6.37 | 7.25 | 8.2 | 9.22 | 10.4 | 11.9 | EJ
GLIMPSE-1.1-Ref,date=2023-3-11T11:37:16-04:00 | Total | hydro | 0.904 | 1.05 | 1.05 | 1.05 | 1.05 | 1.02 | 1.03 | 1.04 | EJ
GLIMPSE-1.1-Ref,date=2023-3-11T11:37:16-04:00 | Total | hydrogen | 0 | 0 | 0.00032 | 0.00594 | 0.0105 | 0.0161 | 0.0203 | 0.0254 | EJ
GLIMPSE-1.1-Ref,date=2023-3-11T11:37:16-04:00 | Total | refined liquids | 0.139 | 0.0677 | 0.0617 | 0.0511 | 0.0471 | 0.0465 | 0.0459 | 0.0483 | EJ
GLIMPSE-1.1-Ref,date=2023-3-11T11:37:16-04:00 | Total | solar PV | 0.116 | 0.676 | 1.07 | 1.92 | 2.58 | 3.16 | 3.77 | 4.08 | EJ
GLIMPSE-1.1-Ref,date=2023-3-11T11:37:16-04:00 | Total | solar rooftop PV | 0 | 0.029 | 0.0591 | 0.0993 | 0.111 | 0.136 | 0.155 | 0.197 | EJ
GLIMPSE-1.1-Ref,date=2023-3-11T11:37:16-04:00 | Total | wind offshore | 0 | 0 | 0.138 | 0.316 | 0.662 | 0.749 | 0.931 | 1.06 | EJ
GLIMPSE-1.1-Ref,date=2023-3-11T11:37:16-04:00 | Total | wind onshore | 0.695 | 1.7 | 2.15 | 2.84 | 3.38 | 3.96 | 4.22 | 4.62 | EJ
GLIMPSE-1.1-Ref,date=2023-3-11T11:37:16-04:00 | Total | nuclear | 2.99 | 2.92 | 2.79 | 2.73 | 2.32 | 1.88 | 1.49 | 1.12 | EJ
GLIMPSE-1.1-Ref,date=2023-3-11T11:37:16-04:00 | Total | solar CSP | 0.0128 | 0.0489 | 0.0776 | 0.141 | 0.184 | 0.256 | 0.358 | 0.42 | EJ
GLIMPSE-1.1-Ref,date=2023-3-11T11:37:16-04:00 | Total | geo | 0.0674 | 0.0674 | 0.0674 | 0.0673 | 0.0673 | 0.0673 | 0.0674 | 0.0674 | EJ

## A-2.4
scenario | region | technology | 2015 | 2020 | 2025 | 2030 | 2035 | 2040 | 2045 | 2050 | Units
GLIMPSE-1.1-Ref,date=2023-3-11T11:37:16-04:00 | Total | gas to liquids | 0 | 0 | 0 | 0 | 0 | 0.175 | 0.538 | 0.927 | EJ
GLIMPSE-1.1-Ref,date=2023-3-11T11:37:16-04:00 | Total | oil refining | 34 | 33.7 | 32.8 | 31 | 29.7 | 28.6 | 27.2 | 26 | EJ
GLIMPSE-1.1-Ref,date=2023-3-11T11:37:16-04:00 | Total | BTL with hydrogen | 0 | 0 | 0 | 0 | 0 | 0.0178 | 0.0271 | 0.0234 | EJ | 31.7914
GLIMPSE-1.1-Ref,date=2023-3-11T11:37:16-04:00 | Total | FT biofuels | 0 | 0.029 | 0.0284 | 0.0276 | 0.0283 | 0.143 | 0.325 | 0.491 | EJ | 35.562
GLIMPSE-1.1-Ref,date=2023-3-11T11:37:16-04:00 | Total | biodiesel | 0.252 | 0.273 | 0.26 | 0.236 | 0.207 | 0.259 | 0.32 | 0.37 | EJ | 0.10603
GLIMPSE-1.1-Ref,date=2023-3-11T11:37:16-04:00 | Total | cellulosic ethanol | 0 | 0 | 0 | 0 | 0 | 0.421 | 1.08 | 1.7 | EJ
GLIMPSE-1.1-Ref,date=2023-3-11T11:37:16-04:00 | Total | corn ethanol | 1.31 | 1.47 | 1.4 | 1.28 | 1.13 | 1.4 | 1.87 | 2.28 | EJ

## A-2.5
scenario | region | technology | 2020 | 2025 | 2030 | 2035 | 2040 | 2045 | 2050 | Units
GLIMPSE-1.1-Ref,date=2023-3-11T11:37:16-04:00 | Total | biomass to H2 | 0.000338 | 0.00223 | 0.016 | 0.0294 | 0.0437 | 0.0588 | 0.0787 | EJ
GLIMPSE-1.1-Ref,date=2023-3-11T11:37:16-04:00 | Total | electrolysis | 8.09e-05 | 0.000535 | 0.0046 | 0.0095 | 0.0173 | 0.0282 | 0.0443 | EJ
GLIMPSE-1.1-Ref,date=2023-3-11T11:37:16-04:00 | Total | natural gas steam reforming | 0.00261 | 0.0127 | 0.0852 | 0.164 | 0.255 | 0.345 | 0.439 | EJ
GLIMPSE-1.1-Ref,date=2023-3-11T11:37:16-04:00 | Total | thermal splitting | 0.000168 | 0.000941 | 0.00622 | 0.0119 | 0.0185 | 0.0258 | 0.0349 | EJ

## A-2.6
scenario | region | sector | 2015 | 2020 | 2025 | 2030 | 2035 | 2040 | 2045 | 2050 | Units
GLIMPSE-1.1-Ref,date=2023-3-11T11:37:16-04:00 | Total | bldgs-commercial | 8.87 | 9.19 | 9.45 | 9.61 | 9.69 | 9.93 | 10.1 | 10.4 | EJ
GLIMPSE-1.1-Ref,date=2023-3-11T11:37:16-04:00 | Total | bldgs-residential | 10.8 | 11 | 11.1 | 11.3 | 11.4 | 11.5 | 11.7 | 12 | EJ
GLIMPSE-1.1-Ref,date=2023-3-11T11:37:16-04:00 | Total | industry | 20.3 | 21.4 | 23 | 24.8 | 26.4 | 28.1 | 29.7 | 31.2 | EJ
GLIMPSE-1.1-Ref,date=2023-3-11T11:37:16-04:00 | Total | transport-ALM | 5.53 | 5.8 | 5.95 | 5.99 | 6.1 | 6.4 | 6.7 | 7.02 | EJ
GLIMPSE-1.1-Ref,date=2023-3-11T11:37:16-04:00 | Total | transport-HDV | 7.67 | 8.04 | 8.25 | 8.02 | 7.47 | 7.5 | 7.57 | 7.62 | EJ
GLIMPSE-1.1-Ref,date=2023-3-11T11:37:16-04:00 | Total | transport-LDV | 14.3 | 13.7 | 12.1 | 10.8 | 10.1 | 9.96 | 10.1 | 10.3 | EJ

## A-2.7
scenario | region | sector | 2015 | 2020 | 2025 | 2030 | 2035 | 2040 | 2045 | 2050 | Units
GLIMPSE-1.1-Ref,date=2023-3-11T11:37:16-04:00 | Total | bldgs-commercial | 5.08 | 5.35 | 5.52 | 5.64 | 5.69 | 5.89 | 6.12 | 6.31 | EJ
GLIMPSE-1.1-Ref,date=2023-3-11T11:37:16-04:00 | Total | bldgs-residential | 5.24 | 5.46 | 5.61 | 6.03 | 6.5 | 6.91 | 7.34 | 7.76 | EJ
GLIMPSE-1.1-Ref,date=2023-3-11T11:37:16-04:00 | Total | fuel production | 0.204 | 0.209 | 0.211 | 0.24 | 0.289 | 0.368 | 0.466 | 0.58 | EJ
GLIMPSE-1.1-Ref,date=2023-3-11T11:37:16-04:00 | Total | industry | 3.21 | 3.18 | 3.64 | 4.18 | 4.66 | 5.08 | 5.53 | 6.06 | EJ
GLIMPSE-1.1-Ref,date=2023-3-11T11:37:16-04:00 | Total | transport-ALM | 0.0313 | 0.0275 | 0.0334 | 0.0719 | 0.124 | 0.221 | 0.377 | 0.568 | EJ
GLIMPSE-1.1-Ref,date=2023-3-11T11:37:16-04:00 | Total | transport-HDV | 0 | 0.00304 | 0.0239 | 0.073 | 0.179 | 0.269 | 0.364 | 0.473 | EJ
GLIMPSE-1.1-Ref,date=2023-3-11T11:37:16-04:00 | Total | transport-LDV | 0 | 0.032 | 0.337 | 0.965 | 1.45 | 1.78 | 1.95 | 2.02 | EJ

## A-2.8
scenario | region | sector | 2015 | 2020 | 2025 | 2030 | 2035 | 2040 | 2045 | 2050 | Units
GLIMPSE-1.1-Ref,date=2023-3-11T11:37:16-04:00 | Total | bldgs-commercial | 0.0281 | 0.0217 | 0.0182 | 0.0141 | 0.00991 | 0.00642 | 0 | 0 | EJ
GLIMPSE-1.1-Ref,date=2023-3-11T11:37:16-04:00 | Total | bldgs-residential | 0 | 0 | 0 | 0 | 0 | 0 | 0 | 0 | EJ
GLIMPSE-1.1-Ref,date=2023-3-11T11:37:16-04:00 | Total | electricity | 14.2 | 8.53 | 8.49 | 6.8 | 6.1 | 5.74 | 5.23 | 4.28 | EJ
GLIMPSE-1.1-Ref,date=2023-3-11T11:37:16-04:00 | Total | industry | 1.28 | 1.34 | 1.37 | 1.4 | 1.39 | 1.38 | 1.39 | 1.39 | EJ

## A-2.9
scenario | region | sector | 2015 | 2020 | 2025 | 2030 | 2035 | 2040 | 2045 | 2050 | Units
GLIMPSE-1.1-Ref,date=2023-3-11T11:37:16-04:00 | Total | bldgs-commercial | 3.12 | 3.21 | 3.28 | 3.3 | 3.27 | 3.27 | 3.23 | 3.28 | EJ
GLIMPSE-1.1-Ref,date=2023-3-11T11:37:16-04:00 | Total | bldgs-residential | 4.5 | 4.59 | 4.62 | 4.44 | 4.08 | 3.83 | 3.67 | 3.57 | EJ
GLIMPSE-1.1-Ref,date=2023-3-11T11:37:16-04:00 | Total | electricity | 9.63 | 11.1 | 11.6 | 13 | 14.5 | 16 | 17.8 | 20.1 | EJ
GLIMPSE-1.1-Ref,date=2023-3-11T11:37:16-04:00 | Total | fuel production | 1.27 | 1.31 | 1.31 | 1.43 | 1.64 | 2.32 | 3.39 | 4.53 | EJ
GLIMPSE-1.1-Ref,date=2023-3-11T11:37:16-04:00 | Total | industry | 7.75 | 8.42 | 8.85 | 9.41 | 9.88 | 10.4 | 10.8 | 11 | EJ
GLIMPSE-1.1-Ref,date=2023-3-11T11:37:16-04:00 | Total | transport-HDV | 0.0388 | 0.0346 | 0.0198 | 0.0168 | 0.0179 | 0.0182 | 0.0182 | 0.0176 | EJ

## A-2.10
scenario | region | sector | 2015 | 2020 | 2025 | 2030 | 2035 | 2040 | 2045 | 2050 | Units
GLIMPSE-1.1-Ref,date=2023-3-11T11:37:16-04:00 | Total | bldgs-commercial | 0.545 | 0.504 | 0.524 | 0.558 | 0.6 | 0.62 | 0.604 | 0.625 | EJ
GLIMPSE-1.1-Ref,date=2023-3-11T11:37:16-04:00 | Total | bldgs-residential | 0.617 | 0.556 | 0.523 | 0.482 | 0.426 | 0.379 | 0.332 | 0.291 | EJ
GLIMPSE-1.1-Ref,date=2023-3-11T11:37:16-04:00 | Total | electricity | 0.283 | 0.11 | 0.0936 | 0.0707 | 0.0598 | 0.0542 | 0.0461 | 0.0417 | EJ
GLIMPSE-1.1-Ref,date=2023-3-11T11:37:16-04:00 | Total | industry | 6.64 | 6.9 | 7.46 | 7.97 | 8.52 | 9.14 | 9.76 | 10.4 | EJ
GLIMPSE-1.1-Ref,date=2023-3-11T11:37:16-04:00 | Total | transport-ALM | 5.5 | 5.77 | 5.91 | 5.91 | 5.91 | 6.05 | 6.05 | 5.98 | EJ
GLIMPSE-1.1-Ref,date=2023-3-11T11:37:16-04:00 | Total | transport-HDV | 7.63 | 8 | 8.2 | 7.89 | 7.18 | 7.07 | 6.99 | 6.89 | EJ
GLIMPSE-1.1-Ref,date=2023-3-11T11:37:16-04:00 | Total | transport-LDV | 14.3 | 13.7 | 11.8 | 9.67 | 8.38 | 7.74 | 7.54 | 7.58 | EJ

## A-2.11
scenario | region | sector | 2015 | 2020 | 2025 | 2030 | 2035 | 2040 | 2045 | 2050 | Units
GLIMPSE-1.1-Ref,date=2023-3-11T11:37:16-04:00 | Total | bldgs-commercial | 0.103 | 0.0959 | 0.0981 | 0.108 | 0.125 | 0.141 | 0.156 | 0.165 | EJ
GLIMPSE-1.1-Ref,date=2023-3-11T11:37:16-04:00 | Total | bldgs-residential | 0.419 | 0.394 | 0.387 | 0.382 | 0.381 | 0.379 | 0.378 | 0.377 | EJ
GLIMPSE-1.1-Ref,date=2023-3-11T11:37:16-04:00 | Total | electricity | 0.56 | 0.276 | 0.264 | 0.261 | 0.275 | 0.307 | 0.352 | 0.443 | EJ
GLIMPSE-1.1-Ref,date=2023-3-11T11:37:16-04:00 | Total | fuel production | 1.31 | 1.53 | 1.46 | 1.37 | 1.25 | 2.62 | 4.78 | 6.74 | EJ
GLIMPSE-1.1-Ref,date=2023-3-11T11:37:16-04:00 | Total | industry | 1.47 | 1.6 | 1.72 | 1.83 | 1.93 | 2.04 | 2.12 | 2.19 | EJ

## A-2.12
scenario | region | sector | 2020 | 2025 | 2030 | 2035 | 2040 | 2045 | 2050 | Units
GLIMPSE-1.1-Ref,date=2023-3-11T11:37:16-04:00 | Total | industry | 0 | 0.00264 | 0.0194 | 0.0349 | 0.0549 | 0.0722 | 0.0948 | EJ
GLIMPSE-1.1-Ref,date=2023-3-11T11:37:16-04:00 | Total | transport-ALM | 0.0029 | 0.00846 | 0.0151 | 0.0585 | 0.134 | 0.274 | 0.472 | EJ
GLIMPSE-1.1-Ref,date=2023-3-11T11:37:16-04:00 | Total | transport-HDV | 0.00369 | 0.0132 | 0.0415 | 0.095 | 0.144 | 0.193 | 0.237 | EJ
GLIMPSE-1.1-Ref,date=2023-3-11T11:37:16-04:00 | Total | transport-LDV | 0.000859 | 0.0146 | 0.144 | 0.279 | 0.432 | 0.584 | 0.741 | EJ
GLIMPSE-1.1-Ref,date=2023-3-11T11:37:16-04:00 | Total | fuel production | 0 | 0 | 0 | 0 | 0.0145 | 0.0222 | 0.0191 | EJ

## A-2.13
scenario | region | input | 2015 | 2020 | 2025 | 2030 | 2035 | 2040 | 2045 | 2050 | Units
GLIMPSE-1.1-Ref,date=2023-3-11T11:37:16-04:00 | Total | biomass | 1.47 | 1.6 | 1.72 | 1.83 | 1.93 | 2.04 | 2.12 | 2.19 | EJ
GLIMPSE-1.1-Ref,date=2023-3-11T11:37:16-04:00 | Total | coal | 1.28 | 1.34 | 1.37 | 1.4 | 1.39 | 1.38 | 1.39 | 1.39 | EJ
GLIMPSE-1.1-Ref,date=2023-3-11T11:37:16-04:00 | Total | electricity | 3.17 | 3.14 | 3.6 | 4.13 | 4.61 | 5.02 | 5.47 | 6 | EJ
GLIMPSE-1.1-Ref,date=2023-3-11T11:37:16-04:00 | Total | gas | 7.75 | 8.42 | 8.85 | 9.41 | 9.88 | 10.4 | 10.8 | 11 | EJ
GLIMPSE-1.1-Ref,date=2023-3-11T11:37:16-04:00 | Total | hydrogen | 0 | 0 | 0.00264 | 0.0194 | 0.0349 | 0.0549 | 0.0722 | 0.0948 | EJ
GLIMPSE-1.1-Ref,date=2023-3-11T11:37:16-04:00 | Total | refined liquids | 6.64 | 6.9 | 7.46 | 7.97 | 8.52 | 9.14 | 9.76 | 10.4 | EJ

## A-2.14
scenario | region | input | 2015 | 2020 | 2025 | 2030 | 2035 | 2040 | 2045 | 2050 | Units
GLIMPSE-1.1-Ref,date=2023-3-11T11:37:16-04:00 | Total | biomass | 0.523 | 0.49 | 0.485 | 0.49 | 0.506 | 0.52 | 0.534 | 0.542 | EJ
GLIMPSE-1.1-Ref,date=2023-3-11T11:37:16-04:00 | Total | coal | 0.0281 | 0.0217 | 0.0182 | 0.0141 | 0.00991 | 0.00642 | 0 | 0 | EJ
GLIMPSE-1.1-Ref,date=2023-3-11T11:37:16-04:00 | Total | electricity | 10.3 | 10.8 | 11.1 | 11.7 | 12.2 | 12.8 | 13.5 | 14.1 | EJ
GLIMPSE-1.1-Ref,date=2023-3-11T11:37:16-04:00 | Total | gas | 7.62 | 7.81 | 7.91 | 7.74 | 7.35 | 7.11 | 6.89 | 6.85 | EJ
GLIMPSE-1.1-Ref,date=2023-3-11T11:37:16-04:00 | Total | refined liquids | 1.16 | 1.06 | 1.05 | 1.04 | 1.03 | 0.999 | 0.936 | 0.915 | EJ

## A-2.15
scenario | region | sector | input | 2015 | 2020 | 2025 | 2030 | 2035 | 2040 | 2045 | 2050 | Units
GLIMPSE-1.1-Ref,date=2023-3-11T11:37:16-04:00 | Total | trn_pass_road_LDV_4W | electricity | 0 | 0.0299 | 0.326 | 0.95 | 1.44 | 1.76 | 1.93 | 2 | EJ
GLIMPSE-1.1-Ref,date=2023-3-11T11:37:16-04:00 | Total | trn_pass_road_LDV_4W | hydrogen | 0 | 0.000859 | 0.0146 | 0.144 | 0.279 | 0.432 | 0.584 | 0.741 | EJ
GLIMPSE-1.1-Ref,date=2023-3-11T11:37:16-04:00 | Total | trn_pass_road_LDV_4W | refined liquids | 14.2 | 13.6 | 11.7 | 9.65 | 8.35 | 7.71 | 7.5 | 7.55 | EJ

## A-2.16
scenario | region | sector | technology | 2015 | 2020 | 2025 | 2030 | 2035 | 2040 | 2045 | 2050 | Units
GLIMPSE-1.1-Ref,date=2023-3-11T11:37:16-04:00 | Total | comm cooling | air conditioning | 1.7 | 1.71 | 1.7 | 1.66 | 1.62 | 1.59 | 1.56 | 1.6 | EJ
GLIMPSE-1.1-Ref,date=2023-3-11T11:37:16-04:00 | Total | comm cooling | air conditioning hi-eff | 0.376 | 0.533 | 0.653 | 0.796 | 0.935 | 1.05 | 1.18 | 1.23 | EJ
GLIMPSE-1.1-Ref,date=2023-3-11T11:37:16-04:00 | Total | comm cooling | gas cooling | 0.0349 | 0.0355 | 0.0354 | 0.0351 | 0.0348 | 0.0353 | 0.0358 | 0.0373 | EJ

## A-2.17
scenario | region | sector | technology | 2015 | 2020 | 2025 | 2030 | 2035 | 2040 | 2045 | 2050 | Units
GLIMPSE-1.1-Ref,date=2023-3-11T11:37:16-04:00 | Total | comm heating | coal furnace | 0.0183 | 0.0141 | 0.0118 | 0.00914 | 0.00644 | 0.00417 | 0 | 0 | EJ
GLIMPSE-1.1-Ref,date=2023-3-11T11:37:16-04:00 | Total | comm heating | electric furnace | 0.16 | 0.153 | 0.156 | 0.171 | 0.199 | 0.225 | 0.259 | 0.281 | EJ
GLIMPSE-1.1-Ref,date=2023-3-11T11:37:16-04:00 | Total | comm heating | electric heat pump | 0.0959 | 0.132 | 0.164 | 0.223 | 0.302 | 0.378 | 0.493 | 0.538 | EJ
GLIMPSE-1.1-Ref,date=2023-3-11T11:37:16-04:00 | Total | comm heating | fuel furnace | 0.127 | 0.113 | 0.107 | 0.0999 | 0.088 | 0.0723 | 0.0442 | 0.0397 | EJ
GLIMPSE-1.1-Ref,date=2023-3-11T11:37:16-04:00 | Total | comm heating | gas furnace | 1.38 | 1.27 | 1.2 | 1.09 | 0.97 | 0.87 | 0.684 | 0.685 | EJ
GLIMPSE-1.1-Ref,date=2023-3-11T11:37:16-04:00 | Total | comm heating | gas furnace hi-eff | 0 | 0.198 | 0.301 | 0.405 | 0.498 | 0.578 | 0.722 | 0.731 | EJ
GLIMPSE-1.1-Ref,date=2023-3-11T11:37:16-04:00 | Total | comm heating | wood furnace | 0.0672 | 0.0623 | 0.0638 | 0.0702 | 0.0815 | 0.0916 | 0.102 | 0.107 | EJ
1.8484
1.8301

## A-2.18
scenario | region | sector | technology | 2015 | 2020 | 2025 | 2030 | 2035 | 2040 | 2045 | 2050 | Units
GLIMPSE-1.1-Ref,date=2023-3-11T11:37:16-04:00 | Total | comm hot water | electric heat pump water heater | 0 | 0.000219 | 0.00115 | 0.006 | 0.0171 | 0.0298 | 0.0431 | 0.0488 | EJ
GLIMPSE-1.1-Ref,date=2023-3-11T11:37:16-04:00 | Total | comm hot water | electric resistance water heater | 0.104 | 0.109 | 0.117 | 0.134 | 0.15 | 0.157 | 0.16 | 0.159 | EJ
GLIMPSE-1.1-Ref,date=2023-3-11T11:37:16-04:00 | Total | comm hot water | fuel water heater | 0.047 | 0.0434 | 0.0407 | 0.0366 | 0.0298 | 0.0218 | 0.0116 | 0.00875 | EJ
GLIMPSE-1.1-Ref,date=2023-3-11T11:37:16-04:00 | Total | comm hot water | gas water heater | 0.368 | 0.34 | 0.31 | 0.265 | 0.218 | 0.187 | 0.15 | 0.156 | EJ
GLIMPSE-1.1-Ref,date=2023-3-11T11:37:16-04:00 | Total | comm hot water | gas water heater hi-eff | 0 | 0.074 | 0.129 | 0.189 | 0.245 | 0.295 | 0.352 | 0.369 | EJ

## A-2.19
scenario | region | sector | technology | 2015 | 2020 | 2025 | 2030 | 2035 | 2040 | 2045 | 2050 | Units
GLIMPSE-1.1-Ref,date=2023-3-11T11:37:16-04:00 | Total | comm lighting | fluorescent | 12.8 | 12.4 | 11.7 | 10.2 | 8.3 | 8.32 | 8.48 | 8.72 | petalumen-hours
GLIMPSE-1.1-Ref,date=2023-3-11T11:37:16-04:00 | Total | comm lighting | incandescent | 2.01 | 1.65 | 1.33 | 0.981 | 0.54 | 0.548 | 0.561 | 0.578 | petalumen-hours
GLIMPSE-1.1-Ref,date=2023-3-11T11:37:16-04:00 | Total | comm lighting | solid state | 0 | 2.86 | 4.99 | 7.86 | 11.1 | 11.9 | 12.4 | 12.8 | petalumen-hours

## A-2.20
scenario | region | sector | technology | 2015 | 2020 | 2025 | 2030 | 2035 | 2040 | 2045 | 2050 | Units
GLIMPSE-1.1-Ref,date=2023-3-11T11:37:16-04:00 | Total | resid cooling | air conditioning | 3.45 | 3.84 | 4.13 | 4.38 | 4.63 | 4.87 | 5.16 | 5.44 | EJ
GLIMPSE-1.1-Ref,date=2023-3-11T11:37:16-04:00 | Total | resid cooling | air conditioning hi-eff | 0 | 0.00815 | 0.0147 | 0.0223 | 0.0293 | 0.0352 | 0.0423 | 0.045 | EJ

## A-2.21
scenario | region | sector | technology | 2015 | 2020 | 2025 | 2030 | 2035 | 2040 | 2045 | 2050 | Units
GLIMPSE-1.1-Ref,date=2023-3-11T11:37:16-04:00 | Total | resid heating | coal furnace | 0 | 0 | 0 | 0 | 0 | 0 | 0 | 0 | EJ
GLIMPSE-1.1-Ref,date=2023-3-11T11:37:16-04:00 | Total | resid heating | electric furnace | 0.57 | 0.499 | 0.453 | 0.391 | 0.318 | 0.245 | 0.185 | 0.143 | EJ
GLIMPSE-1.1-Ref,date=2023-3-11T11:37:16-04:00 | Total | resid heating | electric heat pump | 0.486 | 0.897 | 1.2 | 1.62 | 2.15 | 2.7 | 3.23 | 3.69 | EJ
GLIMPSE-1.1-Ref,date=2023-3-11T11:37:16-04:00 | Total | resid heating | fuel furnace | 0.38 | 0.341 | 0.315 | 0.278 | 0.231 | 0.181 | 0.136 | 0.0973 | EJ
GLIMPSE-1.1-Ref,date=2023-3-11T11:37:16-04:00 | Total | resid heating | fuel furnace hi-eff | 0.0191 | 0.0266 | 0.0312 | 0.0368 | 0.0417 | 0.044 | 0.0428 | 0.0376 | EJ
GLIMPSE-1.1-Ref,date=2023-3-11T11:37:16-04:00 | Total | resid heating | gas furnace | 2.36 | 2.24 | 2.14 | 1.95 | 1.69 | 1.44 | 1.22 | 1.06 | EJ
GLIMPSE-1.1-Ref,date=2023-3-11T11:37:16-04:00 | Total | resid heating | gas furnace hi-eff | 0.074 | 0.213 | 0.29 | 0.358 | 0.416 | 0.473 | 0.525 | 0.568 | EJ
GLIMPSE-1.1-Ref,date=2023-3-11T11:37:16-04:00 | Total | resid heating | wood furnace | 0.168 | 0.158 | 0.155 | 0.153 | 0.152 | 0.152 | 0.151 | 0.151 | EJ

## A-2.22
scenario | region | sector | technology | 2015 | 2020 | 2025 | 2030 | 2035 | 2040 | 2045 | 2050 | Units
GLIMPSE-1.1-Ref,date=2023-3-11T11:37:16-04:00 | Total | resid hot water | electric heat pump water heater | 0 | 0.000851 | 0.00422 | 0.0201 | 0.0644 | 0.0997 | 0.131 | 0.156 | EJ
GLIMPSE-1.1-Ref,date=2023-3-11T11:37:16-04:00 | Total | resid hot water | electric resistance water heater | 0.639 | 0.563 | 0.539 | 0.539 | 0.515 | 0.547 | 0.57 | 0.59 | EJ
GLIMPSE-1.1-Ref,date=2023-3-11T11:37:16-04:00 | Total | resid hot water | electric resistance water heater hi-eff | 0 | 0.107 | 0.196 | 0.305 | 0.457 | 0.486 | 0.506 | 0.526 | EJ
GLIMPSE-1.1-Ref,date=2023-3-11T11:37:16-04:00 | Total | resid hot water | fuel water heater | 0.0564 | 0.0464 | 0.0418 | 0.039 | 0.0339 | 0.038 | 0.0416 | 0.0453 | EJ
GLIMPSE-1.1-Ref,date=2023-3-11T11:37:16-04:00 | Total | resid hot water | fuel water heater hi-eff | 0.00672 | 0.00707 | 0.00791 | 0.00957 | 0.012 | 0.0134 | 0.0145 | 0.0155 | EJ
GLIMPSE-1.1-Ref,date=2023-3-11T11:37:16-04:00 | Total | resid hot water | gas water heater | 0.656 | 0.719 | 0.752 | 0.735 | 0.668 | 0.67 | 0.687 | 0.709 | EJ
GLIMPSE-1.1-Ref,date=2023-3-11T11:37:16-04:00 | Total | resid hot water | gas water heater hi-eff | 0.0872 | 0.108 | 0.123 | 0.127 | 0.126 | 0.127 | 0.132 | 0.14 | EJ

## A-2.23
scenario | region | sector | technology | 2015 | 2020 | 2025 | 2030 | 2035 | 2040 | 2045 | 2050 | Units
GLIMPSE-1.1-Ref,date=2023-3-11T11:37:16-04:00 | Total | resid lighting | fluorescent | 0.86 | 1.08 | 0.962 | 0.829 | 0.823 | 0.891 | 0.945 | 0.988 | petalumen-hours
GLIMPSE-1.1-Ref,date=2023-3-11T11:37:16-04:00 | Total | resid lighting | incandescent | 2.28 | 1.24 | 0.0961 | 0.0609 | 0.0592 | 0.062 | 0.0648 | 0.0677 | petalumen-hours
GLIMPSE-1.1-Ref,date=2023-3-11T11:37:16-04:00 | Total | resid lighting | solid state | 0 | 1.37 | 2.9 | 3.33 | 3.57 | 3.75 | 3.93 | 4.12 | petalumen-hours

## A-2.24
scenario | region | sector | technology | 2015 | 2020 | 2025 | 2030 | 2035 | 2040 | 2045 | 2050 | Units
GLIMPSE-1.1-Ref,date=2023-3-11T11:37:16-04:00 | Total | trn_pass_road_LDV_4W | BEV | 0 | 50300 | 555000 | 1610000 | 2430000 | 2990000 | 3280000 | 3400000 | million pass-km
GLIMPSE-1.1-Ref,date=2023-3-11T11:37:16-04:00 | Total | trn_pass_road_LDV_4W | FCEV | 0 | 969 | 16700 | 167000 | 329000 | 516000 | 707000 | 911000 | million pass-km
GLIMPSE-1.1-Ref,date=2023-3-11T11:37:16-04:00 | Total | trn_pass_road_LDV_4W | Hybrid Liquids | 7030 | 858000 | 2030000 | 2600000 | 2800000 | 2870000 | 2940000 | 3030000 | million pass-km
GLIMPSE-1.1-Ref,date=2023-3-11T11:37:16-04:00 | Total | trn_pass_road_LDV_4W | Liquids | 7640000 | 7230000 | 6010000 | 4770000 | 4010000 | 3630000 | 3470000 | 3440000 | million pass-km

## A-2.25
scenario | region | sector | technology | 2015 | 2020 | 2025 | 2030 | 2035 | 2040 | 2045 | 2050 | Units
GLIMPSE-1.1-Ref,date=2023-3-11T11:37:16-04:00 | Total | trn_freight_road | BEV | 0 | 803 | 7900 | 30700 | 89300 | 147000 | 217000 | 313000 | million ton-km
GLIMPSE-1.1-Ref,date=2023-3-11T11:37:16-04:00 | Total | trn_freight_road | FCEV | 0 | 347 | 2690 | 13000 | 39600 | 66100 | 95300 | 123000 | million ton-km
GLIMPSE-1.1-Ref,date=2023-3-11T11:37:16-04:00 | Total | trn_freight_road | Hybrid Liquids | 0 | 15300 | 122000 | 299000 | 509000 | 618000 | 700000 | 761000 | million ton-km
GLIMPSE-1.1-Ref,date=2023-3-11T11:37:16-04:00 | Total | trn_freight_road | Liquids | 1700000 | 1820000 | 1930000 | 1900000 | 1830000 | 1900000 | 2000000 | 2100000 | million ton-km
GLIMPSE-1.1-Ref,date=2023-3-11T11:37:16-04:00 | Total | trn_freight_road | NG | 0 | 272 | 662 | 1140 | 1790 | 2140 | 2430 | 2610 | million ton-km

## A-2.26
scenario | region | subsector | technology | 2015 | 2020 | 2025 | 2030 | 2035 | 2040 | 2045 | 2050 | Units
GLIMPSE-1.1-Ref,date=2023-3-11T11:37:16-04:00 | Total | Bus | BEV | 0 | 3740 | 43700 | 92800 | 119000 | 132000 | 141000 | 150000 | million pass-km
GLIMPSE-1.1-Ref,date=2023-3-11T11:37:16-04:00 | Total | Bus | FCEV | 0 | 12900 | 55300 | 108000 | 126000 | 127000 | 125000 | 121000 | million pass-km
GLIMPSE-1.1-Ref,date=2023-3-11T11:37:16-04:00 | Total | Bus | Hybrid Liquids | 0 | 62900 | 193000 | 159000 | 138000 | 131000 | 125000 | 119000 | million pass-km
GLIMPSE-1.1-Ref,date=2023-3-11T11:37:16-04:00 | Total | Bus | Liquids | 509000 | 436000 | 232000 | 159000 | 137000 | 129000 | 124000 | 119000 | million pass-km
GLIMPSE-1.1-Ref,date=2023-3-11T11:37:16-04:00 | Total | Bus | NG | 63400 | 40800 | 24900 | 17200 | 14600 | 13300 | 12000 | 10400 | million pass-km

## A-2.27
scenario | region | subsector | technology | 2015 | 2020 | 2025 | 2030 | 2035 | 2040 | 2045 | 2050 | Units
GLIMPSE-1.1-Ref,date=2023-3-11T11:37:16-04:00 | Total | Domestic Aviation | BEV | 0 | 2.51 | 4.44 | 14800 | 32600 | 70600 | 136000 | 222000 | million pass-km
GLIMPSE-1.1-Ref,date=2023-3-11T11:37:16-04:00 | Total | Domestic Aviation | Hydrogen | 0 | 0.443 | 0.754 | 1.96 | 14700 | 40800 | 95200 | 180000 | million pass-km
GLIMPSE-1.1-Ref,date=2023-3-11T11:37:16-04:00 | Total | Domestic Aviation | Liquids | 879000 | 958000 | 1190000 | 1350000 | 1430000 | 1470000 | 1440000 | 1370000 | million pass-km

## A-2.28
scenario | region | subsector | technology | 2015 | 2020 | 2025 | 2030 | 2035 | 2040 | 2045 | 2050 | Units
GLIMPSE-1.1-Ref,date=2023-3-11T11:37:16-04:00 | Total | International Aviation | BEV | 0 | 0 | 0 | 0 | 7.9 | 53 | 338 | 1940 | million pass-km
GLIMPSE-1.1-Ref,date=2023-3-11T11:37:16-04:00 | Total | International Aviation | Hydrogen | 0 | 0 | 0 | 0 | 1.25 | 20.1 | 233 | 1950 | million pass-km
GLIMPSE-1.1-Ref,date=2023-3-11T11:37:16-04:00 | Total | International Aviation | Liquids | 381000 | 413000 | 476000 | 530000 | 571000 | 612000 | 653000 | 691000 | million pass-km

## A-2.29
scenario | region | subsector | technology | 2015 | 2020 | 2025 | 2030 | 2035 | 2040 | 2045 | 2050 | Units
GLIMPSE-1.1-Ref,date=2023-3-11T11:37:16-04:00 | Total | Freight Rail | BEV | 0 | 22100 | 50300 | 101000 | 185000 | 323000 | 488000 | 635000 | million ton-km
GLIMPSE-1.1-Ref,date=2023-3-11T11:37:16-04:00 | Total | Freight Rail | FCEV | 0 | 17300 | 52900 | 92600 | 171000 | 302000 | 459000 | 599000 | million ton-km
GLIMPSE-1.1-Ref,date=2023-3-11T11:37:16-04:00 | Total | Freight Rail | Hybrid Liquids | 0 | 106000 | 515000 | 1070000 | 1220000 | 1180000 | 1080000 | 1010000 | million ton-km
GLIMPSE-1.1-Ref,date=2023-3-11T11:37:16-04:00 | Total | Freight Rail | Liquids | 2160000 | 2130000 | 1820000 | 1380000 | 1210000 | 1110000 | 1010000 | 949000 | million ton-km

## A-2.30
scenario | region | subsector | technology | 2015 | 2020 | 2025 | 2030 | 2035 | 2040 | 2045 | 2050 | Units
GLIMPSE-1.1-Ref,date=2023-3-11T11:37:16-04:00 | Total | Domestic Ship | Liquids | 1050000 | 1040000 | 869000 | 622000 | 556000 | 568000 | 596000 | 639000 | million ton-km
GLIMPSE-1.1-Ref,date=2023-3-11T11:37:16-04:00 | Total | Domestic Ship | BEV | 0 | 83.4 | 9.19 | 415 | 25500 | 48500 | 82600 | 114000 | million ton-km
GLIMPSE-1.1-Ref,date=2023-3-11T11:37:16-04:00 | Total | Domestic Ship | FCEV | 0 | 672 | 1110 | 2810 | 7350 | 16400 | 31100 | 46800 | million ton-km
GLIMPSE-1.1-Ref,date=2023-3-11T11:37:16-04:00 | Total | Domestic Ship | Hybrid Liquids | 0 | 87900 | 383000 | 758000 | 948000 | 1020000 | 1060000 | 1130000 | million ton-km

## A-2.31
scenario | region | subsector | technology | 2015 | 2020 | 2025 | 2030 | 2035 | 2040 | 2045 | 2050 | Units
GLIMPSE-1.1-Ref,date=2023-3-11T11:37:16-04:00 | Total | International Ship | Liquids | 13600000 | 13200000 | 11100000 | 7470000 | 5610000 | 5570000 | 5700000 | 5860000 | million ton-km
GLIMPSE-1.1-Ref,date=2023-3-11T11:37:16-04:00 | Total | International Ship | BEV | 0 | 0.000402 | 0.000817 | 1.65 | 6730 | 13800 | 25600 | 38200 | million ton-km
GLIMPSE-1.1-Ref,date=2023-3-11T11:37:16-04:00 | Total | International Ship | FCEV | 0 | 2470 | 4490 | 10200 | 36600 | 98000 | 227000 | 416000 | million ton-km
GLIMPSE-1.1-Ref,date=2023-3-11T11:37:16-04:00 | Total | International Ship | Hybrid Liquids | 0 | 759000 | 3610000 | 8000000 | 11000000 | 11800000 | 12400000 | 12900000 | million ton-km

## A-2.32
scenario | region | 2015 | 2020 | 2025 | 2030 | 2035 | 2040 | 2045 | 2050 | Units
GLIMPSE-1.1-Ref,date=2023-3-11T11:37:16-04:00 | Total | 1420 | 1280 | 1270 | 1200 | 1180 | 1170 | 1160 | 1150 | MTC

## A-2.33
scenario | region | sector | 2015 | 2020 | 2025 | 2030 | 2035 | 2040 | 2045 | 2050 | Units
GLIMPSE-1.1-Ref,date=2024-3-1T07:23:41-05:00 | Total | CO2 | biomass growth | -89.4 | -90.1 | -90.9 | -90.5 | -89.8 | -125 | -176 | -224 | MTC
GLIMPSE-1.1-Ref,date=2024-3-1T07:23:41-05:00 | Total | CO2 | bldgs-commercial | 58.1 | 58.3 | 59.6 | 60.6 | 61.3 | 62.1 | 61.2 | 62.6 | MTC
GLIMPSE-1.1-Ref,date=2024-3-1T07:23:41-05:00 | Total | CO2 | bldgs-residential | 85.6 | 85.2 | 84.8 | 81.3 | 75 | 70.6 | 67.3 | 65.1 | MTC
GLIMPSE-1.1-Ref,date=2024-3-1T07:23:41-05:00 | Total | CO2 | electricity | 542 | 399 | 404 | 377 | 379 | 392 | 405 | 413 | MTC
GLIMPSE-1.1-Ref,date=2024-3-1T07:23:41-05:00 | Total | CO2 | fuel production | 62.1 | 64.2 | 63.6 | 64 | 66.3 | 85.6 | 114 | 140 | MTC
GLIMPSE-1.1-Ref,date=2024-3-1T07:23:41-05:00 | Total | CO2 | industry | 220 | 234 | 248 | 262 | 274 | 287 | 300 | 310 | MTC
GLIMPSE-1.1-Ref,date=2024-3-1T07:23:41-05:00 | Total | CO2 | transport-ALM | 108 | 113 | 116 | 116 | 116 | 119 | 118 | 117 | MTC
GLIMPSE-1.1-Ref,date=2024-3-1T07:23:41-05:00 | Total | CO2 | transport-HDV | 150 | 157 | 161 | 155 | 141 | 139 | 137 | 135 | MTC
GLIMPSE-1.1-Ref,date=2024-3-1T07:23:41-05:00 | Total | CO2 | transport-LDV | 280 | 268 | 233 | 191 | 165 | 152 | 148 | 149 | MTC

## A-2.34
scenario | region | GHG | Sector | 2015 | 2020 | 2025 | 2030 | 2035 | 2040 | 2045 | 2050 | Units
GLIMPSE-1.1-Ref,date=2024-3-1T07:23:41-05:00 | Total | NOx | bldgs-commercial | 0.169 | 0.168 | 0.17 | 0.17 | 0.168 | 0.167 | 0.161 | 0.164 | Tg
GLIMPSE-1.1-Ref,date=2024-3-1T07:23:41-05:00 | Total | NOx | bldgs-residential | 0.238 | 0.237 | 0.236 | 0.225 | 0.207 | 0.193 | 0.183 | 0.176 | Tg
GLIMPSE-1.1-Ref,date=2024-3-1T07:23:41-05:00 | Total | NOx | electricity | 1.28 | 0.61 | 0.609 | 0.512 | 0.473 | 0.46 | 0.438 | 0.391 | Tg
GLIMPSE-1.1-Ref,date=2024-3-1T07:23:41-05:00 | Total | NOx | fuel production | 0.0645 | 0.0643 | 0.0627 | 0.0591 | 0.0565 | 0.0547 | 0.0524 | 0.0507 | Tg
GLIMPSE-1.1-Ref,date=2024-3-1T07:23:41-05:00 | Total | NOx | industrial processes | 0.345 | 0.266 | 0.275 | 0.296 | 0.316 | 0.336 | 0.355 | 0.374 | Tg
GLIMPSE-1.1-Ref,date=2024-3-1T07:23:41-05:00 | Total | NOx | industry | 1.91 | 1.87 | 1.91 | 1.92 | 1.97 | 2.02 | 2.07 | 2.09 | Tg
GLIMPSE-1.1-Ref,date=2024-3-1T07:23:41-05:00 | Total | NOx | transport-ALM | 0.974 | 0.851 | 0.684 | 0.57 | 0.466 | 0.417 | 0.413 | 0.41 | Tg
GLIMPSE-1.1-Ref,date=2024-3-1T07:23:41-05:00 | Total | NOx | transport-HDV | 2.4 | 1.79 | 1.46 | 1.2 | 0.967 | 1.03 | 1.1 | 1.21 | Tg
GLIMPSE-1.1-Ref,date=2024-3-1T07:23:41-05:00 | Total | NOx | transport-LDV | 1.18 | 0.786 | 0.443 | 0.232 | 0.151 | 0.121 | 0.111 | 0.109 | Tg
GLIMPSE-1.1-Ref,date=2024-3-1T07:23:41-05:00 | Total | NOx | urban processes | 0.0522 | 0.0382 | 0.0383 | 0.0395 | 0.0407 | 0.0419 | 0.0429 | 0.0439 | Tg
GLIMPSE-1.1-Ref,date=2024-3-1T07:23:41-05:00 | Total | NOx | AFOLU | 0.815 | 0.646 | 0.731 | 0.73 | 0.755 | 0.808 | 0.854 | 0.873 | Tg

## A-2.35
scenario | region | GHG | Sector | 2015 | 2020 | 2025 | 2030 | 2035 | 2040 | 2045 | 2050 | Units
GLIMPSE-1.1-Ref,date=2024-3-1T07:23:41-05:00 | Total | SO2 | bldgs-commercial | 0.0459 | 0.0384 | 0.0352 | 0.0312 | 0.027 | 0.0232 | 0.0158 | 0.0161 | Tg
GLIMPSE-1.1-Ref,date=2024-3-1T07:23:41-05:00 | Total | SO2 | bldgs-residential | 0.058 | 0.053 | 0.0503 | 0.0466 | 0.0414 | 0.0369 | 0.0324 | 0.028 | Tg
GLIMPSE-1.1-Ref,date=2024-3-1T07:23:41-05:00 | Total | SO2 | electricity | 2.39 | 0.825 | 0.819 | 0.659 | 0.6 | 0.574 | 0.535 | 0.442 | Tg
GLIMPSE-1.1-Ref,date=2024-3-1T07:23:41-05:00 | Total | SO2 | fuel production | 0.0535 | 0.0531 | 0.0518 | 0.049 | 0.0469 | 0.0451 | 0.0428 | 0.0411 | Tg
GLIMPSE-1.1-Ref,date=2024-3-1T07:23:41-05:00 | Total | SO2 | industrial processes | 0.321 | 0.247 | 0.256 | 0.276 | 0.295 | 0.314 | 0.332 | 0.35 | Tg
GLIMPSE-1.1-Ref,date=2024-3-1T07:23:41-05:00 | Total | SO2 | industry | 0.532 | 0.567 | 0.595 | 0.624 | 0.651 | 0.683 | 0.712 | 0.739 | Tg
GLIMPSE-1.1-Ref,date=2024-3-1T07:23:41-05:00 | Total | SO2 | transport-ALM | 0.0198 | 0.0213 | 0.0222 | 0.022 | 0.022 | 0.0226 | 0.0228 | 0.0225 | Tg
GLIMPSE-1.1-Ref,date=2024-3-1T07:23:41-05:00 | Total | SO2 | transport-HDV | 0.00189 | 0.00178 | 0.00171 | 0.00162 | 0.00158 | 0.00164 | 0.00173 | 0.00182 | Tg
GLIMPSE-1.1-Ref,date=2024-3-1T07:23:41-05:00 | Total | SO2 | transport-LDV | 0.023 | 0.0165 | 0.011 | 0.00721 | 0.00566 | 0.00508 | 0.0049 | 0.00493 | Tg
GLIMPSE-1.1-Ref,date=2024-3-1T07:23:41-05:00 | Total | SO2 | urban processes | 0.0133 | 0.00969 | 0.00972 | 0.01 | 0.0103 | 0.0106 | 0.0109 | 0.0112 | Tg
GLIMPSE-1.1-Ref,date=2024-3-1T07:23:41-05:00 | Total | SO2 | AFOLU | 0.0955 | 0.064 | 0.0722 | 0.0671 | 0.0662 | 0.0684 | 0.0689 | 0.0658 | Tg

## A-2.36
scenario | region | GHG | Sector | 2015 | 2020 | 2025 | 2030 | 2035 | 2040 | 2045 | 2050 | Units
GLIMPSE-1.1-Ref,date=2024-3-1T07:23:41-05:00 | Total | PM2.5 | bldgs-commercial | 0.0208 | 0.0197 | 0.02 | 0.021 | 0.0228 | 0.0243 | 0.0255 | 0.0265 | Tg
GLIMPSE-1.1-Ref,date=2024-3-1T07:23:41-05:00 | Total | PM2.5 | bldgs-residential | 0.306 | 0.284 | 0.273 | 0.259 | 0.243 | 0.226 | 0.211 | 0.201 | Tg
GLIMPSE-1.1-Ref,date=2024-3-1T07:23:41-05:00 | Total | PM2.5 | electricity | 0.116 | 0.0705 | 0.07 | 0.0516 | 0.041 | 0.0383 | 0.0349 | 0.0289 | Tg
GLIMPSE-1.1-Ref,date=2024-3-1T07:23:41-05:00 | Total | PM2.5 | fuel production | 0.0156 | 0.0156 | 0.0152 | 0.0143 | 0.0137 | 0.0133 | 0.0127 | 0.0123 | Tg
GLIMPSE-1.1-Ref,date=2024-3-1T07:23:41-05:00 | Total | PM2.5 | industrial processes | 0.41 | 0.316 | 0.331 | 0.356 | 0.381 | 0.406 | 0.43 | 0.454 | Tg
GLIMPSE-1.1-Ref,date=2024-3-1T07:23:41-05:00 | Total | PM2.5 | industry | 0.306 | 0.303 | 0.308 | 0.312 | 0.317 | 0.324 | 0.33 | 0.33 | Tg
GLIMPSE-1.1-Ref,date=2024-3-1T07:23:41-05:00 | Total | PM2.5 | transport-ALM | 0.0319 | 0.028 | 0.0237 | 0.0201 | 0.0174 | 0.016 | 0.0158 | 0.0154 | Tg
GLIMPSE-1.1-Ref,date=2024-3-1T07:23:41-05:00 | Total | PM2.5 | transport-HDV | 0.0986 | 0.0661 | 0.0468 | 0.0303 | 0.0143 | 0.0154 | 0.0164 | 0.0178 | Tg
GLIMPSE-1.1-Ref,date=2024-3-1T07:23:41-05:00 | Total | PM2.5 | transport-LDV | 0.0331 | 0.0315 | 0.0315 | 0.0328 | 0.0342 | 0.0352 | 0.0361 | 0.037 | Tg
GLIMPSE-1.1-Ref,date=2024-3-1T07:23:41-05:00 | Total | PM2.5 | urban processes | 0.0905 | 0.0675 | 0.0674 | 0.0694 | 0.0713 | 0.0734 | 0.075 | 0.0767 | Tg

## A-2.37
AEO2022
| 2025 | 2030 | 2035 | 2040 | 2045 | 2050 | Units
oil | 20.5443 | 20.8356 | 19.8779 | 19.9029 | 21.0387 | 22.5117 | EJ
natural gas | 33.8282 | 33.8075 | 33.9741 | 34.9567 | 36.4674 | 37.7623 | EJ
coal | 8.9709 | 8.3688 | 7.5922 | 7.0946 | 6.7214 | 6.621 | EJ
nuclear | 2.8425 | 2.5706 | 2.4369 | 2.4192 | 2.437 | 2.4084 | EJ
hydropower | 0.89099 | 0.85674 | 0.83638 | 0.81749 | 0.8018 | 0.77983 | EJ
biomass | 1.6846 | 1.7006 | 1.723 | 1.7693 | 1.8461 | 1.9344 | EJ
other renewable | 2.6796 | 3.2796 | 3.8699 | 4.2561 | 4.5348 | 4.9426 | EJ
other | 8.6848 | 8.7344 | 8.8983 | 9.0716 | 9.3922 | 9.4924 | EJ
GCAM
| 2025 | 2030 | 2035 | 2040 | 2045 | 2050 | Units
oil | 20.7 | 18 | 17 | 16.8 | 16.3 | 15.6 | EJ
natural gas | 28 | 29.3 | 30.3 | 31.5 | 32.9 | 34.8 | EJ
coal | 9.27 | 7.59 | 6.83 | 6.39 | 5.85 | 4.94 | EJ
nuclear | 2.79 | 2.73 | 2.33 | 1.9 | 1.52 | 1.15 | EJ
hydropower | 1.05 | 1.05 | 1.05 | 1.02 | 1.03 | 1.04 | EJ
biomass | 3.44 | 3.61 | 3.78 | 5.12 | 7.17 | 9.32 | EJ
other renewable | 3.47 | 5.29 | 6.92 | 8.27 | 9.46 | 10.43 | EJ
EJ
Delta
| 2025 | 2030 | 2035 | 2040 | 2045 | 2050 | Units
oil | 0.15566 | -2.8356 | -2.8779 | -3.1029 | -4.7387 | -6.9117 | EJ
natural gas | -5.8282 | -4.5075 | -3.6741 | -3.4567 | -3.5674 | -2.9623 | EJ
coal | 0.29912 | -0.7788 | -0.76219 | -0.70459 | -0.87139 | -1.681 | EJ
nuclear | -0.052463 | 0.15941 | -0.1069 | -0.51917 | -0.91698 | -1.2584 | EJ
hydropower | 0.15901 | 0.19326 | 0.21362 | 0.20251 | 0.2282 | 0.26017 | EJ
biomass | 1.7554 | 1.9094 | 2.057 | 3.3507 | 5.3239 | 7.3856 | EJ
other renewable | 0.79038 | 2.0104 | 3.0501 | 4.0139 | 4.9252 | 5.4874 | EJ
other | -8.6848 | -8.7344 | -8.8983 | -9.0716 | -9.3922 | -9.4924 | EJ

## A-2.38
GCAM
| 2025 | 2030 | 2035 | 2040 | 2045 | 2050 | Units
coal | 3.14 | 2.51 | 2.26 | 2.12 | 1.94 | 1.59 | EJ
petroleum | 0.0371 | 0.0281 | 0.0239 | 0.0219 | 0.0193 | 0.0191 | EJ
natural gas | 5.98 | 6.86 | 7.81 | 8.84 | 10 | 11.5 | EJ
nuclear | 2.79 | 2.73 | 2.32 | 1.88 | 1.49 | 1.12 | EJ
renewables | 4.5967 | 6.4071 | 8.019 | 9.3544 | 10.5341 | 11.4882 | EJ
other | 0.0371 | 0.0281 | 0.0239 | 0.0219 | 0.0193 | 0.0191 | EJ
AEO2022
| 2025 | 2030 | 2035 | 2040 | 2045 | 2050 | Units
coal | 2.6569 | 2.4636 | 2.2064 | 2.0315 | 1.9125 | 1.8852 | EJ
petroleum | 0.036863 | 0.031446 | 0.028676 | 0.025925 | 0.020266 | 0.020485 | EJ
natural gas | 5.5953 | 5.5494 | 5.595 | 5.8985 | 6.3471 | 6.6808 | EJ
nuclear | 2.8142 | 2.545 | 2.4126 | 2.3951 | 2.4127 | 2.3844 | EJ
renewables | 4.6755 | 5.6259 | 6.5469 | 7.2428 | 7.8345 | 8.5839 | EJ
other | 0.060578 | 0.056276 | 0.053577 | 0.052882 | 0.048581 | 0.042571 | EJ
Delta
| 2025 | 2030 | 2035 | 2040 | 2045 | 2050 | Units
coal | 0.4831 | 0.046371 | 0.053575 | 0.088491 | 0.027526 | -0.29517 | EJ
petroleum | 0.0002373 | -0.0033465 | -0.0047764 | -0.0040246 | -0.00096647 | -0.0013849 | EJ
natural gas | 0.38471 | 1.3106 | 2.215 | 2.9415 | 3.6529 | 4.8192 | EJ
nuclear | -0.024168 | 0.185 | -0.092643 | -0.51509 | -0.92273 | -1.2644 | EJ
renewables | -0.078845 | 0.78118 | 1.4721 | 2.1116 | 2.6996 | 2.9043 | EJ
other | -0.023478 | -0.028176 | -0.029677 | -0.030982 | -0.029281 | -0.023471 | EJ

## A-2.39
AEO2022
| 2025 | 2030 | 2035 | 2040 | 2045 | 2050 | Units
commercial | 4.8257 | 4.8482 | 4.9364 | 5.0933 | 5.2941 | 5.5365 | EJ
industry | 3.7443 | 3.8492 | 3.9515 | 4.0846 | 4.2435 | 4.3829 | EJ
residential | 5.5034 | 5.6345 | 5.7823 | 6.0172 | 6.2601 | 6.5333 | EJ
transport | 0.10234 | 0.17919 | 0.25944 | 0.34375 | 0.43176 | 0.52445 | EJ
GCAM
| 2025 | 2030 | 2035 | 2040 | 2045 | 2050 | Units
commercial | 5.53 | 5.64 | 5.69 | 5.89 | 6.12 | 6.31 | EJ
industry | 3.852 | 4.421 | 4.96 | 5.448 | 5.996 | 6.65 | EJ
residential | 5.62 | 6.03 | 6.5 | 6.91 | 7.34 | 7.76 | EJ
transport | 0.3484 | 1.0695 | 1.73 | 2.259 | 2.691 | 3.061 | EJ
Delta
| 2025 | 2030 | 2035 | 2040 | 2045 | 2050 | Units
commercial | 0.70432 | 0.79179 | 0.75363 | 0.79671 | 0.82589 | 0.7735 | EJ
industry | 0.10766 | 0.57179 | 1.0085 | 1.3634 | 1.7525 | 2.2671 | EJ
residential | 0.11663 | 0.39551 | 0.71775 | 0.89284 | 1.0799 | 1.2267 | EJ
transport | 0.24606 | 0.89031 | 1.4706 | 1.9153 | 2.2592 | 2.5366 | EJ

## A-2.40
GCAM
| 2025 | 2030 | 2035 | 2040 | 2045 | 2050 | Units
biomass | 0.485 | 0.49 | 0.506 | 0.52 | 0.534 | 0.542 | EJ
coal | 0.0182 | 0.0141 | 0.00991 | 0.00642 | 0 | 0 | EJ
electricity | 11.1 | 11.7 | 12.2 | 12.8 | 13.5 | 14.1 | EJ
gas | 7.91 | 7.74 | 7.35 | 7.11 | 6.89 | 6.86 | EJ
refined liquids | 1.05 | 1.04 | 1.03 | 0.999 | 0.936 | 0.915 | EJ
AEO2022
| 2025 | 2030 | 2035 | 2040 | 2045 | 2050 | Units
biomass | 0.60468 | 0.57922 | 0.54209 | 0.50889 | 0.48442 | 0.46243 | EJ
coal | 0.017019 | 0.016301 | 0.016882 | 0.017069 | 0.0186 | 0.018761 | EJ
electricity | 10.3291 | 10.4827 | 10.7186 | 11.1105 | 11.5542 | 12.0698 | EJ
gas | 9.1098 | 9.1156 | 9.073 | 9.0812 | 9.1024 | 9.1038 | EJ
refined liquids | 1.8055 | 1.7492 | 1.7057 | 1.672 | 1.6435 | 1.6225 | EJ
Delta
| 2025 | 2030 | 2035 | 2040 | 2045 | 2050 | Units
biomass | -0.11968 | -0.089222 | -0.036087 | 0.011113 | 0.049575 | 0.079567 | EJ
coal | 0.0011806 | -0.0022009 | -0.0069723 | -0.010649 | -0.0186 | -0.018761 | EJ
electricity | 0.77095 | 1.2173 | 1.4814 | 1.6895 | 1.9458 | 2.0302 | EJ
gas | -1.1998 | -1.3756 | -1.723 | -1.9712 | -2.2124 | -2.2438 | EJ
refined liquids | -0.75546 | -0.70915 | -0.67567 | -0.67296 | -0.70751 | -0.70749 | EJ

## A-2.41
GCAM
| 2025 | 2030 | 2035 | 2040 | 2045 | 2050 | Units
biomass | 1.72 | 1.83 | 1.93 | 2.04 | 2.12 | 2.19 | EJ
coal | 1.37 | 1.4 | 1.39 | 1.38 | 1.39 | 1.39 | EJ
electricity | 3.6 | 4.13 | 4.61 | 5.02 | 5.47 | 6 | EJ
gas | 8.86 | 9.41 | 9.88 | 10.4 | 10.8 | 11 | EJ
hydrogen | 0.00263 | 0.0194 | 0.0349 | 0.0549 | 0.0722 | 0.0948 | EJ
refined liquids | 7.46 | 7.96 | 8.52 | 9.14 | 9.76 | 10.4 | EJ
AEO2022
| 2025 | 2030 | 2035 | 2040 | 2045 | 2050 | Units
biomass | 2.6965 | 2.7741 | 2.8416 | 2.9293 | 3.0462 | 3.1871 | EJ
coal | 1.0162 | 0.99922 | 0.98858 | 1.0159 | 1.0055 | 0.97883 | EJ
electricity | 3.7443 | 3.8492 | 3.9515 | 4.0846 | 4.2435 | 4.3829 | EJ
gas | 9.4904 | 9.7879 | 9.9934 | 10.3403 | 10.8163 | 11.2793 | EJ
hydrogen | 0 | 0 | 0 | 0 | 0 | 0 | EJ
refined liquids | 9.8524 | 10.3124 | 10.7786 | 11.1589 | 11.4838 | 11.846 | EJ
Delta
| 2025 | 2030 | 2035 | 2040 | 2045 | 2050 | Units
biomass | -0.97647 | -0.94406 | -0.91164 | -0.88932 | -0.92618 | -0.99708 | EJ
coal | 0.35383 | 0.40078 | 0.40142 | 0.36408 | 0.38452 | 0.41117 | EJ
electricity | -0.14434 | 0.28079 | 0.65851 | 0.93538 | 1.2265 | 1.6171 | EJ
gas | -0.63042 | -0.37787 | -0.11342 | 0.059694 | -0.016329 | -0.27928 | EJ
hydrogen | 0.00263 | 0.0194 | 0.0349 | 0.0549 | 0.0722 | 0.0948 | EJ
refined liquids | -2.3924 | -2.3524 | -2.2586 | -2.0189 | -1.7238 | -1.446 | EJ

## A-2.42
GCAM
| 2025 | 2030 | 2035 | 2040 | 2045 | 2050 | Units
electricity | 0.348 | 1.07 | 1.73 | 2.26 | 2.69 | 3.06 | EJ
gas | 0.0197 | 0.0168 | 0.0179 | 0.0182 | 0.0182 | 0.0176 | EJ
hydrogen | 0.0366 | 0.2 | 0.433 | 0.71 | 1.05 | 1.45 | EJ
refined liquids | 26 | 23.5 | 21.5 | 20.9 | 20.6 | 20.5 | EJ
AEO2022
| 2025 | 2030 | 2035 | 2040 | 2045 | 2050 | Units
electricity | 0.10234 | 0.17919 | 0.25944 | 0.34375 | 0.43176 | 0.52445 | EJ
gas | 0.14182 | 0.19405 | 0.23682 | 0.29313 | 0.36747 | 0.43564 | EJ
hydrogen | 0.0010762 | 0.0020068 | 0.0031737 | 0.0042614 | 0.0052374 | 0.0060973 | EJ
refined liquids | 28.5084 | 27.9959 | 27.6873 | 27.8107 | 28.2788 | 29.0579 | EJ
Delta
| 2025 | 2030 | 2035 | 2040 | 2045 | 2050 | Units
electricity | 0.24566 | 0.89081 | 1.4706 | 1.9163 | 2.2582 | 2.5356 | EJ
gas | -0.12212 | -0.17725 | -0.21892 | -0.27493 | -0.34927 | -0.41804 | EJ
hydrogen | 0.035524 | 0.19799 | 0.42983 | 0.70574 | 1.0448 | 1.4439 | EJ
refined liquids | -2.5084 | -4.4959 | -6.1873 | -6.9107 | -7.6788 | -8.5579 | EJ

## A-2.43
GCAM
| 2025 | 2030 | 2035 | 2040 | 2045 | 2050 | Units
BEV | 481000 | 1540000 | 2390000 | 2970000 | 3270000 | 3400000 | million pass-km
FCEV | 17200 | 167000 | 329000 | 516000 | 707000 | 911000 | million pass-km
Hybrid Liquids | 2070000 | 2630000 | 2820000 | 2880000 | 2940000 | 3030000 | million pass-km
Liquids | 6070000 | 4810000 | 4040000 | 3640000 | 3470000 | 3440000 | million pass-km
| 8638200 | 9147000 | 9579000 | 10006000 | 10387000 | 10781000 | million pass-km
AEO2022
| 2025 | 2030 | 2035 | 2040 | 2045 | 2050 | Units
BEV | 96503.587 | 190018.0495 | 292393.5646 | 404180.4311 | 522321.4458 | 647715.9773 | million pass-km
FCEV | 792.0385 | 1553.8049 | 2530.945 | 3425.2461 | 4197.9538 | 4840.9825 | million pass-km
Hybrid Liquids | 318598.127 | 504408.4633 | 668786.1056 | 800913.8595 | 901950.413 | 992913.6623 | million pass-km
Liquids | 7504173.642 | 7560865.5913 | 7530995.7402 | 7511894.2197 | 7548672.8181 | 7658041.1118 | million pass-km
Other | 675.1755 | 796.8899 | 954.7579 | 1115.3322 | 1264.9292 | 1456.9164 | million pass-km
Delta
| 2025 | 2030 | 2035 | 2040 | 2045 | 2050 | Units
BEV | 384496.413 | 1349981.9505 | 2097606.4354 | 2565819.5689 | 2747678.5542 | 2752284.0227 | million pass-km
FCEV | 16407.9615 | 165446.1951 | 326469.055 | 512574.7539 | 702802.0462 | 906159.0175 | million pass-km
Hybrid Liquids | 1751401.873 | 2125591.5367 | 2151213.8944 | 2079086.1405 | 2038049.587 | 2037086.3377 | million pass-km
Liquids | -1434173.642 | -2750865.5913 | -3490995.7402 | -3871894.2197 | -4078672.8181 | -4218041.1118 | million pass-km
Other | -675.1755 | -796.8899 | -954.7579 | -1115.3322 | -1264.9292 | -1456.9164 | million pass-km

## A-2.44
GCAM
| 2015 | 2020 | 2025 | 2030 | 2035 | 2040 | 2045 | 2050 | Units
NOx | 9523350.1657 | 7378012.1824 | 6500750.5377 | 5765952.9395 | 5306330.7293 | 5341982.6218 | 5438800.2187 | 5538129.612 | tons
SO2 | 3878036.2064 | 2057950.5933 | 2064881.0588 | 1919457.6948 | 1887780.2908 | 1902467.0233 | 1897045.0376 | 1838514.3827 | tons
PM2.5 | 1587210.0206 | 1338525.8267 | 1321745.3213 | 1298348.0935 | 1286407.7429 | 1304247.63 | 1322669.0887 | 1336145.0586 | tons
VOC | 10248332.484 | 8646965.5687 | 8589865.9802 | 8659620.1121 | 8875009.6039 | 9229688.4609 | 9635113.2998 | 10033085.4566 | tons
CO | 38080160.4646 | 31364009.619 | 27444867.6952 | 25075279.5737 | 23963683.184 | 23394447.5001 | 23228624.9574 | 22588608.4704 | tons
NH3 | 276831.6154 | 264733.7079 | 265788.8728 | 268542.389 | 272023.7782 | 277826.7712 | 287567.775 | 297696.4494 | tons
2016v2 platform
| 2016 | 2023 | 2026 | 2032 | Units
NOx | 9556302.7294 | 6568913.8643 | 6076919.9188 | 5650146.8678 | tons
SO2 | 2542844.9974 | 1450356.8762 | 1350952.1047 | 1535092.0093 | tons
PM2.5 | 1617694.5981 | 1492058.8274 | 1475723.8368 | 1474691.1713 | tons
VOC | 9896023.3013 | 9200596.0777 | 9134470.5645 | 9048759.6086 | tons
CO | 37441318.217 | 32035653.3017 | 30591678.4634 | 28275668.8736 | tons
NH3 | 326291.3198 | 332288.4226 | 333654.9631 | 334184.7692 | tons

## A-2.45
GCAM
Sector | 2015 | 2020 | 2025 | 2030 | 2035 | 2040 | 2045 | 2050 | Units
egu | 1384157.1166 | 663678.9607 | 663872.1301 | 558144.9486 | 515774.9144 | 501993.127 | 478106.4907 | 426700.7179 | tons
industry | 2680440.5317 | 2498655.8214 | 2537311.9591 | 2570324.6706 | 2633626.2262 | 2719051.3559 | 2793746.8901 | 2837375.3744 | tons
buildings | 447438.4693 | 445940.8675 | 446804.8446 | 435546.8316 | 412823.4608 | 396383.6188 | 379142.96 | 374265.7325 | tons
onroad | 3939190.0214 | 2832700.9457 | 2099933.6504 | 1574600.1959 | 1231113.6641 | 1265309.8499 | 1333199.2684 | 1448022.5018 | tons
air | 129747.1265 | 137860.734 | 140359.815 | 140180.0057 | 138268.6225 | 142726.9712 | 143245.8267 | 140538.2806 | tons
rail | 649496.796 | 544191.4592 | 414414.5425 | 308319.2101 | 214963.0664 | 150309.8402 | 138971.1307 | 131123.3 | tons
marine | 292880.1042 | 254983.3941 | 198053.5959 | 178837.077 | 159760.7749 | 166207.8588 | 172387.652 | 180103.7048 | tons
total | 9523350.1657 | 7378012.1824 | 6500750.5377 | 5765952.9395 | 5306330.7293 | 5341982.6218 | 5438800.2187 | 5538129.612 | tons
2016v2 platform
Sector | 2016 | 2023 | 2026 | 2032 | Units
egu | 1302847.1655 | 608340.4799 | 538529.3634 | 619010.7035 | tons
industry | 3252822.9263 | 2839223.9945 | 2765626.5651 | 2628903.0026 | tons
buildings | 553145.0194 | 552608.1587 | 551283.831 | 540869.285 | tons
onroad | 3426746.7062 | 1672620.9212 | 1362450.6374 | 1030696.3825 | tons
air | 129685.7486 | 148322.6045 | 154463.312 | 167642.8204 | tons
rail | 604187.5273 | 512118.0191 | 484250.3878 | 459685.7657 | tons
marine | 286867.6361 | 235679.6863 | 220315.822 | 203338.908 | tons
total | 9556302.7294 | 6568913.8643 | 6076919.9188 | 5650146.8678 | tons

## A-2.46
GCAM
Sector | 2015 | 2020 | 2025 | 2030 | 2035 | 2040 | 2045 | 2050 | Units
egu | 2610126.9263 | 901218.3669 | 895013.7973 | 720034.4745 | 655991.5809 | 627946.6095 | 585504.4187 | 483606.4644 | tons
industry | 1104230.0769 | 1012478.8502 | 1037433.416 | 1079873.5861 | 1124251.2623 | 1175992.3244 | 1226104.3333 | 1274145.6268 | tons
buildings | 114440.7905 | 100639.4551 | 94078.3417 | 85639.9903 | 75374.3819 | 66199.7317 | 53063.2996 | 48505.7669 | tons
onroad | 27401.8082 | 20169.5041 | 13953.0558 | 9718.7206 | 7975.7704 | 7409.0447 | 7298.7337 | 7426.8233 | tons
air | 15663.7756 | 16647.1264 | 17027.7511 | 17025.1454 | 16786.7503 | 17284.5202 | 17222.8607 | 16747.0858 | tons
rail | 453.0952 | 480.5095 | 484.8142 | 487.7901 | 477.2381 | 451.4706 | 418.5979 | 396.166 | tons
marine | 5719.7337 | 6316.7813 | 6889.8828 | 6677.9879 | 6923.3069 | 7183.3221 | 7432.7938 | 7686.4494 | tons
total | 3878036.2064 | 2057950.5933 | 2064881.0588 | 1919457.6948 | 1887780.2908 | 1902467.0233 | 1897045.0376 | 1838514.3827 | tons
2016v2 platform
Sector | 2016 | 2023 | 2026 | 2032 | Units
egu | 1564105.0502 | 633041.7676 | 525586.9469 | 711669.5801 | tons
industry | 837286.4196 | 731588.8 | 739572.5196 | 736882.8026 | tons
buildings | 93061.7847 | 49311.0902 | 48343.7585 | 47342.2594 | tons
onroad | 26144.1175 | 10924.4453 | 10564.1986 | 9872.8823 | tons
air | 15891.064 | 18362.5672 | 19181.4521 | 20936.3595 | tons
rail | 480.9693 | 483.8718 | 491.6032 | 489.6503 | tons
marine | 5875.5922 | 6644.334 | 7211.6257 | 7898.4751 | tons
total | 2542844.9974 | 1450356.8762 | 1350952.1047 | 1535092.0093 | tons

## A-2.47
GCAM
Sector | 2015 | 2020 | 2025 | 2030 | 2035 | 2040 | 2045 | 2050 | Units
egu | 125247.9666 | 76621.8632 | 76206.2642 | 56141.2788 | 44586.6283 | 41650.7178 | 38022.4534 | 31580.1012 | tons
industry | 922237.1596 | 789452.7908 | 810252.0136 | 842768.1555 | 876797.4242 | 913616.0318 | 948343.0833 | 976768.4662 | tons
buildings | 359566.2101 | 334112.3819 | 322997.8181 | 307872.9155 | 292479.4944 | 275657.4243 | 261008.277 | 250364.93 | tons
onroad | 145043.323 | 107516.3387 | 86205.1947 | 69481.7722 | 53430.8962 | 55729.2981 | 57899.1832 | 60428.1232 | tons
air | 9132.658 | 9707.3108 | 10048.4925 | 10077.7243 | 9920.7263 | 10137.5072 | 9976.3672 | 9509.2597 | tons
rail | 19244.6691 | 14949.9669 | 10803.1142 | 7171.8947 | 4652.6547 | 2734.8564 | 2524.6446 | 2379.243 | tons
marine | 6738.0342 | 6165.1744 | 5232.424 | 4834.3526 | 4539.9188 | 4721.7944 | 4895.0799 | 5114.9352 | tons
total | 1587210.0206 | 1338525.8267 | 1321745.3213 | 1298348.0935 | 1286407.7429 | 1304247.63 | 1322669.0887 | 1336145.0586 | tons
2016v2 platform
Sector | 2016 | 2023 | 2026 | 2032 | Units
egu | 129576.5911 | 98056.7041 | 91590.2632 | 100353.688 | tons
industry | 956760.6225 | 921315.2868 | 920604.6528 | 916326.4834 | tons
buildings | 390951.1503 | 381531.7949 | 378472.2487 | 380747.7274 | tons
onroad | 107613.1301 | 62637.6878 | 57645.3064 | 51340.2529 | tons
air | 9012.8896 | 9062.5939 | 9203.1545 | 9525.6047 | tons
rail | 17114.5139 | 13554.8954 | 12467.8875 | 10799.5691 | tons
marine | 6665.7005 | 5899.8645 | 5740.3237 | 5597.8458 | tons
total | 1617694.5981 | 1492058.8274 | 1475723.8368 | 1474691.1713 | tons

## A-2.48
GCAM
Sector | 2015 | 2020 | 2025 | 2030 | 2035 | 2040 | 2045 | 2050 | Units
egu | 34047.2541 | 23825.896 | 22975.9717 | 19829.2927 | 18146.471 | 16920.1227 | 15519.7527 | 13787.8357 | tons
industry | 7641301.5083 | 6556328.5179 | 6852003.0359 | 7143254.2461 | 7498242.9989 | 7917200.8926 | 8388642.4981 | 8870194.7257 | tons
buildings | 242293.979 | 227894.658 | 223381.5784 | 219015.0387 | 215461.763 | 211412.2953 | 207611.2125 | 205107.3139 | tons
onroad | 2227172.1715 | 1731244.0972 | 1392522.7672 | 1185918.231 | 1057233.8944 | 998889.0873 | 937081.2427 | 857423.5912 | tons
air | 56226.9266 | 59652.8286 | 59885.6104 | 59528.2055 | 58949.3622 | 61328.3464 | 62497.2552 | 62700.2468 | tons
rail | 31715.5502 | 32448.6338 | 23953.1484 | 17681.0367 | 12609.1703 | 9046.783 | 8329.0097 | 7831.8828 | tons
marine | 15575.0944 | 15570.9372 | 15143.8684 | 14394.0614 | 14365.944 | 14890.9335 | 15432.3289 | 16039.8604 | tons
total | 10248332.484 | 8646965.5687 | 8589865.9802 | 8659620.1121 | 8875009.6039 | 9229688.4609 | 9635113.2998 | 10033085.4566 | tons
2016v2 platform
Sector | 2016 | 2023 | 2026 | 2032 | Units
egu | 34997.3681 | 41991.2818 | 42164.5229 | 44984.5295 | tons
industry | 8042338.6002 | 7834168.4783 | 7890252.6895 | 7926436.08 | tons
buildings | 380609.468 | 378012.6379 | 377049.0174 | 378996.3945 | tons
onroad | 1337237.9524 | 847729.9258 | 726004.6509 | 598047.2774 | tons
air | 55888.1977 | 59475.1438 | 61167.6124 | 64779.2836 | tons
rail | 29294.6902 | 23428.655 | 21657.6176 | 18617.6832 | tons
marine | 15657.0247 | 15789.955 | 16174.4538 | 16898.3603 | tons
total | 9896023.3013 | 9200596.0777 | 9134470.5645 | 9048759.6086 | tons

## A-2.49
GCAM
Sector | 2015 | 2020 | 2025 | 2030 | 2035 | 2040 | 2045 | 2050 | Units
egu | 635705.287 | 455841.8142 | 464433.1835 | 454586.5087 | 464989.9606 | 481952.7509 | 499926.0612 | 491798.2456 | tons
industry | 11594190.5449 | 10530004.2298 | 10611801.9039 | 10563235.0216 | 10710006.7273 | 10960430.2165 | 11187679.5784 | 11236267.2931 | tons
buildings | 1880762.6917 | 1771478.5339 | 1737288.2034 | 1703538.449 | 1677742.6452 | 1647283.6574 | 1619947.0909 | 1603565.4993 | tons
onroad | 23326737.8652 | 17924224.3761 | 13929432.8751 | 11652032.8984 | 10420469.0308 | 9605828.213 | 9235893.7942 | 8597670.1979 | tons
air | 500978.2864 | 532689.4489 | 550126.0015 | 551537.2073 | 542686.9402 | 555446.9324 | 547561.1839 | 524795.4407 | tons
rail | 103123.9038 | 109291.4261 | 110214.734 | 110990.0712 | 108545.9782 | 102655.6421 | 95216.7791 | 90078.2234 | tons
marine | 38661.8857 | 40479.7898 | 41570.7938 | 39359.4176 | 39241.9017 | 40850.0878 | 42400.4698 | 44433.5705 | tons
total | 38080160.4646 | 31364009.619 | 27444867.6952 | 25075279.5737 | 23963683.184 | 23394447.5001 | 23228624.9574 | 22588608.4704 | tons
2016v2 platform
Sector | 2016 | 2023 | 2026 | 2032 | Units
egu | 637544.8444 | 436614.898 | 385322.1321 | 463002.5994 | tons
industry | 14744695.0512 | 14771939.698 | 14963648.4144 | 15449394.9982 | tons
buildings | 2864626.3499 | 2835340.7235 | 2825699.5049 | 2838951.2695 | tons
onroad | 18559390.7059 | 13327439.1393 | 11733938.2234 | 8808318.3029 | tons
air | 480024.4345 | 504698.5113 | 519119.3082 | 550001.4057 | tons
rail | 115810.0271 | 117060.39 | 119505.1344 | 119066.5744 | tons
marine | 39226.804 | 42559.9416 | 44445.7461 | 46933.7235 | tons
total | 37441318.217 | 32035653.3017 | 30591678.4634 | 28275668.8736 | tons

## A-2.50
GCAM
Sector | 2015 | 2020 | 2025 | 2030 | 2035 | 2040 | 2045 | 2050
egu | 22125.3296 | 27030.7107 | 29801.5086 | 34928.6426 | 40951.4224 | 47352.8564 | 54481.5827 | 62998.3967
industry | 76240.1859 | 65510.6973 | 67167.5255 | 71690.8588 | 75978.0175 | 80497.6284 | 84864.4609 | 89133.2357
buildings | 67228.6414 | 67003.1407 | 66809.8107 | 64366.4072 | 60084.0177 | 56902.68 | 54597.8668 | 53161.545
onroad | 105385.5368 | 99127.4728 | 96297.707 | 92311.6787 | 89994.6817 | 87834.2329 | 88153.0899 | 86713.861
air | 4027.7129 | 4260.8702 | 4148.4605 | 4083.4915 | 4068.8927 | 4316.8493 | 4560.752 | 4780.8953
rail | 321.6055 | 340.9795 | 344.051 | 346.4007 | 338.6643 | 320.5678 | 297.2175 | 281.1455
marine | 1502.6032 | 1459.8367 | 1219.8094 | 814.9095 | 608.0818 | 601.9564 | 612.8052 | 627.3702
total | 276831.6154 | 264733.7079 | 265788.8728 | 268542.389 | 272023.7782 | 277826.7712 | 287567.775 | 297696.4494
2016v2 platform
Sector | 2016 | 2023 | 2026 | 2032 | Units
egu | 22685.5867 | 38640.0403 | 39019.0084 | 38431.0596 | tons
industry | 130242.9632 | 127152.6772 | 127721.28 | 128064.5111 | tons
buildings | 64225.0214 | 64442.6467 | 64369.4628 | 64463.9051 | tons
onroad | 108789.9962 | 101700.8331 | 102185.1328 | 102866.0313 | tons
air | #N/A | #N/A | #N/A | #N/A | tons
rail | 347.7523 | 352.2254 | 360.079 | 359.2621 | tons
marine | #N/A | #N/A | #N/A | #N/A | tons
total | 326291.3198 | 332288.4226 | 333654.9631 | 334184.7692 | tons

## B-2.2
scenario | region | 2015 | 2020 | 2025 | 2030 | 2035 | 2040 | 2045 | 2050 | Units
GLIMPSE-1.1-Ref,date=2023-3-11T11:37:16-04:00 | AK | 8.89 | 7.98 | 7.79 | 7.76 | 7.74 | 7.93 | 8.09 | 8.27 | MTC
GLIMPSE-1.1-Ref,date=2023-3-11T11:37:16-04:00 | AL | 32.3 | 28.7 | 28.7 | 28.6 | 28.9 | 28 | 26.3 | 26.7 | MTC
GLIMPSE-1.1-Ref,date=2023-3-11T11:37:16-04:00 | AR | 15.8 | 15.6 | 15.3 | 15.1 | 15 | 14.7 | 14.2 | 13.6 | MTC
GLIMPSE-1.1-Ref,date=2023-3-11T11:37:16-04:00 | AZ | 24.9 | 20 | 20.1 | 20 | 19.6 | 20.1 | 20.2 | 21.5 | MTC
GLIMPSE-1.1-Ref,date=2023-3-11T11:37:16-04:00 | CA | 102 | 102 | 101 | 96.7 | 94.1 | 94.3 | 95.6 | 96.3 | MTC
GLIMPSE-1.1-Ref,date=2023-3-11T11:37:16-04:00 | CO | 24.1 | 22.3 | 22.5 | 22.1 | 21.7 | 21.4 | 20.7 | 20.2 | MTC
GLIMPSE-1.1-Ref,date=2023-3-11T11:37:16-04:00 | CT | 9.01 | 8.35 | 7.67 | 6.95 | 6.57 | 6.5 | 6.43 | 6.63 | MTC
GLIMPSE-1.1-Ref,date=2023-3-11T11:37:16-04:00 | DC | 0.726 | 0.756 | 0.737 | 0.712 | 0.687 | 0.681 | 0.672 | 0.685 | MTC
GLIMPSE-1.1-Ref,date=2023-3-11T11:37:16-04:00 | DE | 3.37 | 3.05 | 2.87 | 2.6 | 2.44 | 2.39 | 2.3 | 2.21 | MTC
GLIMPSE-1.1-Ref,date=2023-3-11T11:37:16-04:00 | FL | 66.8 | 61.6 | 60.6 | 58.7 | 57.7 | 58.6 | 59 | 59.5 | MTC
GLIMPSE-1.1-Ref,date=2023-3-11T11:37:16-04:00 | GA | 37.6 | 33.3 | 32.8 | 31.7 | 31.1 | 31.1 | 31.6 | 32.3 | MTC
GLIMPSE-1.1-Ref,date=2023-3-11T11:37:16-04:00 | HI | 5.33 | 4.74 | 4.5 | 4.22 | 4.06 | 4.02 | 3.91 | 3.88 | MTC
GLIMPSE-1.1-Ref,date=2023-3-11T11:37:16-04:00 | IA | 13.5 | 10.4 | 10.4 | 10.7 | 11.4 | 9.31 | 6.07 | 3.08 | MTC
GLIMPSE-1.1-Ref,date=2023-3-11T11:37:16-04:00 | ID | 4.57 | 4.84 | 4.9 | 4.74 | 4.54 | 4.47 | 4.46 | 4.47 | MTC
GLIMPSE-1.1-Ref,date=2023-3-11T11:37:16-04:00 | IL | 55.8 | 48.9 | 48.2 | 40.9 | 39.4 | 38.9 | 38.9 | 41 | MTC
GLIMPSE-1.1-Ref,date=2023-3-11T11:37:16-04:00 | IN | 48.5 | 41.3 | 41.1 | 32.9 | 27.8 | 27.8 | 27.6 | 27.8 | MTC
GLIMPSE-1.1-Ref,date=2023-3-11T11:37:16-04:00 | KS | 16.5 | 14.6 | 14.4 | 14.3 | 14.2 | 14.1 | 14.2 | 12.8 | MTC
GLIMPSE-1.1-Ref,date=2023-3-11T11:37:16-04:00 | KY | 35.5 | 28.5 | 28.3 | 28.9 | 29.1 | 28.5 | 27.2 | 26.8 | MTC
GLIMPSE-1.1-Ref,date=2023-3-11T11:37:16-04:00 | LA | 54.9 | 51.6 | 51.3 | 51.4 | 51.9 | 53.2 | 54.4 | 55.4 | MTC
GLIMPSE-1.1-Ref,date=2023-3-11T11:37:16-04:00 | MA | 16.4 | 15.3 | 14.5 | 13.4 | 12.7 | 12.5 | 12.4 | 12.5 | MTC
GLIMPSE-1.1-Ref,date=2023-3-11T11:37:16-04:00 | MD | 16.1 | 13.5 | 12.8 | 12 | 11.4 | 11.4 | 11.5 | 11 | MTC
GLIMPSE-1.1-Ref,date=2023-3-11T11:37:16-04:00 | ME | 4.1 | 4 | 3.79 | 3.51 | 3.33 | 3.25 | 3.21 | 3.31 | MTC
GLIMPSE-1.1-Ref,date=2023-3-11T11:37:16-04:00 | MI | 42.5 | 38.5 | 37.3 | 28.5 | 27.7 | 27.8 | 28.1 | 29.1 | MTC
GLIMPSE-1.1-Ref,date=2023-3-11T11:37:16-04:00 | MN | 21.1 | 18.4 | 18.1 | 17.6 | 14.6 | 13.5 | 12.5 | 11.4 | MTC
GLIMPSE-1.1-Ref,date=2023-3-11T11:37:16-04:00 | MO | 33.9 | 32 | 31.6 | 31.6 | 31.5 | 30.7 | 26.9 | 23 | MTC
GLIMPSE-1.1-Ref,date=2023-3-11T11:37:16-04:00 | MS | 17.1 | 16.3 | 15.8 | 15.2 | 14.8 | 13.9 | 12.7 | 11.6 | MTC
GLIMPSE-1.1-Ref,date=2023-3-11T11:37:16-04:00 | MT | 8.75 | 7.03 | 7.23 | 7.53 | 7.65 | 8.17 | 8.73 | 9.2 | MTC
GLIMPSE-1.1-Ref,date=2023-3-11T11:37:16-04:00 | NC | 32.8 | 25.3 | 24.9 | 24.1 | 23.8 | 24 | 24.6 | 25.4 | MTC
GLIMPSE-1.1-Ref,date=2023-3-11T11:37:16-04:00 | ND | 14 | 12 | 12.2 | 12.5 | 12.9 | 12.9 | 12.8 | 12 | MTC
GLIMPSE-1.1-Ref,date=2023-3-11T11:37:16-04:00 | NE | 10.4 | 8.7 | 8.8 | 9.11 | 9.74 | 8.97 | 7.77 | 6.38 | MTC
GLIMPSE-1.1-Ref,date=2023-3-11T11:37:16-04:00 | NH | 3.69 | 3.46 | 3.23 | 2.83 | 2.68 | 2.59 | 2.5 | 2.59 | MTC
GLIMPSE-1.1-Ref,date=2023-3-11T11:37:16-04:00 | NJ | 30.7 | 29.7 | 28.5 | 26.4 | 25.3 | 25.5 | 25.5 | 25.7 | MTC
GLIMPSE-1.1-Ref,date=2023-3-11T11:37:16-04:00 | NM | 13.8 | 11.4 | 11.3 | 11.2 | 11 | 11.2 | 10.7 | 9.86 | MTC
GLIMPSE-1.1-Ref,date=2023-3-11T11:37:16-04:00 | NV | 9.48 | 9.23 | 8.73 | 8.26 | 7.92 | 7.73 | 7.62 | 7.6 | MTC
GLIMPSE-1.1-Ref,date=2023-3-11T11:37:16-04:00 | NY | 43.8 | 42 | 40.2 | 37.4 | 36 | 34.8 | 34.7 | 35.9 | MTC
GLIMPSE-1.1-Ref,date=2023-3-11T11:37:16-04:00 | OH | 56.3 | 49.5 | 48.6 | 41.8 | 36.8 | 36 | 36 | 36.6 | MTC
GLIMPSE-1.1-Ref,date=2023-3-11T11:37:16-04:00 | OK | 26.5 | 21.6 | 21.2 | 20.7 | 20.1 | 19.6 | 19.5 | 19 | MTC
GLIMPSE-1.1-Ref,date=2023-3-11T11:37:16-04:00 | OR | 10.1 | 9.64 | 9.47 | 8.96 | 8.51 | 8.35 | 8.31 | 8.3 | MTC
GLIMPSE-1.1-Ref,date=2023-3-11T11:37:16-04:00 | PA | 59.9 | 50 | 49.5 | 43 | 43 | 44.9 | 47.1 | 50.8 | MTC
GLIMPSE-1.1-Ref,date=2023-3-11T11:37:16-04:00 | RI | 2.63 | 2.4 | 2.19 | 1.99 | 1.88 | 1.83 | 1.76 | 1.73 | MTC
GLIMPSE-1.1-Ref,date=2023-3-11T11:37:16-04:00 | SC | 20.5 | 19.6 | 19.5 | 19.3 | 21 | 20.5 | 21.5 | 22.5 | MTC
GLIMPSE-1.1-Ref,date=2023-3-11T11:37:16-04:00 | SD | 1.83 | 1.6 | 1.55 | 1.52 | 1.54 | 0.862 | -0.172 | -1.15 | MTC
GLIMPSE-1.1-Ref,date=2023-3-11T11:37:16-04:00 | TN | 26.6 | 23.9 | 24 | 23.7 | 22.5 | 22 | 21.9 | 21.5 | MTC
GLIMPSE-1.1-Ref,date=2023-3-11T11:37:16-04:00 | TX | 187 | 180 | 183 | 183 | 182 | 183 | 184 | 181 | MTC
GLIMPSE-1.1-Ref,date=2023-3-11T11:37:16-04:00 | USA | 8.17 | 6.01 | 1.99 | 3.77 | 5.89 | 7.58 | 8 | 5.17 | MTC
GLIMPSE-1.1-Ref,date=2023-3-11T11:37:16-04:00 | UT | 17.4 | 17 | 17.4 | 17 | 15.9 | 15.1 | 15.3 | 15.2 | MTC
GLIMPSE-1.1-Ref,date=2023-3-11T11:37:16-04:00 | VA | 27.5 | 23.4 | 22.5 | 20.4 | 19.2 | 19.2 | 18.9 | 18.1 | MTC
GLIMPSE-1.1-Ref,date=2023-3-11T11:37:16-04:00 | VT | 1.44 | 1.41 | 1.33 | 1.22 | 1.13 | 1.07 | 1.04 | 1.05 | MTC
GLIMPSE-1.1-Ref,date=2023-3-11T11:37:16-04:00 | WA | 22.7 | 22.7 | 23.3 | 22.8 | 22.2 | 21.5 | 20.6 | 19.7 | MTC
GLIMPSE-1.1-Ref,date=2023-3-11T11:37:16-04:00 | WI | 25.8 | 23.1 | 22.6 | 16.9 | 14.7 | 14.6 | 14.3 | 14.7 | MTC
GLIMPSE-1.1-Ref,date=2023-3-11T11:37:16-04:00 | WV | 25.1 | 23.1 | 23.2 | 24.2 | 25 | 25.3 | 22.6 | 19.1 | MTC
GLIMPSE-1.1-Ref,date=2023-3-11T11:37:16-04:00 | WY | 17.3 | 13.8 | 14 | 14.5 | 14.7 | 15.4 | 16 | 15.4 | MTC

## B-2.3
scenario | region | 2015 | 2020 | 2025 | 2030 | 2035 | 2040 | 2045 | 2050 | Units
GLIMPSE-1.1-Ref,date=2023-3-11T11:37:16-04:00 | Total | 1420 | 1280 | 1270 | 1200 | 1180 | 1170 | 1160 | 1150 | MTC

## B-2.4 - B-2.7
scenario | region | subsector | 2015 | 2020 | 2025 | 2030 | 2035 | 2040 | 2045 | 2050 | Units
GLIMPSE-1.1-Ref,date=2023-3-11T11:37:16-04:00 | Total | battery | 0 | 0.000165 | 0.000293 | 0.000517 | 0.000712 | 0.00114 | 0.00173 | 0.00385 | EJ
GLIMPSE-1.1-Ref,date=2023-3-11T11:37:16-04:00 | Total | biomass | 0.24 | 0.189 | 0.192 | 0.201 | 0.214 | 0.234 | 0.259 | 0.301 | EJ
GLIMPSE-1.1-Ref,date=2023-3-11T11:37:16-04:00 | Total | coal | 5.3 | 3.21 | 3.2 | 2.57 | 2.32 | 2.18 | 1.99 | 1.64 | EJ
GLIMPSE-1.1-Ref,date=2023-3-11T11:37:16-04:00 | Total | gas | 4.99 | 6.02 | 6.37 | 7.25 | 8.2 | 9.22 | 10.4 | 11.9 | EJ
GLIMPSE-1.1-Ref,date=2023-3-11T11:37:16-04:00 | Total | hydro | 0.904 | 1.05 | 1.05 | 1.05 | 1.05 | 1.02 | 1.03 | 1.04 | EJ
GLIMPSE-1.1-Ref,date=2023-3-11T11:37:16-04:00 | Total | hydrogen | 0 | 0 | 0.00032 | 0.00594 | 0.0105 | 0.0161 | 0.0203 | 0.0254 | EJ
GLIMPSE-1.1-Ref,date=2023-3-11T11:37:16-04:00 | Total | refined liquids | 0.139 | 0.0677 | 0.0617 | 0.0511 | 0.0471 | 0.0465 | 0.0459 | 0.0483 | EJ
GLIMPSE-1.1-Ref,date=2023-3-11T11:37:16-04:00 | Total | solar PV | 0.116 | 0.676 | 1.07 | 1.92 | 2.58 | 3.16 | 3.77 | 4.08 | EJ
GLIMPSE-1.1-Ref,date=2023-3-11T11:37:16-04:00 | Total | solar rooftop PV | 0 | 0.029 | 0.0591 | 0.0993 | 0.111 | 0.136 | 0.155 | 0.197 | EJ
GLIMPSE-1.1-Ref,date=2023-3-11T11:37:16-04:00 | Total | wind offshore | 0 | 0 | 0.138 | 0.316 | 0.662 | 0.749 | 0.931 | 1.06 | EJ
GLIMPSE-1.1-Ref,date=2023-3-11T11:37:16-04:00 | Total | wind onshore | 0.695 | 1.7 | 2.15 | 2.84 | 3.38 | 3.96 | 4.22 | 4.62 | EJ
GLIMPSE-1.1-Ref,date=2023-3-11T11:37:16-04:00 | Total | nuclear | 2.99 | 2.92 | 2.79 | 2.73 | 2.32 | 1.88 | 1.49 | 1.12 | EJ
GLIMPSE-1.1-Ref,date=2023-3-11T11:37:16-04:00 | Total | solar CSP | 0.0128 | 0.0489 | 0.0776 | 0.141 | 0.184 | 0.256 | 0.358 | 0.42 | EJ
GLIMPSE-1.1-Ref,date=2023-3-11T11:37:16-04:00 | Total | geo | 0.0674 | 0.0674 | 0.0674 | 0.0673 | 0.0673 | 0.0673 | 0.0674 | 0.0674 | EJ

## B-2.8 - B-2.12
scenario | region | subsector | 2015 | 2020 | 2025 | 2030 | 2035 | 2040 | 2045 | 2050 | Units
GCAM7.0,date=2023-13-11T12:55:55-05:00 | Total | biomass | 0.24 | 0.187 | 0.214 | 0.231 | 0.253 | 0.275 | 0.309 | 0.36 | EJ
GCAM7.0,date=2023-13-11T12:55:55-05:00 | Total | coal | 5.3 | 4.36 | 4.26 | 4.08 | 3.83 | 3.49 | 2.9 | 2.07 | EJ
GCAM7.0,date=2023-13-11T12:55:55-05:00 | Total | gas | 4.99 | 5.55 | 6 | 6.79 | 7.72 | 8.74 | 10.1 | 11.6 | EJ
GCAM7.0,date=2023-13-11T12:55:55-05:00 | Total | hydro | 0.904 | 1.05 | 1.05 | 1.05 | 1.05 | 1.05 | 1.04 | 1.04 | EJ
GCAM7.0,date=2023-13-11T12:55:55-05:00 | Total | hydrogen | 0 | 0 | 0.000327 | 0.00432 | 0.00798 | 0.0123 | 0.0164 | 0.0216 | EJ
GCAM7.0,date=2023-13-11T12:55:55-05:00 | Total | refined liquids | 0.139 | 0.0657 | 0.06 | 0.0501 | 0.0465 | 0.0444 | 0.0444 | 0.0462 | EJ
GCAM7.0,date=2023-13-11T12:55:55-05:00 | Total | solar PV | 0.116 | 0.602 | 0.998 | 1.7 | 2.35 | 2.98 | 3.61 | 3.95 | EJ
GCAM7.0,date=2023-13-11T12:55:55-05:00 | Total | solar rooftop PV | 0 | 0.0287 | 0.0611 | 0.111 | 0.124 | 0.135 | 0.151 | 0.191 | EJ
GCAM7.0,date=2023-13-11T12:55:55-05:00 | Total | wind offshore | 0 | 0 | 0.0252 | 0.0943 | 0.205 | 0.352 | 0.538 | 0.725 | EJ
GCAM7.0,date=2023-13-11T12:55:55-05:00 | Total | wind onshore | 0.695 | 1.26 | 1.76 | 2.35 | 3.01 | 3.67 | 4 | 4.62 | EJ
GCAM7.0,date=2023-13-11T12:55:55-05:00 | Total | nuclear | 2.99 | 2.92 | 2.79 | 2.71 | 2.31 | 1.89 | 1.5 | 1.06 | EJ
GCAM7.0,date=2023-13-11T12:55:55-05:00 | Total | solar CSP | 0.0128 | 0.0454 | 0.0756 | 0.125 | 0.177 | 0.238 | 0.334 | 0.396 | EJ
GCAM7.0,date=2023-13-11T12:55:55-05:00 | Total | geo | 0.0674 | 0.0674 | 0.0674 | 0.0674 | 0.0674 | 0.0674 | 0.0674 | 0.0674 | EJ
GLIMPSE-1.1-Ref,date=2023-3-11T11:37:16-04:00 | Total | battery | 0 | 0.000165 | 0.000293 | 0.000517 | 0.000712 | 0.00114 | 0.00173 | 0.00385 | EJ
GLIMPSE-1.1-Ref,date=2023-3-11T11:37:16-04:00 | Total | biomass | 0.24 | 0.189 | 0.192 | 0.201 | 0.214 | 0.234 | 0.259 | 0.301 | EJ
GLIMPSE-1.1-Ref,date=2023-3-11T11:37:16-04:00 | Total | coal | 5.3 | 3.21 | 3.2 | 2.57 | 2.32 | 2.18 | 1.99 | 1.64 | EJ
GLIMPSE-1.1-Ref,date=2023-3-11T11:37:16-04:00 | Total | gas | 4.99 | 6.02 | 6.37 | 7.25 | 8.2 | 9.22 | 10.4 | 11.9 | EJ
GLIMPSE-1.1-Ref,date=2023-3-11T11:37:16-04:00 | Total | hydro | 0.904 | 1.05 | 1.05 | 1.05 | 1.05 | 1.02 | 1.03 | 1.04 | EJ
GLIMPSE-1.1-Ref,date=2023-3-11T11:37:16-04:00 | Total | hydrogen | 0 | 0 | 0.00032 | 0.00594 | 0.0105 | 0.0161 | 0.0203 | 0.0254 | EJ
GLIMPSE-1.1-Ref,date=2023-3-11T11:37:16-04:00 | Total | refined liquids | 0.139 | 0.0677 | 0.0617 | 0.0511 | 0.0471 | 0.0465 | 0.0459 | 0.0483 | EJ
GLIMPSE-1.1-Ref,date=2023-3-11T11:37:16-04:00 | Total | solar PV | 0.116 | 0.676 | 1.07 | 1.92 | 2.58 | 3.16 | 3.77 | 4.08 | EJ
GLIMPSE-1.1-Ref,date=2023-3-11T11:37:16-04:00 | Total | solar rooftop PV | 0 | 0.029 | 0.0591 | 0.0993 | 0.111 | 0.136 | 0.155 | 0.197 | EJ
GLIMPSE-1.1-Ref,date=2023-3-11T11:37:16-04:00 | Total | wind offshore | 0 | 0 | 0.138 | 0.316 | 0.662 | 0.749 | 0.931 | 1.06 | EJ
GLIMPSE-1.1-Ref,date=2023-3-11T11:37:16-04:00 | Total | wind onshore | 0.695 | 1.7 | 2.15 | 2.84 | 3.38 | 3.96 | 4.22 | 4.62 | EJ
GLIMPSE-1.1-Ref,date=2023-3-11T11:37:16-04:00 | Total | nuclear | 2.99 | 2.92 | 2.79 | 2.73 | 2.32 | 1.88 | 1.49 | 1.12 | EJ
GLIMPSE-1.1-Ref,date=2023-3-11T11:37:16-04:00 | Total | solar CSP | 0.0128 | 0.0489 | 0.0776 | 0.141 | 0.184 | 0.256 | 0.358 | 0.42 | EJ
GLIMPSE-1.1-Ref,date=2023-3-11T11:37:16-04:00 | Total | geo | 0.0674 | 0.0674 | 0.0674 | 0.0673 | 0.0673 | 0.0673 | 0.0674 | 0.0674 | EJ

## B-2.14
scenario | region | sector | 2015 | 2020 | 2025 | 2030 | 2035 | 2040 | 2045 | 2050 | Units
GCAM7.0,date=2023-13-11T12:55:55-05:00 | Total | biomass growth | -89.4 | -92.6 | -96.8 | -97 | -96.4 | -125 | -179 | -229 | MTC
GCAM7.0,date=2023-13-11T12:55:55-05:00 | Total | bldgs-commercial | 58.1 | 56.7 | 57.6 | 58.7 | 60 | 61 | 60.5 | 62.3 | MTC
GCAM7.0,date=2023-13-11T12:55:55-05:00 | Total | fuel production | 62.1 | 65 | 65.5 | 66.3 | 67.7 | 83.4 | 110 | 136 | MTC
GCAM7.0,date=2023-13-11T12:55:55-05:00 | Total | bldgs-residential | 85.6 | 81.4 | 79.3 | 76 | 71.2 | 67.9 | 65.4 | 63.9 | MTC
GCAM7.0,date=2023-13-11T12:55:55-05:00 | Total | transport-ALM | 108 | 113 | 116 | 116 | 115 | 121 | 126 | 130 | MTC
GCAM7.0,date=2023-13-11T12:55:55-05:00 | Total | transport-HDV | 150 | 157 | 161 | 159 | 146 | 142 | 139 | 136 | MTC
GCAM7.0,date=2023-13-11T12:55:55-05:00 | Total | industry | 220 | 238 | 253 | 268 | 281 | 295 | 309 | 320 | MTC
GCAM7.0,date=2023-13-11T12:55:55-05:00 | Total | transport-LDV | 280 | 282 | 258 | 209 | 174 | 150 | 146 | 147 | MTC
GCAM7.0,date=2023-13-11T12:55:55-05:00 | Total | electricity | 542 | 472 | 475 | 480 | 482 | 480 | 466 | 442 | MTC
GLIMPSE-1.1-Ref,date=2023-3-11T11:37:16-04:00 | Total | biomass growth | -89.4 | -90.1 | -90.8 | -90.5 | -89.8 | -124 | -176 | -224 | MTC
GLIMPSE-1.1-Ref,date=2023-3-11T11:37:16-04:00 | Total | bldgs-commercial | 58.1 | 58.3 | 59.7 | 60.6 | 61.3 | 62.1 | 61.2 | 62.6 | MTC
GLIMPSE-1.1-Ref,date=2023-3-11T11:37:16-04:00 | Total | fuel production | 62.1 | 64.2 | 63.4 | 64 | 66.2 | 85.5 | 113 | 140 | MTC
GLIMPSE-1.1-Ref,date=2023-3-11T11:37:16-04:00 | Total | bldgs-residential | 85.6 | 85.2 | 84.8 | 81.3 | 75 | 70.6 | 67.3 | 65.1 | MTC
GLIMPSE-1.1-Ref,date=2023-3-11T11:37:16-04:00 | Total | transport-ALM | 108 | 113 | 116 | 116 | 116 | 119 | 118 | 117 | MTC
GLIMPSE-1.1-Ref,date=2023-3-11T11:37:16-04:00 | Total | transport-HDV | 150 | 157 | 161 | 155 | 141 | 139 | 137 | 135 | MTC
GLIMPSE-1.1-Ref,date=2023-3-11T11:37:16-04:00 | Total | industry | 220 | 234 | 248 | 262 | 274 | 287 | 300 | 310 | MTC
GLIMPSE-1.1-Ref,date=2023-3-11T11:37:16-04:00 | Total | transport-LDV | 280 | 268 | 231 | 190 | 164 | 152 | 148 | 149 | MTC
GLIMPSE-1.1-Ref,date=2023-3-11T11:37:16-04:00 | Total | electricity | 542 | 399 | 404 | 377 | 379 | 392 | 405 | 413 | MTC
Year | 2015 | 2020 | 2025 | 2030 | 2035 | 2040 | 2045 | 2050
battery | 0 | 0 | 0 | 0.001 | 0.001 | 0.001 | 0.002 | 0.004
biomass | 0 | 0.002 | -0.022 | -0.03 | -0.039 | -0.041 | -0.05 | -0.059
coal | 0 | -1.15 | -1.06 | -1.51 | -1.51 | -1.31 | -0.91 | -0.43
gas | 0 | 0.47 | 0.37 | 0.46 | 0.48 | 0.48 | 0.3 | 0.3
hydro | 0 | 0 | 0 | 0 | 0 | -0.03 | -0.01 | 0
hydrogen | 0 | 0 | 0 | 0.002 | 0.003 | 0.004 | 0.004 | 0.004
refined liquids | 0 | 0.002 | 0.002 | 0.001 | 0.001 | 0.002 | 0.002 | 0.002
solar PV | 0 | 0.074 | 0.072 | 0.22 | 0.23 | 0.18 | 0.16 | 0.13
solar rooftop PV | 0 | 0 | -0.002 | -0.012 | -0.013 | 0.001 | 0.004 | 0.006
wind offshore | 0 | 0 | 0.113 | 0.222 | 0.457 | 0.397 | 0.393 | 0.335
wind onshore | 0 | 0.44 | 0.39 | 0.49 | 0.37 | 0.29 | 0.22 | 0
nuclear | 0 | 0 | 0 | 0.02 | 0.01 | -0.01 | -0.01 | 0.06
solar CSP | 0 | 0.003 | 0.002 | 0.016 | 0.007 | 0.018 | 0.024 | 0.024
geo | 0 | 0 | 0 | 0 | 0 | 0 | 0 | 0

## B-3.2
Year | Value
2025 | 100
2030 | 128
2035 | 163
2040 | 208
2045 | 265
2050 | 339

## B-3.10 - B-3.11
scenario | region | 2015 | 2020 | 2025 | 2030 | 2035 | 2040 | 2045 | 2050 | Units
GLIMPSE-1.1-Ref,date=2023-3-11T11:37:16-04:00 | Total | 1420 | 1280 | 1270 | 1200 | 1180 | 1170 | 1160 | 1150 | MTC
GLIMPSE1.1-Tax-100C-5pct,date=2023-16-11T14:01:10-05:00 | Total | 1420 | 1280 | 1230 | 1140 | 1050 | 906 | 789 | 685 | MTC

## B-3.12
Differences
|  | sector | 2015 | 2020 | 2025 | 2030 | 2035 | 2040 | 2045 | 2050 | Units
|  | biomass growth | 0 | 0 | -3.5 | -6.3 | -17.2 | -116 | -139 | -159 | MTC
|  | commercial | 0 | 0 | -1 | -1.3 | -2 | -3 | -5.8 | -8.2 | MTC
|  | electricity | 0 | 0 | -17 | -37 | -78 | -126 | -183 | -223 | MTC
|  | fuel production | 0 | 0 | -1.4 | -2.7 | -2.4 | 14 | 7 | -5 | MTC
|  | industry | 0 | 0 | -4 | -6 | -9 | -12 | -23 | -34 | MTC
|  | residential | 0 | 0 | -0.1 | -0.1 | 0 | -0.3 | -2.5 | -5.7 | MTC
|  | transport-ALM | 0 | 0 | -5 | -5 | -6 | -7 | -11 | -16 | MTC
|  | transport-HDV | 0 | 0 | -4 | -4 | -5 | -6 | -9 | -13 | MTC
|  | transport-LDV | 0 | 0 | -2 | -2 | -2 | -3 | -6 | -9 | MTC
scenario | region | sector | 2015 | 2020 | 2025 | 2030 | 2035 | 2040 | 2045 | 2050 | Units
GLIMPSE-1.1-Ref,date=2023-3-11T11:37:16-04:00 | Total | biomass growth | -89.4 | -90.1 | -90.8 | -90.5 | -89.8 | -124 | -176 | -224 | MTC
GLIMPSE-1.1-Ref,date=2023-3-11T11:37:16-04:00 | Total | bldgs-commercial | 58.1 | 58.3 | 59.7 | 60.6 | 61.3 | 62.1 | 61.2 | 62.6 | MTC
GLIMPSE-1.1-Ref,date=2023-3-11T11:37:16-04:00 | Total | bldgs-residential | 85.6 | 85.2 | 84.8 | 81.3 | 75 | 70.6 | 67.3 | 65.1 | MTC
GLIMPSE-1.1-Ref,date=2023-3-11T11:37:16-04:00 | Total | electricity | 542 | 399 | 404 | 377 | 379 | 392 | 405 | 413 | MTC
GLIMPSE-1.1-Ref,date=2023-3-11T11:37:16-04:00 | Total | fuel production | 62.1 | 64.2 | 63.4 | 64 | 66.2 | 85.5 | 113 | 140 | MTC
GLIMPSE-1.1-Ref,date=2023-3-11T11:37:16-04:00 | Total | industry | 220 | 234 | 248 | 262 | 274 | 287 | 300 | 310 | MTC
GLIMPSE-1.1-Ref,date=2023-3-11T11:37:16-04:00 | Total | transport-ALM | 108 | 113 | 116 | 116 | 116 | 119 | 118 | 117 | MTC
GLIMPSE-1.1-Ref,date=2023-3-11T11:37:16-04:00 | Total | transport-HDV | 150 | 157 | 161 | 155 | 141 | 139 | 137 | 135 | MTC
GLIMPSE-1.1-Ref,date=2023-3-11T11:37:16-04:00 | Total | transport-LDV | 280 | 268 | 231 | 190 | 164 | 152 | 148 | 149 | MTC
GLIMPSE1.1-Tax-100C-5pct,date=2023-16-11T14:01:10-05:00 | Total | biomass growth | -89.4 | -90.1 | -94.3 | -96.8 | -107 | -240 | -315 | -383 | MTC
GLIMPSE1.1-Tax-100C-5pct,date=2023-16-11T14:01:10-05:00 | Total | bldgs-commercial | 58.1 | 58.3 | 58.7 | 59.3 | 59.3 | 59.1 | 55.4 | 54.4 | MTC
GLIMPSE1.1-Tax-100C-5pct,date=2023-16-11T14:01:10-05:00 | Total | bldgs-residential | 85.6 | 85.2 | 84.7 | 81.2 | 75 | 70.3 | 64.8 | 59.4 | MTC
GLIMPSE1.1-Tax-100C-5pct,date=2023-16-11T14:01:10-05:00 | Total | electricity | 542 | 399 | 387 | 340 | 301 | 266 | 222 | 190 | MTC
GLIMPSE1.1-Tax-100C-5pct,date=2023-16-11T14:01:10-05:00 | Total | fuel production | 62.1 | 64.2 | 62 | 61.3 | 63.8 | 99.5 | 120 | 135 | MTC
GLIMPSE1.1-Tax-100C-5pct,date=2023-16-11T14:01:10-05:00 | Total | industry | 220 | 234 | 244 | 256 | 265 | 275 | 277 | 276 | MTC
GLIMPSE1.1-Tax-100C-5pct,date=2023-16-11T14:01:10-05:00 | Total | transport-ALM | 108 | 113 | 111 | 111 | 110 | 112 | 107 | 101 | MTC
GLIMPSE1.1-Tax-100C-5pct,date=2023-16-11T14:01:10-05:00 | Total | transport-HDV | 150 | 157 | 157 | 151 | 136 | 133 | 128 | 122 | MTC
GLIMPSE1.1-Tax-100C-5pct,date=2023-16-11T14:01:10-05:00 | Total | transport-LDV | 280 | 268 | 229 | 188 | 162 | 149 | 142 | 140 | MTC

## B-3.13
scenario | region | subsector | 2015 | 2020 | 2025 | 2030 | 2035 | 2040 | 2045 | 2050 | Units
GLIMPSE-1.1-Ref,date=2023-3-11T11:37:16-04:00 | Total | battery | 0 | 0.000165 | 0.000293 | 0.000517 | 0.000712 | 0.00114 | 0.00173 | 0.00385 | EJ
GLIMPSE-1.1-Ref,date=2023-3-11T11:37:16-04:00 | Total | biomass | 0.24 | 0.189 | 0.192 | 0.201 | 0.214 | 0.234 | 0.259 | 0.301 | EJ
GLIMPSE-1.1-Ref,date=2023-3-11T11:37:16-04:00 | Total | coal | 5.3 | 3.21 | 3.2 | 2.57 | 2.32 | 2.18 | 1.99 | 1.64 | EJ
GLIMPSE-1.1-Ref,date=2023-3-11T11:37:16-04:00 | Total | gas | 4.99 | 6.02 | 6.37 | 7.25 | 8.2 | 9.22 | 10.4 | 11.9 | EJ
GLIMPSE-1.1-Ref,date=2023-3-11T11:37:16-04:00 | Total | hydro | 0.904 | 1.05 | 1.05 | 1.05 | 1.05 | 1.02 | 1.03 | 1.04 | EJ
GLIMPSE-1.1-Ref,date=2023-3-11T11:37:16-04:00 | Total | hydrogen | 0 | 0 | 0.00032 | 0.00594 | 0.0105 | 0.0161 | 0.0203 | 0.0254 | EJ
GLIMPSE-1.1-Ref,date=2023-3-11T11:37:16-04:00 | Total | refined liquids | 0.139 | 0.0677 | 0.0617 | 0.0511 | 0.0471 | 0.0465 | 0.0459 | 0.0483 | EJ
GLIMPSE-1.1-Ref,date=2023-3-11T11:37:16-04:00 | Total | solar PV | 0.116 | 0.676 | 1.07 | 1.92 | 2.58 | 3.16 | 3.77 | 4.08 | EJ
GLIMPSE-1.1-Ref,date=2023-3-11T11:37:16-04:00 | Total | solar rooftop PV | 0 | 0.029 | 0.0591 | 0.0993 | 0.111 | 0.136 | 0.155 | 0.197 | EJ
GLIMPSE-1.1-Ref,date=2023-3-11T11:37:16-04:00 | Total | wind offshore | 0 | 0 | 0.138 | 0.316 | 0.662 | 0.749 | 0.931 | 1.06 | EJ
GLIMPSE-1.1-Ref,date=2023-3-11T11:37:16-04:00 | Total | wind onshore | 0.695 | 1.7 | 2.15 | 2.84 | 3.38 | 3.96 | 4.22 | 4.62 | EJ
GLIMPSE-1.1-Ref,date=2023-3-11T11:37:16-04:00 | Total | nuclear | 2.99 | 2.92 | 2.79 | 2.73 | 2.32 | 1.88 | 1.49 | 1.12 | EJ
GLIMPSE-1.1-Ref,date=2023-3-11T11:37:16-04:00 | Total | solar CSP | 0.0128 | 0.0489 | 0.0776 | 0.141 | 0.184 | 0.256 | 0.358 | 0.42 | EJ
GLIMPSE-1.1-Ref,date=2023-3-11T11:37:16-04:00 | Total | geo | 0.0674 | 0.0674 | 0.0674 | 0.0673 | 0.0673 | 0.0673 | 0.0674 | 0.0674 | EJ
GLIMPSE1.1-Tax-100C-5pct,date=2023-16-11T14:01:10-05:00 | Total | battery | 0 | 0.000165 | 0.000335 | 0.000532 | 0.000716 | 0.00111 | 0.00189 | 0.00478 | EJ
GLIMPSE1.1-Tax-100C-5pct,date=2023-16-11T14:01:10-05:00 | Total | biomass | 0.24 | 0.189 | 0.215 | 0.226 | 0.25 | 0.28 | 0.251 | 0.231 | EJ
GLIMPSE1.1-Tax-100C-5pct,date=2023-16-11T14:01:10-05:00 | Total | biomass w/CCS | 0 | 0 | 0.0048 | 0.0136 | 0.0312 | 0.0618 | 0.104 | 0.164 | EJ
GLIMPSE1.1-Tax-100C-5pct,date=2023-16-11T14:01:10-05:00 | Total | coal | 5.3 | 3.21 | 3.18 | 2.5 | 1.91 | 1.39 | 0.76 | 0.346 | EJ
GLIMPSE1.1-Tax-100C-5pct,date=2023-16-11T14:01:10-05:00 | Total | coal w/CCS | 0 | 0 | 0.0671 | 0.189 | 0.333 | 0.503 | 0.744 | 1.06 | EJ
GLIMPSE1.1-Tax-100C-5pct,date=2023-16-11T14:01:10-05:00 | Total | gas | 4.99 | 6.02 | 5.61 | 5.73 | 5.79 | 5.79 | 5.79 | 5.62 | EJ
GLIMPSE1.1-Tax-100C-5pct,date=2023-16-11T14:01:10-05:00 | Total | gas w/CCS | 0 | 0 | 0.126 | 0.371 | 0.671 | 1.01 | 1.53 | 2.18 | EJ
GLIMPSE1.1-Tax-100C-5pct,date=2023-16-11T14:01:10-05:00 | Total | hydro | 0.904 | 1.05 | 1.05 | 1.05 | 1.05 | 1.04 | 1.04 | 1.04 | EJ
GLIMPSE1.1-Tax-100C-5pct,date=2023-16-11T14:01:10-05:00 | Total | hydrogen | 0 | 0 | 0.000338 | 0.00318 | 0.00612 | 0.0119 | 0.0162 | 0.0273 | EJ
GLIMPSE1.1-Tax-100C-5pct,date=2023-16-11T14:01:10-05:00 | Total | refined liquids | 0.139 | 0.0677 | 0.0598 | 0.0528 | 0.0501 | 0.0496 | 0.0409 | 0.0372 | EJ
GLIMPSE1.1-Tax-100C-5pct,date=2023-16-11T14:01:10-05:00 | Total | solar PV | 0.116 | 0.676 | 1.16 | 2.13 | 2.89 | 3.53 | 4.3 | 4.87 | EJ
GLIMPSE1.1-Tax-100C-5pct,date=2023-16-11T14:01:10-05:00 | Total | solar rooftop PV | 0 | 0.029 | 0.1 | 0.156 | 0.192 | 0.287 | 0.382 | 0.501 | EJ
GLIMPSE1.1-Tax-100C-5pct,date=2023-16-11T14:01:10-05:00 | Total | wind offshore | 0 | 0 | 0.141 | 0.336 | 0.724 | 0.887 | 1.15 | 1.39 | EJ
GLIMPSE1.1-Tax-100C-5pct,date=2023-16-11T14:01:10-05:00 | Total | wind onshore | 0.695 | 1.7 | 2.24 | 3.04 | 3.89 | 4.76 | 5.42 | 6.11 | EJ
GLIMPSE1.1-Tax-100C-5pct,date=2023-16-11T14:01:10-05:00 | Total | nuclear | 2.99 | 2.92 | 2.77 | 2.79 | 2.5 | 2.19 | 2.05 | 2 | EJ
GLIMPSE1.1-Tax-100C-5pct,date=2023-16-11T14:01:10-05:00 | Total | solar CSP | 0.0128 | 0.0489 | 0.0889 | 0.17 | 0.251 | 0.361 | 0.532 | 0.674 | EJ
GLIMPSE1.1-Tax-100C-5pct,date=2023-16-11T14:01:10-05:00 | Total | geo | 0.0674 | 0.0674 | 0.0674 | 0.0674 | 0.0674 | 0.0674 | 0.0674 | 0.0674 | EJ
GLIMPSE1.1-Tax-100C-5pct,date=2023-16-11T14:01:10-05:00 | Total | refined liquids w/CCS | 0 | 0 | 9.03e-05 | 0.000114 | 0.000215 | 0.000384 | 0.000759 | 0.00149 | EJ

## B-3.14
Differences
|  | subsector | 2015 | 2020 | 2025 | 2030 | 2035 | 2040 | 2045 | 2050 | Units
|  | battery | 0 | 0 | 0 | 0 | 0 | 0 | 0 | 0.001 | EJ
|  | biomass | 0 | 0 | 0.023 | 0.025 | 0.036 | 0.046 | -0.008 | -0.07 | EJ
|  | biomass w/CCS | 0 | 0 | 0.005 | 0.014 | 0.031 | 0.062 | 0.104 | 0.164 | EJ
|  | coal | 0 | 0 | -0.02 | -0.07 | -0.41 | -0.79 | -1.23 | -1.294 | EJ
|  | coal w/CCS | 0 | 0 | 0.067 | 0.189 | 0.333 | 0.503 | 0.744 | 1.06 | EJ
|  | gas | 0 | 0 | -0.76 | -1.52 | -2.41 | -3.43 | -4.61 | -6.28 | EJ
|  | gas w/CCS | 0 | 0 | 0.126 | 0.371 | 0.671 | 1.01 | 1.53 | 2.18 | EJ
|  | hydro | 0 | 0 | 0 | 0 | 0 | 0.02 | 0.01 | 0 | EJ
|  | hydrogen | 0 | 0 | 0 | -0.003 | -0.004 | -0.004 | -0.004 | 0.002 | EJ
|  | refined liquids | 0 | 0 | -0.002 | 0.002 | 0.003 | 0.003 | -0.005 | -0.011 | EJ
|  | solar PV | 0 | 0 | 0.09 | 0.21 | 0.31 | 0.37 | 0.53 | 0.79 | EJ
|  | solar rooftop PV | 0 | 0 | 0.041 | 0.057 | 0.081 | 0.151 | 0.227 | 0.304 | EJ
|  | wind offshore | 0 | 0 | 0.003 | 0.02 | 0.062 | 0.138 | 0.219 | 0.33 | EJ
|  | wind onshore | 0 | 0 | 0.09 | 0.2 | 0.51 | 0.8 | 1.2 | 1.49 | EJ
|  | nuclear | 0 | 0 | -0.02 | 0.06 | 0.18 | 0.31 | 0.56 | 0.88 | EJ
|  | solar CSP | 0 | 0 | 0.011 | 0.029 | 0.067 | 0.105 | 0.174 | 0.254 | EJ
|  | geo | 0 | 0 | 0 | 0 | 0 | 0 | 0 | 0 | EJ
|  | refined liquids w/CCS | 0 | 0 | 0 | 0 | 0 | 0 | 0.001 | 0.001 | EJ
scenario | region | subsector | 2015 | 2020 | 2025 | 2030 | 2035 | 2040 | 2045 | 2050 | Units
GLIMPSE-1.1-Ref,date=2023-3-11T11:37:16-04:00 | Total | battery | 0 | 0.000165 | 0.000293 | 0.000517 | 0.000712 | 0.00114 | 0.00173 | 0.00385 | EJ
GLIMPSE-1.1-Ref,date=2023-3-11T11:37:16-04:00 | Total | biomass | 0.24 | 0.189 | 0.192 | 0.201 | 0.214 | 0.234 | 0.259 | 0.301 | EJ
GLIMPSE-1.1-Ref,date=2023-3-11T11:37:16-04:00 | Total | coal | 5.3 | 3.21 | 3.2 | 2.57 | 2.32 | 2.18 | 1.99 | 1.64 | EJ
GLIMPSE-1.1-Ref,date=2023-3-11T11:37:16-04:00 | Total | gas | 4.99 | 6.02 | 6.37 | 7.25 | 8.2 | 9.22 | 10.4 | 11.9 | EJ
GLIMPSE-1.1-Ref,date=2023-3-11T11:37:16-04:00 | Total | hydro | 0.904 | 1.05 | 1.05 | 1.05 | 1.05 | 1.02 | 1.03 | 1.04 | EJ
GLIMPSE-1.1-Ref,date=2023-3-11T11:37:16-04:00 | Total | hydrogen | 0 | 0 | 0.00032 | 0.00594 | 0.0105 | 0.0161 | 0.0203 | 0.0254 | EJ
GLIMPSE-1.1-Ref,date=2023-3-11T11:37:16-04:00 | Total | refined liquids | 0.139 | 0.0677 | 0.0617 | 0.0511 | 0.0471 | 0.0465 | 0.0459 | 0.0483 | EJ
GLIMPSE-1.1-Ref,date=2023-3-11T11:37:16-04:00 | Total | solar PV | 0.116 | 0.676 | 1.07 | 1.92 | 2.58 | 3.16 | 3.77 | 4.08 | EJ
GLIMPSE-1.1-Ref,date=2023-3-11T11:37:16-04:00 | Total | solar rooftop PV | 0 | 0.029 | 0.0591 | 0.0993 | 0.111 | 0.136 | 0.155 | 0.197 | EJ
GLIMPSE-1.1-Ref,date=2023-3-11T11:37:16-04:00 | Total | wind offshore | 0 | 0 | 0.138 | 0.316 | 0.662 | 0.749 | 0.931 | 1.06 | EJ
GLIMPSE-1.1-Ref,date=2023-3-11T11:37:16-04:00 | Total | wind onshore | 0.695 | 1.7 | 2.15 | 2.84 | 3.38 | 3.96 | 4.22 | 4.62 | EJ
GLIMPSE-1.1-Ref,date=2023-3-11T11:37:16-04:00 | Total | nuclear | 2.99 | 2.92 | 2.79 | 2.73 | 2.32 | 1.88 | 1.49 | 1.12 | EJ
GLIMPSE-1.1-Ref,date=2023-3-11T11:37:16-04:00 | Total | solar CSP | 0.0128 | 0.0489 | 0.0776 | 0.141 | 0.184 | 0.256 | 0.358 | 0.42 | EJ
GLIMPSE-1.1-Ref,date=2023-3-11T11:37:16-04:00 | Total | geo | 0.0674 | 0.0674 | 0.0674 | 0.0673 | 0.0673 | 0.0673 | 0.0674 | 0.0674 | EJ
GLIMPSE1.1-Tax-100C-5pct,date=2023-16-11T14:01:10-05:00 | Total | battery | 0 | 0.000165 | 0.000335 | 0.000532 | 0.000716 | 0.00111 | 0.00189 | 0.00478 | EJ
GLIMPSE1.1-Tax-100C-5pct,date=2023-16-11T14:01:10-05:00 | Total | biomass | 0.24 | 0.189 | 0.215 | 0.226 | 0.25 | 0.28 | 0.251 | 0.231 | EJ
GLIMPSE1.1-Tax-100C-5pct,date=2023-16-11T14:01:10-05:00 | Total | biomass w/CCS | 0 | 0 | 0.0048 | 0.0136 | 0.0312 | 0.0618 | 0.104 | 0.164 | EJ
GLIMPSE1.1-Tax-100C-5pct,date=2023-16-11T14:01:10-05:00 | Total | coal | 5.3 | 3.21 | 3.18 | 2.5 | 1.91 | 1.39 | 0.76 | 0.346 | EJ
GLIMPSE1.1-Tax-100C-5pct,date=2023-16-11T14:01:10-05:00 | Total | coal w/CCS | 0 | 0 | 0.0671 | 0.189 | 0.333 | 0.503 | 0.744 | 1.06 | EJ
GLIMPSE1.1-Tax-100C-5pct,date=2023-16-11T14:01:10-05:00 | Total | gas | 4.99 | 6.02 | 5.61 | 5.73 | 5.79 | 5.79 | 5.79 | 5.62 | EJ
GLIMPSE1.1-Tax-100C-5pct,date=2023-16-11T14:01:10-05:00 | Total | gas w/CCS | 0 | 0 | 0.126 | 0.371 | 0.671 | 1.01 | 1.53 | 2.18 | EJ
GLIMPSE1.1-Tax-100C-5pct,date=2023-16-11T14:01:10-05:00 | Total | hydro | 0.904 | 1.05 | 1.05 | 1.05 | 1.05 | 1.04 | 1.04 | 1.04 | EJ
GLIMPSE1.1-Tax-100C-5pct,date=2023-16-11T14:01:10-05:00 | Total | hydrogen | 0 | 0 | 0.000338 | 0.00318 | 0.00612 | 0.0119 | 0.0162 | 0.0273 | EJ
GLIMPSE1.1-Tax-100C-5pct,date=2023-16-11T14:01:10-05:00 | Total | refined liquids | 0.139 | 0.0677 | 0.0598 | 0.0528 | 0.0501 | 0.0496 | 0.0409 | 0.0372 | EJ
GLIMPSE1.1-Tax-100C-5pct,date=2023-16-11T14:01:10-05:00 | Total | solar PV | 0.116 | 0.676 | 1.16 | 2.13 | 2.89 | 3.53 | 4.3 | 4.87 | EJ
GLIMPSE1.1-Tax-100C-5pct,date=2023-16-11T14:01:10-05:00 | Total | solar rooftop PV | 0 | 0.029 | 0.1 | 0.156 | 0.192 | 0.287 | 0.382 | 0.501 | EJ
GLIMPSE1.1-Tax-100C-5pct,date=2023-16-11T14:01:10-05:00 | Total | wind offshore | 0 | 0 | 0.141 | 0.336 | 0.724 | 0.887 | 1.15 | 1.39 | EJ
GLIMPSE1.1-Tax-100C-5pct,date=2023-16-11T14:01:10-05:00 | Total | wind onshore | 0.695 | 1.7 | 2.24 | 3.04 | 3.89 | 4.76 | 5.42 | 6.11 | EJ
GLIMPSE1.1-Tax-100C-5pct,date=2023-16-11T14:01:10-05:00 | Total | nuclear | 2.99 | 2.92 | 2.77 | 2.79 | 2.5 | 2.19 | 2.05 | 2 | EJ
GLIMPSE1.1-Tax-100C-5pct,date=2023-16-11T14:01:10-05:00 | Total | solar CSP | 0.0128 | 0.0489 | 0.0889 | 0.17 | 0.251 | 0.361 | 0.532 | 0.674 | EJ
GLIMPSE1.1-Tax-100C-5pct,date=2023-16-11T14:01:10-05:00 | Total | geo | 0.0674 | 0.0674 | 0.0674 | 0.0674 | 0.0674 | 0.0674 | 0.0674 | 0.0674 | EJ
GLIMPSE1.1-Tax-100C-5pct,date=2023-16-11T14:01:10-05:00 | Total | refined liquids w/CCS | 0 | 0 | 9.03e-05 | 0.000114 | 0.000215 | 0.000384 | 0.000759 | 0.00149 | EJ

## B-3.15
scenario | region | sector | 2015 | 2020 | 2025 | 2030 | 2035 | 2040 | 2045 | 2050 | Units
GLIMPSE-1.1-Ref,date=2023-3-11T11:37:16-04:00 | Total | bldgs-commercial | 0.103 | 0.0959 | 0.0981 | 0.108 | 0.125 | 0.141 | 0.156 | 0.165 | EJ
GLIMPSE-1.1-Ref,date=2023-3-11T11:37:16-04:00 | Total | bldgs-residential | 0.419 | 0.394 | 0.387 | 0.382 | 0.381 | 0.379 | 0.378 | 0.377 | EJ
GLIMPSE-1.1-Ref,date=2023-3-11T11:37:16-04:00 | Total | electricity | 0.56 | 0.276 | 0.264 | 0.261 | 0.275 | 0.307 | 0.352 | 0.443 | EJ
GLIMPSE-1.1-Ref,date=2023-3-11T11:37:16-04:00 | Total | fuel production | 1.31 | 1.53 | 1.46 | 1.37 | 1.25 | 2.62 | 4.78 | 6.74 | EJ
GLIMPSE-1.1-Ref,date=2023-3-11T11:37:16-04:00 | Total | industry | 1.47 | 1.6 | 1.72 | 1.83 | 1.93 | 2.04 | 2.12 | 2.19 | EJ
GLIMPSE1.1-Tax-100C-5pct,date=2023-16-11T14:01:10-05:00 | Total | bldgs-commercial | 0.103 | 0.0959 | 0.101 | 0.121 | 0.154 | 0.184 | 0.175 | 0.152 | EJ
GLIMPSE1.1-Tax-100C-5pct,date=2023-16-11T14:01:10-05:00 | Total | bldgs-residential | 0.419 | 0.394 | 0.393 | 0.403 | 0.425 | 0.445 | 0.401 | 0.333 | EJ
GLIMPSE1.1-Tax-100C-5pct,date=2023-16-11T14:01:10-05:00 | Total | electricity | 0.56 | 0.276 | 0.353 | 0.366 | 0.45 | 0.561 | 0.546 | 0.634 | EJ
GLIMPSE1.1-Tax-100C-5pct,date=2023-16-11T14:01:10-05:00 | Total | fuel production | 1.31 | 1.53 | 1.44 | 1.36 | 1.56 | 6.94 | 10.2 | 13.1 | EJ
GLIMPSE1.1-Tax-100C-5pct,date=2023-16-11T14:01:10-05:00 | Total | industry | 1.47 | 1.6 | 1.79 | 1.97 | 2.14 | 2.36 | 2.35 | 2.34 | EJ

## B-3.16
Differences
|  | technology | 2015 | 2020 | 2025 | 2030 | 2035 | 2040 | 2045 | 2050
|  | coal to liquids CCS level 1 | 0 | 0 | 0 | 0 | 0.001 | 0.023 | 0.059 | 0.108
|  | coal to liquids CCS level 2 | 0 | 0 | 0 | 0 | 0.001 | 0.02 | 0.054 | 0.104
|  | gas to liquids | 0 | 0 | 0 | 0 | 0.006 | -0.058 | -0.245 | -0.4
|  | oil refining | 0 | 0 | -0.6 | -0.6 | -0.8 | -2.8 | -3.9 | -5
|  | BTL with hydrogen | 0 | 0 | 0 | 0 | 0.001 | -0.004 | -0.016 | -0.013
|  | FT biofuels | 0 | 0 | 0 | 0 | 0.01 | 0.056 | -0.045 | -0.166
|  | FT biofuels CCS level 1 | 0 | 0 | 0 | 0 | 0.01 | 0.259 | 0.449 | 0.646
|  | FT biofuels CCS level 2 | 0 | 0 | 0 | 0 | 0.009 | 0.24 | 0.417 | 0.605
|  | biodiesel | 0 | 0 | -0.004 | -0.001 | 0.014 | 0.04 | 0.059 | 0.126
|  | cellulosic ethanol | 0 | 0 | 0 | 0 | 0.036 | 0.207 | -0.164 | -0.62
|  | cellulosic ethanol CCS level 1 | 0 | 0 | 0 | 0 | 0.027 | 0.579 | 0.903 | 1.15
|  | cellulosic ethanol CCS level 2 | 0 | 0 | 0 | 0 | 0.025 | 0.68 | 1.17 | 1.67
|  | corn ethanol | 0 | 0 | -0.02 | -0.01 | 0.05 | 0.08 | -0.27 | -0.57
scenario | region | technology | 2015 | 2020 | 2025 | 2030 | 2035 | 2040 | 2045 | 2050 | Units
GLIMPSE-1.1-Ref,date=2023-3-11T11:37:16-04:00 | Total | gas to liquids | 0 | 0 | 0 | 0 | 0 | 0.175 | 0.538 | 0.927 | EJ
GLIMPSE-1.1-Ref,date=2023-3-11T11:37:16-04:00 | Total | oil refining | 34 | 33.7 | 32.8 | 31 | 29.7 | 28.6 | 27.2 | 26 | EJ
GLIMPSE-1.1-Ref,date=2023-3-11T11:37:16-04:00 | Total | BTL with hydrogen | 0 | 0 | 0 | 0 | 0 | 0.0178 | 0.0271 | 0.0234 | EJ
GLIMPSE-1.1-Ref,date=2023-3-11T11:37:16-04:00 | Total | FT biofuels | 0 | 0.029 | 0.0284 | 0.0276 | 0.0283 | 0.143 | 0.325 | 0.491 | EJ
GLIMPSE-1.1-Ref,date=2023-3-11T11:37:16-04:00 | Total | biodiesel | 0.252 | 0.273 | 0.26 | 0.236 | 0.207 | 0.259 | 0.32 | 0.37 | EJ
GLIMPSE-1.1-Ref,date=2023-3-11T11:37:16-04:00 | Total | cellulosic ethanol | 0 | 0 | 0 | 0 | 0 | 0.421 | 1.08 | 1.7 | EJ
GLIMPSE-1.1-Ref,date=2023-3-11T11:37:16-04:00 | Total | corn ethanol | 1.31 | 1.47 | 1.4 | 1.28 | 1.13 | 1.4 | 1.87 | 2.28 | EJ
GLIMPSE1.1-Tax-100C-5pct,date=2023-16-11T14:01:10-05:00 | Total | coal to liquids CCS level 1 | 0 | 0 | 0 | 0 | 0.00119 | 0.0232 | 0.0588 | 0.108 | EJ
GLIMPSE1.1-Tax-100C-5pct,date=2023-16-11T14:01:10-05:00 | Total | coal to liquids CCS level 2 | 0 | 0 | 0 | 0 | 0.000989 | 0.0203 | 0.0538 | 0.104 | EJ
GLIMPSE1.1-Tax-100C-5pct,date=2023-16-11T14:01:10-05:00 | Total | gas to liquids | 0 | 0 | 0 | 0 | 0.00577 | 0.117 | 0.293 | 0.527 | EJ
GLIMPSE1.1-Tax-100C-5pct,date=2023-16-11T14:01:10-05:00 | Total | oil refining | 34 | 33.7 | 32.2 | 30.4 | 28.9 | 25.8 | 23.3 | 21 | EJ
GLIMPSE1.1-Tax-100C-5pct,date=2023-16-11T14:01:10-05:00 | Total | BTL with hydrogen | 0 | 0 | 0 | 0 | 0.000819 | 0.0142 | 0.0108 | 0.0103 | EJ
GLIMPSE1.1-Tax-100C-5pct,date=2023-16-11T14:01:10-05:00 | Total | FT biofuels | 0 | 0.029 | 0.028 | 0.0275 | 0.0383 | 0.199 | 0.28 | 0.325 | EJ
GLIMPSE1.1-Tax-100C-5pct,date=2023-16-11T14:01:10-05:00 | Total | FT biofuels CCS level 1 | 0 | 0 | 0 | 0 | 0.01 | 0.259 | 0.449 | 0.646 | EJ
GLIMPSE1.1-Tax-100C-5pct,date=2023-16-11T14:01:10-05:00 | Total | FT biofuels CCS level 2 | 0 | 0 | 0 | 0 | 0.0089 | 0.24 | 0.417 | 0.605 | EJ
GLIMPSE1.1-Tax-100C-5pct,date=2023-16-11T14:01:10-05:00 | Total | biodiesel | 0.252 | 0.273 | 0.256 | 0.235 | 0.221 | 0.299 | 0.379 | 0.496 | EJ
GLIMPSE1.1-Tax-100C-5pct,date=2023-16-11T14:01:10-05:00 | Total | cellulosic ethanol | 0 | 0 | 0 | 0 | 0.0364 | 0.628 | 0.916 | 1.08 | EJ
GLIMPSE1.1-Tax-100C-5pct,date=2023-16-11T14:01:10-05:00 | Total | cellulosic ethanol CCS level 1 | 0 | 0 | 0 | 0 | 0.027 | 0.579 | 0.903 | 1.15 | EJ
GLIMPSE1.1-Tax-100C-5pct,date=2023-16-11T14:01:10-05:00 | Total | cellulosic ethanol CCS level 2 | 0 | 0 | 0 | 0 | 0.0251 | 0.68 | 1.17 | 1.67 | EJ
GLIMPSE1.1-Tax-100C-5pct,date=2023-16-11T14:01:10-05:00 | Total | corn ethanol | 1.31 | 1.47 | 1.38 | 1.27 | 1.18 | 1.48 | 1.6 | 1.71 | EJ

## B-4.3
scenario | region | sector | subsector | output | technology | 2015 | 2020 | 2025 | 2030 | 2035 | 2040 | 2045 | 2050 | Units
GLIMPSE1.1-Tax-100C-5pct-GLIMPSE-1.1-Ref | Total | backup_electricity | gas | backup_electricity | gas (steam/CT) | 0 | 0 | 20.1 | 36.1 | 52.5 | 70.2 | 86.3 | 108 | pct (EJ)
GLIMPSE1.1-Tax-100C-5pct-GLIMPSE-1.1-Ref | Total | OtherGrain | OtherGrain_TexasCst | biomass | OtherGrain_TexasCst_IRR_hi | 0 | 0 | 2.02 | -0.53 | -0.335 | 6.44 | 32.7 | 29.7 | pct (EJ)
GLIMPSE1.1-Tax-100C-5pct-GLIMPSE-1.1-Ref | Total | Wheat | Wheat_MissouriR | biomass | Wheat_MissouriR_IRR_hi | 0 | 0 | 0.635 | -0.407 | -0.364 | 6.07 | 30.2 | 29.2 | pct (EJ)
GLIMPSE1.1-Tax-100C-5pct-GLIMPSE-1.1-Ref | Total | RootTuber | RootTuber_UsaCstSE | biomass | RootTuber_UsaCstSE_RFD_hi | 0 | 0 | 1.4 | 0.607 | 0.857 | 7.38 | 30.1 | 27.3 | pct (EJ)
GLIMPSE1.1-Tax-100C-5pct-GLIMPSE-1.1-Ref | Total | SugarCrop | SugarCrop_MissppRN | biomass | SugarCrop_MissppRN_RFD_hi | 0 | 0 | 1.58 | 0.611 | 0.325 | 6.24 | 30.6 | 28.8 | pct (EJ)
GLIMPSE1.1-Tax-100C-5pct-GLIMPSE-1.1-Ref | Total | SugarCrop | SugarCrop_MissouriR | biomass | SugarCrop_MissouriR_RFD_hi | 0 | 0 | 1.46 | 0.613 | 0.798 | 7.92 | 31.5 | 29.8 | pct (EJ)
GLIMPSE1.1-Tax-100C-5pct-GLIMPSE-1.1-Ref | Total | RootTuber | RootTuber_UsaCstSE | biomass | RootTuber_UsaCstSE_IRR_hi | 0 | 0 | 1.41 | 0.617 | 0.876 | 7.39 | 30.1 | 27.3 | pct (EJ)
GLIMPSE1.1-Tax-100C-5pct-GLIMPSE-1.1-Ref | Total | OtherGrain | OtherGrain_MissppRN | biomass | OtherGrain_MissppRN_IRR_hi | 0 | 0 | 1.54 | 0.633 | 0.287 | 5.65 | 30.4 | 28.5 | pct (EJ)
GLIMPSE1.1-Tax-100C-5pct-GLIMPSE-1.1-Ref | Total | OtherGrain | OtherGrain_MissppRN | biomass | OtherGrain_MissppRN_RFD_hi | 0 | 0 | 1.54 | 0.633 | 0.29 | 5.65 | 30.4 | 28.5 | pct (EJ)
GLIMPSE1.1-Tax-100C-5pct-GLIMPSE-1.1-Ref | Total | Wheat | Wheat_TexasCst | biomass | Wheat_TexasCst_IRR_lo | 0 | 0 | 1.79 | 0.693 | 0.995 | 7.27 | 30.9 | 28.3 | pct (EJ)
GLIMPSE1.1-Tax-100C-5pct-GLIMPSE-1.1-Ref | Total | OtherGrain | OtherGrainC4_TexasCst | biomass | OtherGrainC4_TexasCst_IRR_hi | 0 | 0 | 1.92 | 0.732 | 1.02 | 7.73 | 31.4 | 28.4 | pct (EJ)
GLIMPSE1.1-Tax-100C-5pct-GLIMPSE-1.1-Ref | Total | OtherGrain | OtherGrainC4_TexasCst | biomass | OtherGrainC4_TexasCst_RFD_hi | 0 | 0 | 1.53 | 0.733 | 0.959 | 7.53 | 30.2 | 27.2 | pct (EJ)
GLIMPSE1.1-Tax-100C-5pct-GLIMPSE-1.1-Ref | Total | Rice | Rice_TexasCst | biomass | Rice_TexasCst_IRR_hi | 0 | 0 | 1.78 | 0.735 | 1.16 | 8.06 | 31.6 | 29 | pct (EJ)
GLIMPSE1.1-Tax-100C-5pct-GLIMPSE-1.1-Ref | Total | Rice | Rice_TexasCst | biomass | Rice_TexasCst_RFD_hi | 0 | 0 | 1.56 | 0.741 | 1.13 | 7.96 | 31 | 28.4 | pct (EJ)
GLIMPSE1.1-Tax-100C-5pct-GLIMPSE-1.1-Ref | Total | OtherGrain | OtherGrainC4_MissouriR | biomass | OtherGrainC4_MissouriR_RFD_hi | 0 | 0 | 1.57 | 0.763 | 0.851 | 7.22 | 30.5 | 27.8 | pct (EJ)
GLIMPSE1.1-Tax-100C-5pct-GLIMPSE-1.1-Ref | Total | SugarCrop | SugarCrop_MissouriR | biomass | SugarCrop_MissouriR_IRR_hi | 0 | 0 | 1.53 | 0.776 | 1.16 | 8.86 | 34.2 | 34.4 | pct (EJ)
GLIMPSE1.1-Tax-100C-5pct-GLIMPSE-1.1-Ref | Total | Vegetables | Vegetables_ArkWhtRedR | biomass | Vegetables_ArkWhtRedR_RFD_hi | 0 | 0 | 1.59 | 0.814 | 1.21 | 7.77 | 30.4 | 27.6 | pct (EJ)
GLIMPSE1.1-Tax-100C-5pct-GLIMPSE-1.1-Ref | Total | Wheat | Wheat_TennR | biomass | Wheat_TennR_RFD_lo | 0 | 0 | 1.6 | 0.819 | 1.03 | 6.7 | 30.1 | 27.7 | pct (EJ)
GLIMPSE1.1-Tax-100C-5pct-GLIMPSE-1.1-Ref | Total | OtherGrain | OtherGrainC4_MissouriR | biomass | OtherGrainC4_MissouriR_IRR_hi | 0 | 0 | 1.59 | 0.823 | 0.977 | 7.54 | 31.4 | 29.3 | pct (EJ)
GLIMPSE1.1-Tax-100C-5pct-GLIMPSE-1.1-Ref | Total | Rice | Rice_MissppRS | biomass | Rice_MissppRS_RFD_hi | 0 | 0 | 1.64 | 0.883 | 0.989 | 6.72 | 30.1 | 27.5 | pct (EJ)
GLIMPSE1.1-Tax-100C-5pct-GLIMPSE-1.1-Ref | Total | Wheat | Wheat_TexasCst | biomass | Wheat_TexasCst_RFD_lo | 0 | 0 | 1.67 | 0.893 | 1.24 | 7.5 | 30.8 | 28.3 | pct (EJ)
GLIMPSE1.1-Tax-100C-5pct-GLIMPSE-1.1-Ref | Total | Rice | Rice_MissppRS | biomass | Rice_MissppRS_IRR_hi | 0 | 0 | 1.64 | 0.899 | 1.03 | 6.79 | 30.4 | 28.1 | pct (EJ)
GLIMPSE1.1-Tax-100C-5pct-GLIMPSE-1.1-Ref | Total | Vegetables | Vegetables_GreatLakes | biomass | Vegetables_GreatLakes_RFD_hi | 0 | 0 | 1.75 | 0.899 | 0.975 | 6.68 | 30.4 | 28.2 | pct (EJ)
GLIMPSE1.1-Tax-100C-5pct-GLIMPSE-1.1-Ref | Total | Vegetables | Vegetables_GreatLakes | biomass | Vegetables_GreatLakes_IRR_hi | 0 | 0 | 1.75 | 0.904 | 0.981 | 6.68 | 30.4 | 28.2 | pct (EJ)
GLIMPSE1.1-Tax-100C-5pct-GLIMPSE-1.1-Ref | Total | Wheat | Wheat_ArkWhtRedR | biomass | Wheat_ArkWhtRedR_IRR_lo | 0 | 0 | 1.71 | 0.919 | 1.17 | 6.82 | 30.1 | 27.6 | pct (EJ)
GLIMPSE1.1-Tax-100C-5pct-GLIMPSE-1.1-Ref | Total | Vegetables | Vegetables_MissouriR | biomass | Vegetables_MissouriR_RFD_hi | 0 | 0 | 1.72 | 0.926 | 1.25 | 8.25 | 31.4 | 28.9 | pct (EJ)
GLIMPSE1.1-Tax-100C-5pct-GLIMPSE-1.1-Ref | Total | Vegetables | Vegetables_MissppRN | biomass | Vegetables_MissppRN_RFD_lo | 0 | 0 | 1.81 | 0.944 | 0.847 | 6.29 | 31.5 | 30.3 | pct (EJ)
GLIMPSE1.1-Tax-100C-5pct-GLIMPSE-1.1-Ref | Total | OtherGrain | OtherGrainC4_ArkWhtRedR | biomass | OtherGrainC4_ArkWhtRedR_IRR_hi | 0 | 0 | 1.69 | 0.975 | 1.22 | 7.29 | 30.3 | 27.7 | pct (EJ)
GLIMPSE1.1-Tax-100C-5pct-GLIMPSE-1.1-Ref | Total | Wheat | Wheat_RioGrande | biomass | Wheat_RioGrande_RFD_lo | 0 | 0 | 1.7 | 0.975 | 1.34 | 7.3 | 30.4 | 27.8 | pct (EJ)
GLIMPSE1.1-Tax-100C-5pct-GLIMPSE-1.1-Ref | Total | Fruits | FruitsTree_California | biomass | FruitsTree_California_IRR_hi | 0 | 0 | 1.74 | 0.98 | 1.37 | 8.08 | 30.6 | 27.5 | pct (EJ)
GLIMPSE1.1-Tax-100C-5pct-GLIMPSE-1.1-Ref | Total | Rice | Rice_ArkWhtRedR | biomass | Rice_ArkWhtRedR_IRR_hi | 0 | 0 | 1.65 | 1 | 1.42 | 7.77 | 31.1 | 29.1 | pct (EJ)
GLIMPSE1.1-Tax-100C-5pct-GLIMPSE-1.1-Ref | Total | OtherGrain | OtherGrainC4_UsaColoRS | biomass | OtherGrainC4_UsaColoRS_IRR_hi | 0 | 0 | 1.73 | 1.01 | 1.32 | 8.06 | 30.7 | 27.6 | pct (EJ)
GLIMPSE1.1-Tax-100C-5pct-GLIMPSE-1.1-Ref | Total | Wheat | Wheat_OhioR | biomass | Wheat_OhioR_IRR_lo | 0 | 0 | 1.89 | 1.03 | 0.935 | 6.1 | 30.6 | 28.7 | pct (EJ)
GLIMPSE1.1-Tax-100C-5pct-GLIMPSE-1.1-Ref | Total | Wheat | Wheat_UsaColoRS | biomass | Wheat_UsaColoRS_IRR_lo | 0 | 0 | 1.8 | 1.04 | 1.4 | 7.79 | 30.8 | 28.2 | pct (EJ)
GLIMPSE1.1-Tax-100C-5pct-GLIMPSE-1.1-Ref | Total | OtherGrain | OtherGrainC4_OhioR | biomass | OtherGrainC4_OhioR_RFD_hi | 0 | 0 | 1.86 | 1.05 | 0.91 | 6.45 | 30.6 | 28.2 | pct (EJ)
GLIMPSE1.1-Tax-100C-5pct-GLIMPSE-1.1-Ref | Total | Fruits | FruitsTree_UsaColoRS | biomass | FruitsTree_UsaColoRS_IRR_hi | 0 | 0 | 1.77 | 1.06 | 1.58 | 9.04 | 31.8 | 29.1 | pct (EJ)
GLIMPSE1.1-Tax-100C-5pct-GLIMPSE-1.1-Ref | Total | Wheat | Wheat_UsaCstE | biomass | Wheat_UsaCstE_IRR_lo | 0 | 0 | 1.87 | 1.06 | 1.13 | 6.15 | 30.1 | 28 | pct (EJ)
GLIMPSE1.1-Tax-100C-5pct-GLIMPSE-1.1-Ref | Total | OtherGrain | OtherGrainC4_UsaCstE | biomass | OtherGrainC4_UsaCstE_RFD_hi | 0 | 0 | 1.84 | 1.08 | 1.11 | 6.5 | 30 | 27.5 | pct (EJ)
GLIMPSE1.1-Tax-100C-5pct-GLIMPSE-1.1-Ref | Total | OtherGrain | OtherGrain_TexasCst | biomass | OtherGrain_TexasCst_RFD_lo | 0 | 0 | 1.98 | 1.08 | 1.45 | 7.82 | 31.5 | 28.9 | pct (EJ)
GLIMPSE1.1-Tax-100C-5pct-GLIMPSE-1.1-Ref | Total | OtherGrain | OtherGrain_ArkWhtRedR | biomass | OtherGrain_ArkWhtRedR_RFD_lo | 0 | 0 | 1.77 | 1.09 | 1.4 | 7.11 | 30.5 | 28.1 | pct (EJ)
GLIMPSE1.1-Tax-100C-5pct-GLIMPSE-1.1-Ref | Total | Wheat | Wheat_ArkWhtRedR | biomass | Wheat_ArkWhtRedR_RFD_lo | 0 | 0 | 1.81 | 1.11 | 1.44 | 7.13 | 30.5 | 28.1 | pct (EJ)
GLIMPSE1.1-Tax-100C-5pct-GLIMPSE-1.1-Ref | Total | Fruits | Fruits_MissouriR | biomass | Fruits_MissouriR_RFD_hi | 0 | 0 | 1.85 | 1.13 | 1.5 | 8.62 | 32.2 | 29.9 | pct (EJ)
GLIMPSE1.1-Tax-100C-5pct-GLIMPSE-1.1-Ref | Total | Vegetables | Vegetables_UsaCstE | biomass | Vegetables_UsaCstE_RFD_hi | 0 | 0 | 1.9 | 1.14 | 1.39 | 7.37 | 30.7 | 28.4 | pct (EJ)
GLIMPSE1.1-Tax-100C-5pct-GLIMPSE-1.1-Ref | Total | Vegetables | Vegetables_UsaCstE | biomass | Vegetables_UsaCstE_IRR_hi | 0 | 0 | 1.91 | 1.15 | 1.39 | 7.37 | 30.7 | 28.4 | pct (EJ)
GLIMPSE1.1-Tax-100C-5pct-GLIMPSE-1.1-Ref | Total | Wheat | Wheat_MissouriR | biomass | Wheat_MissouriR_IRR_lo | 0 | 0 | 1.94 | 1.19 | 1.43 | 7.62 | 31.7 | 29.8 | pct (EJ)
GLIMPSE1.1-Tax-100C-5pct-GLIMPSE-1.1-Ref | Total | Wheat | Wheat_OhioR | biomass | Wheat_OhioR_RFD_lo | 0 | 0 | 1.98 | 1.2 | 1.18 | 6.4 | 31.1 | 29.3 | pct (EJ)
GLIMPSE1.1-Tax-100C-5pct-GLIMPSE-1.1-Ref | Total | Wheat | Wheat_California | biomass | Wheat_California_RFD_lo | 0 | 0 | 1.9 | 1.21 | 1.56 | 7.47 | 30.8 | 28.3 | pct (EJ)
GLIMPSE1.1-Tax-100C-5pct-GLIMPSE-1.1-Ref | Total | Legumes | Legumes_UsaPacNW | biomass | Legumes_UsaPacNW_IRR_hi | 0 | 0 | 1.88 | 1.22 | 1.61 | 7.7 | 30.6 | 27.8 | pct (EJ)
GLIMPSE1.1-Tax-100C-5pct-GLIMPSE-1.1-Ref | Total | Legumes | Legumes_UsaPacNW | biomass | Legumes_UsaPacNW_RFD_hi | 0 | 0 | 1.88 | 1.22 | 1.61 | 7.7 | 30.6 | 27.8 | pct (EJ)
GLIMPSE1.1-Tax-100C-5pct-GLIMPSE-1.1-Ref | Total | Wheat | Wheat_UsaCstE | biomass | Wheat_UsaCstE_RFD_lo | 0 | 0 | 1.96 | 1.23 | 1.38 | 6.45 | 30.5 | 28.5 | pct (EJ)
GLIMPSE1.1-Tax-100C-5pct-GLIMPSE-1.1-Ref | Total | Wheat | Wheat_UsaPacNW | biomass | Wheat_UsaPacNW_IRR_lo | 0 | 0 | 1.96 | 1.24 | 1.55 | 7.13 | 30.4 | 27.8 | pct (EJ)
GLIMPSE1.1-Tax-100C-5pct-GLIMPSE-1.1-Ref | Total | OtherGrain | OtherGrainC4_MissppRN | biomass | OtherGrainC4_MissppRN_RFD_hi | 0 | 0 | 2.05 | 1.25 | 1.03 | 6.56 | 31.5 | 29.7 | pct (EJ)
GLIMPSE1.1-Tax-100C-5pct-GLIMPSE-1.1-Ref | Total | Wheat | Wheat_GreatLakes | biomass | Wheat_GreatLakes_IRR_lo | 0 | 0 | 2.06 | 1.25 | 1.23 | 6.07 | 30.5 | 28.6 | pct (EJ)
GLIMPSE1.1-Tax-100C-5pct-GLIMPSE-1.1-Ref | Total | OtherGrain | OtherGrain_UsaCstSE | biomass | OtherGrain_UsaCstSE_RFD_lo | 0 | 0 | 1.95 | 1.27 | 1.49 | 6.99 | 30.5 | 28 | pct (EJ)
GLIMPSE1.1-Tax-100C-5pct-GLIMPSE-1.1-Ref | Total | OilCrop | OilCrop_California | biomass | OilCrop_California_IRR_lo | 0 | 0 | 1.94 | 1.29 | 1.59 | 7.44 | 30.7 | 28.1 | pct (EJ)
GLIMPSE1.1-Tax-100C-5pct-GLIMPSE-1.1-Ref | Total | OtherGrain | OtherGrain_UsaCstE | biomass | OtherGrain_UsaCstE_IRR_hi | 0 | 0 | 2.02 | 1.31 | 1.37 | 6.79 | 30.4 | 27.8 | pct (EJ)
GLIMPSE1.1-Tax-100C-5pct-GLIMPSE-1.1-Ref | Total | OtherGrain | OtherGrain_UsaCstE | biomass | OtherGrain_UsaCstE_RFD_hi | 0 | 0 | 2.02 | 1.31 | 1.37 | 6.8 | 30.4 | 27.8 | pct (EJ)
GLIMPSE1.1-Tax-100C-5pct-GLIMPSE-1.1-Ref | Total | Wheat | Wheat_MissouriR | biomass | Wheat_MissouriR_RFD_lo | 0 | 0 | 2.03 | 1.34 | 1.63 | 7.78 | 31.8 | 29.6 | pct (EJ)
GLIMPSE1.1-Tax-100C-5pct-GLIMPSE-1.1-Ref | Total | OtherGrain | OtherGrain_California | biomass | OtherGrain_California_RFD_hi | 0 | 0 | 2.04 | 1.37 | 1.63 | 7.78 | 30.4 | 27 | pct (EJ)
GLIMPSE1.1-Tax-100C-5pct-GLIMPSE-1.1-Ref | Total | OtherGrain | OtherGrain_RioGrande | biomass | OtherGrain_RioGrande_IRR_hi | 0 | 0 | 2.07 | 1.42 | 1.78 | 8.22 | 31 | 27.8 | pct (EJ)
GLIMPSE1.1-Tax-100C-5pct-GLIMPSE-1.1-Ref | Total | Wheat | Wheat_GreatLakes | biomass | Wheat_GreatLakes_RFD_lo | 0 | 0 | 2.15 | 1.42 | 1.48 | 6.37 | 30.9 | 29.2 | pct (EJ)
GLIMPSE1.1-Tax-100C-5pct-GLIMPSE-1.1-Ref | Total | Wheat | Wheat_MissppRN | biomass | Wheat_MissppRN_RFD_lo | 0 | 0 | 2.19 | 1.42 | 1.32 | 6.54 | 32 | 30.8 | pct (EJ)
GLIMPSE1.1-Tax-100C-5pct-GLIMPSE-1.1-Ref | Total | Wheat | Wheat_UsaPacNW | biomass | Wheat_UsaPacNW_RFD_lo | 0 | 0 | 2.06 | 1.42 | 1.8 | 7.43 | 30.8 | 28.4 | pct (EJ)
GLIMPSE1.1-Tax-100C-5pct-GLIMPSE-1.1-Ref | Total | OtherGrain | OtherGrain_MissouriR | biomass | OtherGrain_MissouriR_RFD_hi | 0 | 0 | 2.13 | 1.48 | 1.7 | 8.24 | 31.8 | 29.2 | pct (EJ)
GLIMPSE1.1-Tax-100C-5pct-GLIMPSE-1.1-Ref | Total | Fruits | FruitsTree_UsaCstSE | biomass | FruitsTree_UsaCstSE_IRR_hi | 0 | 0 | 2.19 | 1.56 | 2 | 8.6 | 31.9 | 29.3 | pct (EJ)
GLIMPSE1.1-Tax-100C-5pct-GLIMPSE-1.1-Ref | Total | Wheat | Wheat_GreatBasin | biomass | Wheat_GreatBasin_IRR_lo | 0 | 0 | 2.22 | 1.56 | 1.98 | 7.95 | 31.2 | 28.6 | pct (EJ)
GLIMPSE1.1-Tax-100C-5pct-GLIMPSE-1.1-Ref | Total | Legumes | Legumes_California | biomass | Legumes_California_IRR_hi | 0 | 0 | 2.19 | 1.57 | 2 | 8.4 | 31.2 | 28.1 | pct (EJ)
GLIMPSE1.1-Tax-100C-5pct-GLIMPSE-1.1-Ref | Total | Legumes | Legumes_California | biomass | Legumes_California_RFD_hi | 0 | 0 | 2.21 | 1.59 | 2.06 | 8.59 | 31.6 | 28.8 | pct (EJ)
GLIMPSE1.1-Tax-100C-5pct-GLIMPSE-1.1-Ref | Total | OtherGrain | OtherGrain_MissouriR | biomass | OtherGrain_MissouriR_IRR_hi | 0 | 0 | 2.19 | 1.6 | 1.96 | 8.9 | 33.6 | 32.3 | pct (EJ)
GLIMPSE1.1-Tax-100C-5pct-GLIMPSE-1.1-Ref | Total | SugarCrop | SugarCrop_California | biomass | SugarCrop_California_RFD_lo | 0 | 0 | 2.27 | 1.6 | 1.91 | 7.96 | 30.6 | 27.2 | pct (EJ)
GLIMPSE1.1-Tax-100C-5pct-GLIMPSE-1.1-Ref | Total | Vegetables | Vegetables_OhioR | biomass | Vegetables_OhioR_RFD_hi | 0 | 0 | 2.32 | 1.61 | 1.78 | 8.02 | 32.1 | 29.9 | pct (EJ)
GLIMPSE1.1-Tax-100C-5pct-GLIMPSE-1.1-Ref | Total | Legumes | Legumes_MissouriR | biomass | Legumes_MissouriR_RFD_hi | 0 | 0 | 2.23 | 1.62 | 2 | 8.76 | 32.5 | 30.1 | pct (EJ)
GLIMPSE1.1-Tax-100C-5pct-GLIMPSE-1.1-Ref | Total | Legumes | Legumes_MissouriR | biomass | Legumes_MissouriR_IRR_hi | 0 | 0 | 2.25 | 1.66 | 2.1 | 9 | 33.1 | 31.2 | pct (EJ)
GLIMPSE1.1-Tax-100C-5pct-GLIMPSE-1.1-Ref | Total | OilCrop | OilCrop_NelsonR | biomass | OilCrop_NelsonR_RFD_lo | 0 | 0 | 2.23 | 1.66 | 1.88 | 6.7 | 30.5 | 28.1 | pct (EJ)
GLIMPSE1.1-Tax-100C-5pct-GLIMPSE-1.1-Ref | Total | OtherGrain | OtherGrain_OhioR | biomass | OtherGrain_OhioR_RFD_lo | 0 | 0 | 2.34 | 1.66 | 1.67 | 6.98 | 31.7 | 29.7 | pct (EJ)
GLIMPSE1.1-Tax-100C-5pct-GLIMPSE-1.1-Ref | Total | Legumes | Legumes_UsaColoRN | biomass | Legumes_UsaColoRN_IRR_hi | 0 | 0 | 2.26 | 1.69 | 2.17 | 8.42 | 31.4 | 28.6 | pct (EJ)
GLIMPSE1.1-Tax-100C-5pct-GLIMPSE-1.1-Ref | Total | OtherGrain | OtherGrain_UsaColoRS | biomass | OtherGrain_UsaColoRS_IRR_hi | 0 | 0 | 2.28 | 1.69 | 2.12 | 9.02 | 31.9 | 28.8 | pct (EJ)
GLIMPSE1.1-Tax-100C-5pct-GLIMPSE-1.1-Ref | Total | OtherGrain | OtherGrainC4_UsaCstSE | biomass | OtherGrainC4_UsaCstSE_RFD_lo | 0 | 0 | 2.3 | 1.7 | 1.98 | 7.54 | 31.1 | 28.6 | pct (EJ)
GLIMPSE1.1-Tax-100C-5pct-GLIMPSE-1.1-Ref | Total | RootTuber | RootTuber_UsaCstSE | biomass | RootTuber_UsaCstSE_IRR_lo | 0 | 0 | 2.28 | 1.7 | 2.09 | 8.05 | 31.6 | 29.1 | pct (EJ)
GLIMPSE1.1-Tax-100C-5pct-GLIMPSE-1.1-Ref | Total | RootTuber | RootTuber_UsaCstSE | biomass | RootTuber_UsaCstSE_RFD_lo | 0 | 0 | 2.29 | 1.72 | 2.11 | 8.07 | 31.6 | 29.2 | pct (EJ)
GLIMPSE1.1-Tax-100C-5pct-GLIMPSE-1.1-Ref | Total | Vegetables | Vegetables_TexasCst | biomass | Vegetables_TexasCst_IRR_hi | 0 | 0 | 2.67 | 1.76 | 2.44 | 9.97 | 33.6 | 30.7 | pct (EJ)
GLIMPSE1.1-Tax-100C-5pct-GLIMPSE-1.1-Ref | Total | Vegetables | Vegetables_TexasCst | biomass | Vegetables_TexasCst_RFD_hi | 0 | 0 | 2.37 | 1.76 | 2.39 | 9.81 | 32.7 | 29.8 | pct (EJ)
GLIMPSE1.1-Tax-100C-5pct-GLIMPSE-1.1-Ref | Total | Rice | Rice_UsaCstSE | biomass | Rice_UsaCstSE_IRR_lo | 0 | 0 | 2.32 | 1.77 | 2.16 | 7.84 | 31.6 | 29.2 | pct (EJ)
GLIMPSE1.1-Tax-100C-5pct-GLIMPSE-1.1-Ref | Total | OilCrop | OilCrop_MissouriR | biomass | OilCrop_MissouriR_RFD_hi | 0 | 0 | 2.4 | 1.78 | 2.07 | 8.66 | 32.4 | 29.8 | pct (EJ)
GLIMPSE1.1-Tax-100C-5pct-GLIMPSE-1.1-Ref | Total | OtherGrain | OtherGrainC4_TexasCst | biomass | OtherGrainC4_TexasCst_IRR_lo | 0 | 0 | 2.46 | 1.79 | 2.25 | 8.69 | 32.2 | 29.5 | pct (EJ)
GLIMPSE1.1-Tax-100C-5pct-GLIMPSE-1.1-Ref | Total | OtherGrain | OtherGrainC4_TexasCst | biomass | OtherGrainC4_TexasCst_RFD_lo | 0 | 0 | 2.37 | 1.8 | 2.24 | 8.67 | 32 | 29.4 | pct (EJ)
GLIMPSE1.1-Tax-100C-5pct-GLIMPSE-1.1-Ref | Total | Wheat | Wheat_NelsonR | biomass | Wheat_NelsonR_RFD_lo | 0 | 0 | 2.38 | 1.8 | 2.1 | 6.95 | 30.8 | 28.4 | pct (EJ)
GLIMPSE1.1-Tax-100C-5pct-GLIMPSE-1.1-Ref | Total | Legumes | Legumes_MissppRN | biomass | Legumes_MissppRN_IRR_hi | 0 | 0 | 2.5 | 1.82 | 1.84 | 7.64 | 32.8 | 31.3 | pct (EJ)
GLIMPSE1.1-Tax-100C-5pct-GLIMPSE-1.1-Ref | Total | Legumes | Legumes_MissppRN | biomass | Legumes_MissppRN_RFD_hi | 0 | 0 | 2.5 | 1.82 | 1.84 | 7.64 | 32.8 | 31.3 | pct (EJ)
GLIMPSE1.1-Tax-100C-5pct-GLIMPSE-1.1-Ref | Total | Rice | Rice_TexasCst | biomass | Rice_TexasCst_IRR_lo | 0 | 0 | 2.49 | 1.82 | 2.38 | 8.96 | 32.7 | 30.2 | pct (EJ)
GLIMPSE1.1-Tax-100C-5pct-GLIMPSE-1.1-Ref | Total | Rice | Rice_TexasCst | biomass | Rice_TexasCst_RFD_lo | 0 | 0 | 2.43 | 1.82 | 2.37 | 8.93 | 32.6 | 30.2 | pct (EJ)
GLIMPSE1.1-Tax-100C-5pct-GLIMPSE-1.1-Ref | Total | Legumes | Legumes_GreatLakes | biomass | Legumes_GreatLakes_IRR_hi | 0 | 0 | 2.46 | 1.83 | 2 | 7.48 | 31.7 | 29.6 | pct (EJ)
GLIMPSE1.1-Tax-100C-5pct-GLIMPSE-1.1-Ref | Total | Legumes | Legumes_GreatLakes | biomass | Legumes_GreatLakes_RFD_hi | 0 | 0 | 2.46 | 1.83 | 2 | 7.48 | 31.7 | 29.6 | pct (EJ)
GLIMPSE1.1-Tax-100C-5pct-GLIMPSE-1.1-Ref | Total | RootTuber | RootTuber_TexasCst | biomass | RootTuber_TexasCst_RFD_hi | 0 | 0 | 2.55 | 1.83 | 2.48 | 10.2 | 33.4 | 30.5 | pct (EJ)
GLIMPSE1.1-Tax-100C-5pct-GLIMPSE-1.1-Ref | Total | RootTuber | RootTuber_TexasCst | biomass | RootTuber_TexasCst_IRR_hi | 0 | 0 | 3.05 | 1.84 | 2.57 | 10.5 | 34.9 | 31.9 | pct (EJ)
GLIMPSE1.1-Tax-100C-5pct-GLIMPSE-1.1-Ref | Total | OtherGrain | OtherGrainC4_RioGrande | biomass | OtherGrainC4_RioGrande_IRR_lo | 0 | 0 | 2.4 | 1.85 | 2.3 | 8.42 | 31.6 | 28.8 | pct (EJ)
GLIMPSE1.1-Tax-100C-5pct-GLIMPSE-1.1-Ref | Total | OilCrop | OilCrop_MissouriR | biomass | OilCrop_MissouriR_IRR_hi | 0 | 0 | 2.44 | 1.87 | 2.27 | 9.17 | 33.8 | 32.2 | pct (EJ)
GLIMPSE1.1-Tax-100C-5pct-GLIMPSE-1.1-Ref | Total | OtherGrain | OtherGrainC4_RioGrande | biomass | OtherGrainC4_RioGrande_RFD_lo | 0 | 0 | 2.42 | 1.88 | 2.34 | 8.47 | 31.7 | 28.9 | pct (EJ)
GLIMPSE1.1-Tax-100C-5pct-GLIMPSE-1.1-Ref | Total | OtherGrain | OtherGrain_UsaPacNW | biomass | OtherGrain_UsaPacNW_IRR_hi | 0 | 0 | 2.44 | 1.89 | 2.27 | 8.35 | 31.4 | 28.4 | pct (EJ)
GLIMPSE1.1-Tax-100C-5pct-GLIMPSE-1.1-Ref | Total | OtherGrain | OtherGrain_UsaPacNW | biomass | OtherGrain_UsaPacNW_RFD_hi | 0 | 0 | 2.44 | 1.89 | 2.27 | 8.35 | 31.4 | 28.4 | pct (EJ)
GLIMPSE1.1-Tax-100C-5pct-GLIMPSE-1.1-Ref | Total | SugarCrop | SugarCrop_UsaPacNW | biomass | SugarCrop_UsaPacNW_IRR_lo | 0 | 0 | 2.48 | 1.91 | 2.33 | 8.33 | 31.6 | 28.9 | pct (EJ)
GLIMPSE1.1-Tax-100C-5pct-GLIMPSE-1.1-Ref | Total | OtherGrain | OtherGrainC4_MissppRS | biomass | OtherGrainC4_MissppRS_IRR_lo | 0 | 0 | 2.53 | 1.93 | 2.09 | 7.42 | 31.2 | 28.4 | pct (EJ)
GLIMPSE1.1-Tax-100C-5pct-GLIMPSE-1.1-Ref | Total | OtherGrain | OtherGrainC4_MissppRS | biomass | OtherGrainC4_MissppRS_RFD_lo | 0 | 0 | 2.53 | 1.93 | 2.09 | 7.41 | 31.2 | 28.3 | pct (EJ)
GLIMPSE1.1-Tax-100C-5pct-GLIMPSE-1.1-Ref | Total | SugarCrop | SugarCrop_GreatLakes | biomass | SugarCrop_GreatLakes_RFD_lo | 0 | 0 | 2.58 | 1.93 | 2.02 | 7.28 | 31.7 | 29.7 | pct (EJ)
GLIMPSE1.1-Tax-100C-5pct-GLIMPSE-1.1-Ref | Total | SugarCrop | SugarCrop_MissouriR | biomass | SugarCrop_MissouriR_RFD_lo | 0 | 0 | 2.49 | 1.93 | 2.34 | 9.15 | 33.7 | 32.3 | pct (EJ)
GLIMPSE1.1-Tax-100C-5pct-GLIMPSE-1.1-Ref | Total | SugarCrop | SugarCrop_MissppRN | biomass | SugarCrop_MissppRN_RFD_lo | 0 | 0 | 2.62 | 1.93 | 1.86 | 7.45 | 32.8 | 31.3 | pct (EJ)
GLIMPSE1.1-Tax-100C-5pct-GLIMPSE-1.1-Ref | Total | OtherGrain | OtherGrain_MissppRN | biomass | OtherGrain_MissppRN_IRR_lo | 0 | 0 | 2.6 | 1.95 | 1.9 | 7.22 | 32.8 | 31.4 | pct (EJ)
GLIMPSE1.1-Tax-100C-5pct-GLIMPSE-1.1-Ref | Total | OtherGrain | OtherGrain_MissppRN | biomass | OtherGrain_MissppRN_RFD_lo | 0 | 0 | 2.6 | 1.95 | 1.9 | 7.22 | 32.8 | 31.4 | pct (EJ)
GLIMPSE1.1-Tax-100C-5pct-GLIMPSE-1.1-Ref | Total | Rice | Rice_MissppRS | biomass | Rice_MissppRS_RFD_lo | 0 | 0 | 2.51 | 1.96 | 2.22 | 7.68 | 31.7 | 29.2 | pct (EJ)
GLIMPSE1.1-Tax-100C-5pct-GLIMPSE-1.1-Ref | Total | SugarCrop | SugarCrop_MissouriR | biomass | SugarCrop_MissouriR_IRR_lo | 0 | 0 | 2.51 | 1.96 | 2.41 | 9.35 | 34.3 | 33.3 | pct (EJ)
GLIMPSE1.1-Tax-100C-5pct-GLIMPSE-1.1-Ref | Total | Vegetables | Vegetables_UsaPacNW | biomass | Vegetables_UsaPacNW_IRR_lo | 0 | 0 | 2.5 | 1.96 | 2.5 | 8.54 | 31.9 | 29.4 | pct (EJ)
GLIMPSE1.1-Tax-100C-5pct-GLIMPSE-1.1-Ref | Total | Rice | Rice_MissppRS | biomass | Rice_MissppRS_IRR_lo | 0 | 0 | 2.52 | 1.97 | 2.24 | 7.7 | 31.8 | 29.3 | pct (EJ)
GLIMPSE1.1-Tax-100C-5pct-GLIMPSE-1.1-Ref | Total | OtherGrain | OtherGrainC4_ArkWhtRedR | biomass | OtherGrainC4_ArkWhtRedR_IRR_lo | 0 | 0 | 2.52 | 2.01 | 2.44 | 8.31 | 31.9 | 29.3 | pct (EJ)
GLIMPSE1.1-Tax-100C-5pct-GLIMPSE-1.1-Ref | Total | OtherGrain | OtherGrain_GreatLakes | biomass | OtherGrain_GreatLakes_IRR_lo | 0 | 0 | 2.6 | 2.01 | 2.12 | 7.12 | 31.8 | 29.9 | pct (EJ)
GLIMPSE1.1-Tax-100C-5pct-GLIMPSE-1.1-Ref | Total | OtherGrain | OtherGrain_GreatLakes | biomass | OtherGrain_GreatLakes_RFD_lo | 0 | 0 | 2.61 | 2.01 | 2.12 | 7.12 | 31.8 | 29.8 | pct (EJ)
GLIMPSE1.1-Tax-100C-5pct-GLIMPSE-1.1-Ref | Total | Rice | Rice_California | biomass | Rice_California_IRR_lo | 0 | 0 | 2.53 | 2.01 | 2.48 | 8.45 | 31.6 | 28.5 | pct (EJ)
GLIMPSE1.1-Tax-100C-5pct-GLIMPSE-1.1-Ref | Total | OtherGrain | OtherGrainC4_ArkWhtRedR | biomass | OtherGrainC4_ArkWhtRedR_RFD_lo | 0 | 0 | 2.52 | 2.02 | 2.44 | 8.3 | 31.8 | 29.2 | pct (EJ)
GLIMPSE1.1-Tax-100C-5pct-GLIMPSE-1.1-Ref | Total | Fruits | FruitsTree_California | biomass | FruitsTree_California_IRR_lo | 0 | 0 | 2.58 | 2.03 | 2.57 | 8.93 | 32.3 | 29.6 | pct (EJ)
GLIMPSE1.1-Tax-100C-5pct-GLIMPSE-1.1-Ref | Total | RootTuber | RootTuber_California | biomass | RootTuber_California_IRR_hi | 0 | 0 | 2.57 | 2.04 | 2.63 | 9.75 | 32.3 | 28.9 | pct (EJ)
GLIMPSE1.1-Tax-100C-5pct-GLIMPSE-1.1-Ref | Total | MiscCrop | MiscCrop_UsaCstSE | biomass | MiscCrop_UsaCstSE_IRR_hi | 0 | 0 | 2.57 | 2.05 | 2.65 | 9.4 | 32.4 | 29.6 | pct (EJ)
GLIMPSE1.1-Tax-100C-5pct-GLIMPSE-1.1-Ref | Total | MiscCrop | MiscCrop_UsaCstSE | biomass | MiscCrop_UsaCstSE_RFD_hi | 0 | 0 | 2.56 | 2.05 | 2.65 | 9.4 | 32.4 | 29.6 | pct (EJ)
GLIMPSE1.1-Tax-100C-5pct-GLIMPSE-1.1-Ref | Total | OtherGrain | OtherGrainC4_MissouriR | biomass | OtherGrainC4_MissouriR_IRR_lo | 0 | 0 | 2.58 | 2.05 | 2.42 | 8.72 | 32.9 | 30.6 | pct (EJ)
GLIMPSE1.1-Tax-100C-5pct-GLIMPSE-1.1-Ref | Total | OtherGrain | OtherGrainC4_MissouriR | biomass | OtherGrainC4_MissouriR_RFD_lo | 0 | 0 | 2.57 | 2.05 | 2.41 | 8.68 | 32.8 | 30.5 | pct (EJ)
GLIMPSE1.1-Tax-100C-5pct-GLIMPSE-1.1-Ref | Total | Rice | Rice_ArkWhtRedR | biomass | Rice_ArkWhtRedR_IRR_lo | 0 | 0 | 2.52 | 2.06 | 2.61 | 8.63 | 32.4 | 30.3 | pct (EJ)
GLIMPSE1.1-Tax-100C-5pct-GLIMPSE-1.1-Ref | Total | Vegetables | Vegetables_MissouriR | biomass | Vegetables_MissouriR_RFD_lo | 0 | 0 | 2.63 | 2.09 | 2.57 | 9.17 | 33.2 | 31 | pct (EJ)
GLIMPSE1.1-Tax-100C-5pct-GLIMPSE-1.1-Ref | Total | RootTuber | RootTuber_UsaCstNE | biomass | RootTuber_UsaCstNE_IRR_hi | 0 | 0 | 2.62 | 2.1 | 2.63 | 8.94 | 32 | 29.2 | pct (EJ)
GLIMPSE1.1-Tax-100C-5pct-GLIMPSE-1.1-Ref | Total | RootTuber | RootTuber_UsaCstNE | biomass | RootTuber_UsaCstNE_RFD_hi | 0 | 0 | 2.62 | 2.1 | 2.63 | 8.94 | 32 | 29.2 | pct (EJ)
GLIMPSE1.1-Tax-100C-5pct-GLIMPSE-1.1-Ref | Total | Fruits | FruitsTree_GreatLakes | biomass | FruitsTree_GreatLakes_IRR_hi | 0 | 0 | 2.68 | 2.11 | 2.4 | 8.44 | 32.9 | 30.9 | pct (EJ)
GLIMPSE1.1-Tax-100C-5pct-GLIMPSE-1.1-Ref | Total | Fruits | FruitsTree_GreatLakes | biomass | FruitsTree_GreatLakes_RFD_hi | 0 | 0 | 2.68 | 2.11 | 2.4 | 8.44 | 32.9 | 30.9 | pct (EJ)
GLIMPSE1.1-Tax-100C-5pct-GLIMPSE-1.1-Ref | Total | OtherGrain | OtherGrainC4_OhioR | biomass | OtherGrainC4_OhioR_RFD_lo | 0 | 0 | 2.71 | 2.11 | 2.19 | 7.57 | 32.4 | 30.4 | pct (EJ)
GLIMPSE1.1-Tax-100C-5pct-GLIMPSE-1.1-Ref | Total | Vegetables | Vegetables_GreatLakes | biomass | Vegetables_GreatLakes_RFD_lo | 0 | 0 | 2.7 | 2.11 | 2.34 | 7.65 | 32.3 | 30.4 | pct (EJ)
GLIMPSE1.1-Tax-100C-5pct-GLIMPSE-1.1-Ref | Total | Legumes | Legumes_NelsonR | biomass | Legumes_NelsonR_IRR_hi | 0 | 0 | 2.62 | 2.13 | 2.52 | 7.95 | 31.5 | 28.8 | pct (EJ)
GLIMPSE1.1-Tax-100C-5pct-GLIMPSE-1.1-Ref | Total | Legumes | Legumes_NelsonR | biomass | Legumes_NelsonR_RFD_hi | 0 | 0 | 2.62 | 2.13 | 2.52 | 7.95 | 31.5 | 28.8 | pct (EJ)
GLIMPSE1.1-Tax-100C-5pct-GLIMPSE-1.1-Ref | Total | OtherGrain | OtherGrain_California | biomass | OtherGrain_California_IRR_lo | 0 | 0 | 2.68 | 2.13 | 2.49 | 8.25 | 31 | 27.1 | pct (EJ)
GLIMPSE1.1-Tax-100C-5pct-GLIMPSE-1.1-Ref | Total | OtherGrain | OtherGrain_RioGrande | biomass | OtherGrain_RioGrande_IRR_lo | 0 | 0 | 2.66 | 2.16 | 2.67 | 8.87 | 32.2 | 29.3 | pct (EJ)
GLIMPSE1.1-Tax-100C-5pct-GLIMPSE-1.1-Ref | Total | OtherGrain | OtherGrain_GreatBasin | biomass | OtherGrain_GreatBasin_IRR_hi | 0 | 0 | 2.67 | 2.17 | 2.65 | 9.12 | 32.2 | 29.1 | pct (EJ)
GLIMPSE1.1-Tax-100C-5pct-GLIMPSE-1.1-Ref | Total | OtherGrain | OtherGrain_GreatBasin | biomass | OtherGrain_GreatBasin_RFD_hi | 0 | 0 | 2.67 | 2.17 | 2.65 | 9.12 | 32.2 | 29.1 | pct (EJ)
GLIMPSE1.1-Tax-100C-5pct-GLIMPSE-1.1-Ref | Total | Fruits | FruitsTree_UsaCstSE | biomass | FruitsTree_UsaCstSE_IRR_lo | 0 | 0 | 2.71 | 2.2 | 2.67 | 8.65 | 32.5 | 30.1 | pct (EJ)
GLIMPSE1.1-Tax-100C-5pct-GLIMPSE-1.1-Ref | Total | Fruits | Fruits_MissouriR | biomass | Fruits_MissouriR_RFD_lo | 0 | 0 | 2.71 | 2.2 | 2.7 | 9.36 | 33.6 | 31.5 | pct (EJ)
GLIMPSE1.1-Tax-100C-5pct-GLIMPSE-1.1-Ref | Total | OtherGrain | OtherGrain_UsaCstE | biomass | OtherGrain_UsaCstE_IRR_lo | 0 | 0 | 2.76 | 2.23 | 2.5 | 7.76 | 32.1 | 29.9 | pct (EJ)
GLIMPSE1.1-Tax-100C-5pct-GLIMPSE-1.1-Ref | Total | OtherGrain | OtherGrain_UsaCstE | biomass | OtherGrain_UsaCstE_RFD_lo | 0 | 0 | 2.76 | 2.23 | 2.49 | 7.74 | 32 | 29.8 | pct (EJ)
GLIMPSE1.1-Tax-100C-5pct-GLIMPSE-1.1-Ref | Total | OtherGrain | OtherGrain_NelsonR | biomass | OtherGrain_NelsonR_RFD_hi | 0 | 0 | 2.73 | 2.24 | 2.53 | 7.82 | 31.3 | 28.4 | pct (EJ)
GLIMPSE1.1-Tax-100C-5pct-GLIMPSE-1.1-Ref | Total | RootTuber | RootTuber_RioGrande | biomass | RootTuber_RioGrande_IRR_hi | 0 | 0 | 2.72 | 2.24 | 2.97 | 10.5 | 33.3 | 30.2 | pct (EJ)
GLIMPSE1.1-Tax-100C-5pct-GLIMPSE-1.1-Ref | Total | Vegetables | Vegetables_UsaCstSE | biomass | Vegetables_UsaCstSE_RFD_hi | 0 | 0 | 2.76 | 2.26 | 2.84 | 9.52 | 32.7 | 29.9 | pct (EJ)
GLIMPSE1.1-Tax-100C-5pct-GLIMPSE-1.1-Ref | Total | Vegetables | Vegetables_UsaCstSE | biomass | Vegetables_UsaCstSE_IRR_hi | 0 | 0 | 2.76 | 2.27 | 2.85 | 9.53 | 32.7 | 29.9 | pct (EJ)
GLIMPSE1.1-Tax-100C-5pct-GLIMPSE-1.1-Ref | Total | Corn | CornC4_MissouriR | biomass | CornC4_MissouriR_RFD_lo | 0 | 0 | 2.61 | 2.31 | 3.51 | 10.4 | 30 | 24.9 | pct (EJ)
GLIMPSE1.1-Tax-100C-5pct-GLIMPSE-1.1-Ref | Total | SugarCrop | SugarCrop_NelsonR | biomass | SugarCrop_NelsonR_RFD_lo | 0 | 0 | 2.81 | 2.31 | 2.65 | 7.87 | 31.6 | 28.9 | pct (EJ)
GLIMPSE1.1-Tax-100C-5pct-GLIMPSE-1.1-Ref | Total | OtherGrain | OtherGrainC4_MissppRN | biomass | OtherGrainC4_MissppRN_RFD_lo | 0 | 0 | 2.9 | 2.32 | 2.32 | 7.69 | 33.4 | 32 | pct (EJ)
GLIMPSE1.1-Tax-100C-5pct-GLIMPSE-1.1-Ref | Total | Vegetables | Vegetables_TexasCst | biomass | Vegetables_TexasCst_RFD_lo | 0 | 0 | 2.82 | 2.32 | 2.96 | 9.8 | 33.3 | 30.7 | pct (EJ)
GLIMPSE1.1-Tax-100C-5pct-GLIMPSE-1.1-Ref | Total | Legumes | Legumes_UsaPacNW | biomass | Legumes_UsaPacNW_IRR_lo | 0 | 0 | 2.77 | 2.35 | 2.93 | 8.79 | 32.5 | 30 | pct (EJ)
GLIMPSE1.1-Tax-100C-5pct-GLIMPSE-1.1-Ref | Total | Legumes | Legumes_UsaPacNW | biomass | Legumes_UsaPacNW_RFD_lo | 0 | 0 | 2.77 | 2.35 | 2.93 | 8.79 | 32.5 | 30 | pct (EJ)
GLIMPSE1.1-Tax-100C-5pct-GLIMPSE-1.1-Ref | Total | Corn | CornC4_MissppRN | biomass | CornC4_MissppRN_RFD_lo | 0 | 0 | 2.76 | 2.36 | 3.15 | 9.04 | 30.1 | 25.7 | pct (EJ)
GLIMPSE1.1-Tax-100C-5pct-GLIMPSE-1.1-Ref | Total | RootTuber | RootTuber_ArkWhtRedR | biomass | RootTuber_ArkWhtRedR_IRR_hi | 0 | 0 | 2.79 | 2.36 | 3.07 | 10.3 | 33.7 | 31.2 | pct (EJ)
GLIMPSE1.1-Tax-100C-5pct-GLIMPSE-1.1-Ref | Total | RootTuber | RootTuber_TexasCst | biomass | RootTuber_TexasCst_IRR_lo | 0 | 0 | 3.11 | 2.37 | 3.04 | 10.1 | 34.1 | 31.4 | pct (EJ)
GLIMPSE1.1-Tax-100C-5pct-GLIMPSE-1.1-Ref | Total | OtherGrain | OtherGrain_MissouriR | biomass | OtherGrain_MissouriR_RFD_lo | 0 | 0 | 2.85 | 2.38 | 2.79 | 9.16 | 33.4 | 31.1 | pct (EJ)
GLIMPSE1.1-Tax-100C-5pct-GLIMPSE-1.1-Ref | Total | Vegetables | Vegetables_OhioR | biomass | Vegetables_OhioR_RFD_lo | 0 | 0 | 2.94 | 2.38 | 2.62 | 8.34 | 33.2 | 31.2 | pct (EJ)
GLIMPSE1.1-Tax-100C-5pct-GLIMPSE-1.1-Ref | Total | OtherGrain | OtherGrain_MissouriR | biomass | OtherGrain_MissouriR_IRR_lo | 0 | 0 | 2.87 | 2.4 | 2.84 | 9.28 | 33.7 | 31.6 | pct (EJ)
GLIMPSE1.1-Tax-100C-5pct-GLIMPSE-1.1-Ref | Total | RootTuber | RootTuber_UsaCstE | biomass | RootTuber_UsaCstE_RFD_hi | 0 | 0 | 2.9 | 2.4 | 2.87 | 9.38 | 33.2 | 30.7 | pct (EJ)
GLIMPSE1.1-Tax-100C-5pct-GLIMPSE-1.1-Ref | Total | Legumes | Legumes_California | biomass | Legumes_California_IRR_lo | 0 | 0 | 2.85 | 2.41 | 2.98 | 9.18 | 32.8 | 30.2 | pct (EJ)
GLIMPSE1.1-Tax-100C-5pct-GLIMPSE-1.1-Ref | Total | OtherGrain | OtherGrain_UsaColoRS | biomass | OtherGrain_UsaColoRS_IRR_lo | 0 | 0 | 2.86 | 2.41 | 2.98 | 9.67 | 33.1 | 30.3 | pct (EJ)
GLIMPSE1.1-Tax-100C-5pct-GLIMPSE-1.1-Ref | Total | RootTuber | RootTuber_UsaCstE | biomass | RootTuber_UsaCstE_IRR_hi | 0 | 0 | 2.9 | 2.41 | 2.87 | 9.38 | 33.2 | 30.7 | pct (EJ)
GLIMPSE1.1-Tax-100C-5pct-GLIMPSE-1.1-Ref | Total | MiscCrop | MiscCrop_OhioR | biomass | MiscCrop_OhioR_RFD_hi | 0 | 0 | 2.93 | 2.42 | 2.81 | 9.37 | 33.6 | 31.3 | pct (EJ)
GLIMPSE1.1-Tax-100C-5pct-GLIMPSE-1.1-Ref | Total | Legumes | Legumes_California | biomass | Legumes_California_RFD_lo | 0 | 0 | 2.87 | 2.43 | 3.01 | 9.23 | 32.9 | 30.4 | pct (EJ)
GLIMPSE1.1-Tax-100C-5pct-GLIMPSE-1.1-Ref | Total | MiscCrop | MiscCrop_UsaCstSE | biomass | MiscCrop_UsaCstSE_IRR_lo | 0 | 0 | 2.91 | 2.46 | 3.01 | 9.03 | 32.7 | 30.2 | pct (EJ)
GLIMPSE1.1-Tax-100C-5pct-GLIMPSE-1.1-Ref | Total | MiscCrop | MiscCrop_UsaCstSE | biomass | MiscCrop_UsaCstSE_RFD_lo | 0 | 0 | 2.91 | 2.46 | 3.01 | 9.03 | 32.7 | 30.2 | pct (EJ)
GLIMPSE1.1-Tax-100C-5pct-GLIMPSE-1.1-Ref | Total | FiberCrop | FiberCrop_TennR | biomass | FiberCrop_TennR_IRR_hi | 0 | 0 | 2.91 | 2.47 | 2.82 | 9.11 | 32.7 | 29.8 | pct (EJ)
GLIMPSE1.1-Tax-100C-5pct-GLIMPSE-1.1-Ref | Total | FiberCrop | FiberCrop_TennR | biomass | FiberCrop_TennR_RFD_hi | 0 | 0 | 2.91 | 2.47 | 2.82 | 9.11 | 32.7 | 29.8 | pct (EJ)
GLIMPSE1.1-Tax-100C-5pct-GLIMPSE-1.1-Ref | Total | RootTuber | RootTuber_UsaCstNE | biomass | RootTuber_UsaCstNE_RFD_lo | 0 | 0 | 2.92 | 2.47 | 2.98 | 8.52 | 32.1 | 29.6 | pct (EJ)
GLIMPSE1.1-Tax-100C-5pct-GLIMPSE-1.1-Ref | Total | FiberCrop | FiberCrop_UsaCstSE | biomass | FiberCrop_UsaCstSE_IRR_hi | 0 | 0 | 2.93 | 2.49 | 2.81 | 8.84 | 32.5 | 29.7 | pct (EJ)
GLIMPSE1.1-Tax-100C-5pct-GLIMPSE-1.1-Ref | Total | FiberCrop | FiberCrop_UsaCstSE | biomass | FiberCrop_UsaCstSE_RFD_hi | 0 | 0 | 2.93 | 2.49 | 2.8 | 8.84 | 32.5 | 29.7 | pct (EJ)
GLIMPSE1.1-Tax-100C-5pct-GLIMPSE-1.1-Ref | Total | Legumes | Legumes_MissouriR | biomass | Legumes_MissouriR_RFD_lo | 0 | 0 | 2.95 | 2.52 | 3.05 | 9.51 | 33.9 | 31.9 | pct (EJ)
GLIMPSE1.1-Tax-100C-5pct-GLIMPSE-1.1-Ref | Total | Legumes | Legumes_MissouriR | biomass | Legumes_MissouriR_IRR_lo | 0 | 0 | 2.95 | 2.53 | 3.06 | 9.54 | 34 | 31.9 | pct (EJ)
GLIMPSE1.1-Tax-100C-5pct-GLIMPSE-1.1-Ref | Total | FiberCrop | FiberCrop_TexasCst | biomass | FiberCrop_TexasCst_RFD_hi | 0 | 0 | 3.05 | 2.54 | 3.04 | 9.96 | 33.6 | 30.7 | pct (EJ)
GLIMPSE1.1-Tax-100C-5pct-GLIMPSE-1.1-Ref | Total | Soybean | Soybean_TennR | biomass | Soybean_TennR_RFD_hi | 0 | 0 | 2.74 | 2.54 | 4.15 | 12.4 | 36.8 | 37.5 | pct (EJ)
GLIMPSE1.1-Tax-100C-5pct-GLIMPSE-1.1-Ref | Total | FiberCrop | FiberCrop_TexasCst | biomass | FiberCrop_TexasCst_IRR_hi | 0 | 0 | 3.55 | 2.55 | 3.12 | 10.2 | 35.2 | 32.2 | pct (EJ)
GLIMPSE1.1-Tax-100C-5pct-GLIMPSE-1.1-Ref | Total | OilCrop | OilCrop_MissouriR | biomass | OilCrop_MissouriR_RFD_lo | 0 | 0 | 3.02 | 2.56 | 3 | 9.37 | 33.7 | 31.4 | pct (EJ)
GLIMPSE1.1-Tax-100C-5pct-GLIMPSE-1.1-Ref | Total | Soybean | Soybean_UsaCstSE | biomass | Soybean_UsaCstSE_RFD_hi | 0 | 0 | 2.75 | 2.56 | 4.13 | 12.1 | 36.6 | 37.3 | pct (EJ)
GLIMPSE1.1-Tax-100C-5pct-GLIMPSE-1.1-Ref | Total | Vegetables | Vegetables_UsaCstSE | biomass | Vegetables_UsaCstSE_IRR_lo | 0 | 0 | 3 | 2.56 | 3.09 | 9.11 | 32.8 | 30.3 | pct (EJ)
GLIMPSE1.1-Tax-100C-5pct-GLIMPSE-1.1-Ref | Total | Vegetables | Vegetables_UsaCstSE | biomass | Vegetables_UsaCstSE_RFD_lo | 0 | 0 | 3 | 2.56 | 3.09 | 9.11 | 32.8 | 30.3 | pct (EJ)
GLIMPSE1.1-Tax-100C-5pct-GLIMPSE-1.1-Ref | Total | Soybean | Soybean_UsaCstSE | biomass | Soybean_UsaCstSE_IRR_hi | 0 | 0 | 2.76 | 2.57 | 4.12 | 12 | 36.4 | 37.1 | pct (EJ)
GLIMPSE1.1-Tax-100C-5pct-GLIMPSE-1.1-Ref | Total | OilCrop | OilCrop_MissouriR | biomass | OilCrop_MissouriR_IRR_lo | 0 | 0 | 3.03 | 2.59 | 3.05 | 9.47 | 33.9 | 31.7 | pct (EJ)
GLIMPSE1.1-Tax-100C-5pct-GLIMPSE-1.1-Ref | Total | Soybean | Soybean_TexasCst | biomass | Soybean_TexasCst_RFD_hi | 0 | 0 | 2.79 | 2.61 | 4.35 | 13.2 | 37.4 | 38.1 | pct (EJ)
GLIMPSE1.1-Tax-100C-5pct-GLIMPSE-1.1-Ref | Total | FiberCrop | FiberCrop_RioGrande | biomass | FiberCrop_RioGrande_IRR_hi | 0 | 0 | 3.01 | 2.62 | 3.13 | 9.76 | 33.1 | 30 | pct (EJ)
GLIMPSE1.1-Tax-100C-5pct-GLIMPSE-1.1-Ref | Total | NutsSeeds | NutsSeedsTree_UsaCstSE | biomass | NutsSeedsTree_UsaCstSE_IRR_hi | 0 | 0 | 3.06 | 2.62 | 3.14 | 9.27 | 33.1 | 30.6 | pct (EJ)
GLIMPSE1.1-Tax-100C-5pct-GLIMPSE-1.1-Ref | Total | NutsSeeds | NutsSeedsTree_UsaCstSE | biomass | NutsSeedsTree_UsaCstSE_RFD_hi | 0 | 0 | 3.06 | 2.62 | 3.14 | 9.27 | 33.1 | 30.6 | pct (EJ)
GLIMPSE1.1-Tax-100C-5pct-GLIMPSE-1.1-Ref | Total | RootTuber | RootTuber_California | biomass | RootTuber_California_IRR_lo | 0 | 0 | 3.04 | 2.62 | 3.24 | 9.79 | 33.2 | 30.3 | pct (EJ)
GLIMPSE1.1-Tax-100C-5pct-GLIMPSE-1.1-Ref | Total | RootTuber | RootTuber_RioGrande | biomass | RootTuber_RioGrande_IRR_lo | 0 | 0 | 3.03 | 2.62 | 3.32 | 10 | 33.4 | 30.6 | pct (EJ)
GLIMPSE1.1-Tax-100C-5pct-GLIMPSE-1.1-Ref | Total | FiberCrop | FiberCrop_RioGrande | biomass | FiberCrop_RioGrande_RFD_hi | 0 | 0 | 3.01 | 2.63 | 3.13 | 9.73 | 33.1 | 30 | pct (EJ)
GLIMPSE1.1-Tax-100C-5pct-GLIMPSE-1.1-Ref | Total | OtherGrain | OtherGrain_UsaPacNW | biomass | OtherGrain_UsaPacNW_IRR_lo | 0 | 0 | 3.03 | 2.63 | 3.16 | 9.01 | 32.7 | 30 | pct (EJ)
GLIMPSE1.1-Tax-100C-5pct-GLIMPSE-1.1-Ref | Total | OtherGrain | OtherGrain_UsaPacNW | biomass | OtherGrain_UsaPacNW_RFD_lo | 0 | 0 | 3.03 | 2.63 | 3.16 | 9.01 | 32.7 | 30 | pct (EJ)
GLIMPSE1.1-Tax-100C-5pct-GLIMPSE-1.1-Ref | Total | Soybean | Soybean_TexasCst | biomass | Soybean_TexasCst_IRR_hi | 0 | 0 | 3.15 | 2.63 | 4.41 | 13.3 | 38.6 | 39.2 | pct (EJ)
GLIMPSE1.1-Tax-100C-5pct-GLIMPSE-1.1-Ref | Total | Legumes | Legumes_MissppRN | biomass | Legumes_MissppRN_IRR_lo | 0 | 0 | 3.16 | 2.66 | 2.79 | 8.28 | 34.2 | 32.9 | pct (EJ)
GLIMPSE1.1-Tax-100C-5pct-GLIMPSE-1.1-Ref | Total | Legumes | Legumes_MissppRN | biomass | Legumes_MissppRN_RFD_lo | 0 | 0 | 3.16 | 2.66 | 2.79 | 8.28 | 34.2 | 32.9 | pct (EJ)
GLIMPSE1.1-Tax-100C-5pct-GLIMPSE-1.1-Ref | Total | RootTuber | RootTuber_MissouriR | biomass | RootTuber_MissouriR_RFD_hi | 0 | 0 | 3.08 | 2.66 | 3.31 | 11 | 34.9 | 32.4 | pct (EJ)
GLIMPSE1.1-Tax-100C-5pct-GLIMPSE-1.1-Ref | Total | FiberCrop | FiberCrop_TennR | biomass | FiberCrop_TennR_RFD_lo | 0 | 0 | 3.09 | 2.67 | 3.09 | 9.04 | 33 | 30.4 | pct (EJ)
GLIMPSE1.1-Tax-100C-5pct-GLIMPSE-1.1-Ref | Total | Legumes | Legumes_GreatLakes | biomass | Legumes_GreatLakes_RFD_lo | 0 | 0 | 3.12 | 2.67 | 2.95 | 8.11 | 33 | 31.2 | pct (EJ)
GLIMPSE1.1-Tax-100C-5pct-GLIMPSE-1.1-Ref | Total | FiberCrop | FiberCrop_MissppRS | biomass | FiberCrop_MissppRS_RFD_hi | 0 | 0 | 3.13 | 2.68 | 2.87 | 8.66 | 32.5 | 29.4 | pct (EJ)
GLIMPSE1.1-Tax-100C-5pct-GLIMPSE-1.1-Ref | Total | FiberCrop | FiberCrop_UsaCstSE | biomass | FiberCrop_UsaCstSE_RFD_lo | 0 | 0 | 3.1 | 2.68 | 3.08 | 8.76 | 32.7 | 30.2 | pct (EJ)
GLIMPSE1.1-Tax-100C-5pct-GLIMPSE-1.1-Ref | Total | NutsSeeds | NutsSeedsTree_TexasCst | biomass | NutsSeedsTree_TexasCst_IRR_hi | 0 | 0 | 3.15 | 2.68 | 3.37 | 10.4 | 34.1 | 31.5 | pct (EJ)
GLIMPSE1.1-Tax-100C-5pct-GLIMPSE-1.1-Ref | Total | NutsSeeds | NutsSeedsTree_TexasCst | biomass | NutsSeedsTree_TexasCst_RFD_hi | 0 | 0 | 3.07 | 2.68 | 3.35 | 10.3 | 33.9 | 31.3 | pct (EJ)
GLIMPSE1.1-Tax-100C-5pct-GLIMPSE-1.1-Ref | Total | FiberCrop | FiberCrop_MissppRS | biomass | FiberCrop_MissppRS_IRR_hi | 0 | 0 | 3.13 | 2.69 | 2.9 | 8.71 | 32.7 | 29.7 | pct (EJ)
GLIMPSE1.1-Tax-100C-5pct-GLIMPSE-1.1-Ref | Total | FiberCrop | FiberCrop_UsaCstSE | biomass | FiberCrop_UsaCstSE_IRR_lo | 0 | 0 | 3.1 | 2.69 | 3.08 | 8.76 | 32.7 | 30.2 | pct (EJ)
GLIMPSE1.1-Tax-100C-5pct-GLIMPSE-1.1-Ref | Total | Fruits | Fruits_OhioR | biomass | Fruits_OhioR_RFD_hi | 0 | 0 | 3.15 | 2.69 | 3.05 | 9.59 | 34.4 | 32.3 | pct (EJ)
GLIMPSE1.1-Tax-100C-5pct-GLIMPSE-1.1-Ref | Total | RootTuber | RootTuber_MissouriR | biomass | RootTuber_MissouriR_IRR_hi | 0 | 0 | 3.09 | 2.69 | 3.39 | 11.2 | 35.4 | 33.2 | pct (EJ)
GLIMPSE1.1-Tax-100C-5pct-GLIMPSE-1.1-Ref | Total | RootTuber | RootTuber_UsaPacNW | biomass | RootTuber_UsaPacNW_IRR_hi | 0 | 0 | 3.09 | 2.7 | 3.44 | 10.5 | 33.7 | 30.7 | pct (EJ)
GLIMPSE1.1-Tax-100C-5pct-GLIMPSE-1.1-Ref | Total | RootTuber | RootTuber_UsaPacNW | biomass | RootTuber_UsaPacNW_RFD_hi | 0 | 0 | 3.09 | 2.7 | 3.44 | 10.5 | 33.7 | 30.7 | pct (EJ)
GLIMPSE1.1-Tax-100C-5pct-GLIMPSE-1.1-Ref | Total | RootTuber | RootTuber_MissppRN | biomass | RootTuber_MissppRN_IRR_hi | 0 | 0 | 3.22 | 2.71 | 2.96 | 9.64 | 34.9 | 33.2 | pct (EJ)
GLIMPSE1.1-Tax-100C-5pct-GLIMPSE-1.1-Ref | Total | RootTuber | RootTuber_MissppRN | biomass | RootTuber_MissppRN_RFD_hi | 0 | 0 | 3.22 | 2.71 | 2.96 | 9.64 | 34.9 | 33.2 | pct (EJ)
GLIMPSE1.1-Tax-100C-5pct-GLIMPSE-1.1-Ref | Total | Soybean | Soybean_TennR | biomass | Soybean_TennR_RFD_lo | 0 | 0 | 2.99 | 2.71 | 3.75 | 10.5 | 34.7 | 33.5 | pct (EJ)
GLIMPSE1.1-Tax-100C-5pct-GLIMPSE-1.1-Ref | Total | RootTuber | RootTuber_GreatLakes | biomass | RootTuber_GreatLakes_IRR_hi | 0 | 0 | 3.19 | 2.72 | 3.12 | 9.46 | 33.8 | 31.5 | pct (EJ)
GLIMPSE1.1-Tax-100C-5pct-GLIMPSE-1.1-Ref | Total | RootTuber | RootTuber_GreatLakes | biomass | RootTuber_GreatLakes_RFD_hi | 0 | 0 | 3.19 | 2.72 | 3.12 | 9.46 | 33.8 | 31.5 | pct (EJ)
GLIMPSE1.1-Tax-100C-5pct-GLIMPSE-1.1-Ref | Total | Soybean | Soybean_UsaCstSE | biomass | Soybean_UsaCstSE_RFD_lo | 0 | 0 | 0 | 2.72 | 3.74 | 10.3 | 34.5 | 33.4 | pct (EJ)
GLIMPSE1.1-Tax-100C-5pct-GLIMPSE-1.1-Ref | Total | FiberCrop | FiberCrop_TexasCst | biomass | FiberCrop_TexasCst_IRR_lo | 0 | 0 | 3.34 | 2.74 | 3.33 | 9.93 | 34.1 | 31.4 | pct (EJ)
GLIMPSE1.1-Tax-100C-5pct-GLIMPSE-1.1-Ref | Total | FiberCrop | FiberCrop_TexasCst | biomass | FiberCrop_TexasCst_RFD_lo | 0 | 0 | 3.22 | 2.74 | 3.31 | 9.89 | 33.8 | 31.2 | pct (EJ)
GLIMPSE1.1-Tax-100C-5pct-GLIMPSE-1.1-Ref | Total | Soybean | Soybean_MissppRS | biomass | Soybean_MissppRS_RFD_hi | 0 | 0 | 2.95 | 2.75 | 4.2 | 11.9 | 36.5 | 37.1 | pct (EJ)
GLIMPSE1.1-Tax-100C-5pct-GLIMPSE-1.1-Ref | Total | Fruits | FruitsTree_GreatLakes | biomass | FruitsTree_GreatLakes_RFD_lo | 0 | 0 | 3.21 | 2.76 | 3.09 | 8.54 | 33.5 | 31.7 | pct (EJ)
GLIMPSE1.1-Tax-100C-5pct-GLIMPSE-1.1-Ref | Total | Soybean | Soybean_TexasCst | biomass | Soybean_TexasCst_IRR_lo | 0 | 0 | 3.13 | 2.77 | 4.01 | 11.6 | 35.9 | 35.1 | pct (EJ)
GLIMPSE1.1-Tax-100C-5pct-GLIMPSE-1.1-Ref | Total | FiberCrop | FiberCrop_ArkWhtRedR | biomass | FiberCrop_ArkWhtRedR_RFD_hi | 0 | 0 | 3.13 | 2.78 | 3.25 | 9.6 | 33.3 | 30.5 | pct (EJ)
GLIMPSE1.1-Tax-100C-5pct-GLIMPSE-1.1-Ref | Total | Soybean | Soybean_MissppRS | biomass | Soybean_MissppRS_IRR_hi | 0 | 0 | 2.97 | 2.78 | 4.23 | 11.9 | 36.8 | 37.4 | pct (EJ)
GLIMPSE1.1-Tax-100C-5pct-GLIMPSE-1.1-Ref | Total | Soybean | Soybean_TexasCst | biomass | Soybean_TexasCst_RFD_lo | 0 | 0 | 3.05 | 2.78 | 3.96 | 11.4 | 35.4 | 34.1 | pct (EJ)
GLIMPSE1.1-Tax-100C-5pct-GLIMPSE-1.1-Ref | Total | NutsSeeds | NutsSeedsTree_MissppRS | biomass | NutsSeedsTree_MissppRS_RFD_hi | 0 | 0 | 3.25 | 2.81 | 3.2 | 9.08 | 33.1 | 30.2 | pct (EJ)
GLIMPSE1.1-Tax-100C-5pct-GLIMPSE-1.1-Ref | Total | NutsSeeds | NutsSeedsTree_TexasCst | biomass | NutsSeedsTree_TexasCst_RFD_lo | 0 | 0 | 3.19 | 2.81 | 3.46 | 10 | 33.8 | 31.3 | pct (EJ)
GLIMPSE1.1-Tax-100C-5pct-GLIMPSE-1.1-Ref | Total | FiberCrop | FiberCrop_RioGrande | biomass | FiberCrop_RioGrande_IRR_lo | 0 | 0 | 3.18 | 2.82 | 3.4 | 9.67 | 33.3 | 30.5 | pct (EJ)
GLIMPSE1.1-Tax-100C-5pct-GLIMPSE-1.1-Ref | Total | FiberCrop | FiberCrop_RioGrande | biomass | FiberCrop_RioGrande_RFD_lo | 0 | 0 | 3.19 | 2.83 | 3.4 | 9.66 | 33.3 | 30.5 | pct (EJ)
GLIMPSE1.1-Tax-100C-5pct-GLIMPSE-1.1-Ref | Total | NutsSeeds | NutsSeeds_UsaCstSE | biomass | NutsSeeds_UsaCstSE_IRR_hi | 0 | 0 | 3.23 | 2.83 | 3.38 | 9.55 | 33.5 | 30.9 | pct (EJ)
GLIMPSE1.1-Tax-100C-5pct-GLIMPSE-1.1-Ref | Total | NutsSeeds | NutsSeeds_UsaCstSE | biomass | NutsSeeds_UsaCstSE_RFD_hi | 0 | 0 | 3.23 | 2.83 | 3.38 | 9.55 | 33.5 | 30.9 | pct (EJ)
GLIMPSE1.1-Tax-100C-5pct-GLIMPSE-1.1-Ref | Total | FiberCrop | FiberCrop_ArkWhtRedR | biomass | FiberCrop_ArkWhtRedR_IRR_hi | 0 | 0 | 3.16 | 2.84 | 3.36 | 9.8 | 33.8 | 31.4 | pct (EJ)
GLIMPSE1.1-Tax-100C-5pct-GLIMPSE-1.1-Ref | Total | FiberCrop | FiberCrop_UsaColoRS | biomass | FiberCrop_UsaColoRS_RFD_hi | 0 | 0 | 3.19 | 2.84 | 3.4 | 10.5 | 33.9 | 30.9 | pct (EJ)
GLIMPSE1.1-Tax-100C-5pct-GLIMPSE-1.1-Ref | Total | MiscCrop | MiscCrop_OhioR | biomass | MiscCrop_OhioR_RFD_lo | 0 | 0 | 3.28 | 2.84 | 3.17 | 9 | 33.9 | 31.9 | pct (EJ)
GLIMPSE1.1-Tax-100C-5pct-GLIMPSE-1.1-Ref | Total | NutsSeeds | NutsSeedsTree_California | biomass | NutsSeedsTree_California_IRR_hi | 0 | 0 | 3.21 | 2.84 | 3.5 | 10.1 | 33.8 | 31.2 | pct (EJ)
GLIMPSE1.1-Tax-100C-5pct-GLIMPSE-1.1-Ref | Total | Soybean | Soybean_ArkWhtRedR | biomass | Soybean_ArkWhtRedR_RFD_hi | 0 | 0 | 2.95 | 2.84 | 4.57 | 12.8 | 37.3 | 38 | pct (EJ)
GLIMPSE1.1-Tax-100C-5pct-GLIMPSE-1.1-Ref | Total | FiberCrop | FiberCrop_California | biomass | FiberCrop_California_IRR_hi | 0 | 0 | 3.21 | 2.85 | 3.32 | 9.73 | 33.1 | 29.8 | pct (EJ)
GLIMPSE1.1-Tax-100C-5pct-GLIMPSE-1.1-Ref | Total | FiberCrop | FiberCrop_California | biomass | FiberCrop_California_RFD_hi | 0 | 0 | 3.21 | 2.85 | 3.34 | 9.89 | 33.4 | 30.4 | pct (EJ)
GLIMPSE1.1-Tax-100C-5pct-GLIMPSE-1.1-Ref | Total | FiberCrop | FiberCrop_UsaColoRS | biomass | FiberCrop_UsaColoRS_IRR_hi | 0 | 0 | 3.19 | 2.85 | 3.42 | 10.5 | 34 | 30.9 | pct (EJ)
GLIMPSE1.1-Tax-100C-5pct-GLIMPSE-1.1-Ref | Total | NutsSeeds | NutsSeeds_UsaCstSE | biomass | NutsSeeds_UsaCstSE_IRR_lo | 0 | 0 | 3.26 | 2.86 | 3.36 | 9.09 | 33.2 | 30.7 | pct (EJ)
GLIMPSE1.1-Tax-100C-5pct-GLIMPSE-1.1-Ref | Total | NutsSeeds | NutsSeeds_UsaCstSE | biomass | NutsSeeds_UsaCstSE_RFD_lo | 0 | 0 | 3.26 | 2.86 | 3.36 | 9.09 | 33.2 | 30.7 | pct (EJ)
GLIMPSE1.1-Tax-100C-5pct-GLIMPSE-1.1-Ref | Total | FiberCrop | FiberCrop_MissppRS | biomass | FiberCrop_MissppRS_IRR_lo | 0 | 0 | 3.3 | 2.88 | 3.15 | 8.59 | 32.8 | 30 | pct (EJ)
GLIMPSE1.1-Tax-100C-5pct-GLIMPSE-1.1-Ref | Total | FiberCrop | FiberCrop_MissppRS | biomass | FiberCrop_MissppRS_RFD_lo | 0 | 0 | 3.3 | 2.88 | 3.14 | 8.59 | 32.8 | 29.9 | pct (EJ)
GLIMPSE1.1-Tax-100C-5pct-GLIMPSE-1.1-Ref | Total | NutsSeeds | NutsSeeds_TexasCst | biomass | NutsSeeds_TexasCst_IRR_hi | 0 | 0 | 3.25 | 2.88 | 3.6 | 10.6 | 34.3 | 31.6 | pct (EJ)
GLIMPSE1.1-Tax-100C-5pct-GLIMPSE-1.1-Ref | Total | NutsSeeds | NutsSeeds_TexasCst | biomass | NutsSeeds_TexasCst_RFD_hi | 0 | 0 | 3.24 | 2.88 | 3.59 | 10.6 | 34.2 | 31.6 | pct (EJ)
GLIMPSE1.1-Tax-100C-5pct-GLIMPSE-1.1-Ref | Total | Vegetables | Vegetables_UsaColoRS | biomass | Vegetables_UsaColoRS_IRR_hi | 0 | 0 | 3.22 | 2.88 | 3.75 | 11.6 | 34.6 | 31.6 | pct (EJ)
GLIMPSE1.1-Tax-100C-5pct-GLIMPSE-1.1-Ref | Total | FiberCrop | FiberCrop_UsaCstE | biomass | FiberCrop_UsaCstE_RFD_hi | 0 | 0 | 3.28 | 2.89 | 3.17 | 8.85 | 33.2 | 30.7 | pct (EJ)
GLIMPSE1.1-Tax-100C-5pct-GLIMPSE-1.1-Ref | Total | NutsSeeds | NutsSeedsTree_ArkWhtRedR | biomass | NutsSeedsTree_ArkWhtRedR_RFD_hi | 0 | 0 | 3.25 | 2.9 | 3.56 | 9.99 | 33.8 | 31.1 | pct (EJ)
GLIMPSE1.1-Tax-100C-5pct-GLIMPSE-1.1-Ref | Total | Soybean | Soybean_ArkWhtRedR | biomass | Soybean_ArkWhtRedR_IRR_hi | 0 | 0 | 2.98 | 2.9 | 4.66 | 12.9 | 37.7 | 38.8 | pct (EJ)
GLIMPSE1.1-Tax-100C-5pct-GLIMPSE-1.1-Ref | Total | NutsSeeds | NutsSeedsTree_ArkWhtRedR | biomass | NutsSeedsTree_ArkWhtRedR_IRR_hi | 0 | 0 | 3.25 | 2.91 | 3.58 | 10 | 33.8 | 31.3 | pct (EJ)
GLIMPSE1.1-Tax-100C-5pct-GLIMPSE-1.1-Ref | Total | Soybean | Soybean_MissppRS | biomass | Soybean_MissppRS_IRR_lo | 0 | 0 | 3.2 | 2.91 | 3.85 | 10.3 | 34.8 | 33.8 | pct (EJ)
GLIMPSE1.1-Tax-100C-5pct-GLIMPSE-1.1-Ref | Total | Soybean | Soybean_MissppRS | biomass | Soybean_MissppRS_RFD_lo | 0 | 0 | 3.21 | 2.91 | 3.8 | 10.1 | 34.5 | 33.1 | pct (EJ)
GLIMPSE1.1-Tax-100C-5pct-GLIMPSE-1.1-Ref | Total | NutsSeeds | NutsSeeds_TexasCst | biomass | NutsSeeds_TexasCst_IRR_lo | 0 | 0 | 3.27 | 2.92 | 3.58 | 10.2 | 34 | 31.4 | pct (EJ)
GLIMPSE1.1-Tax-100C-5pct-GLIMPSE-1.1-Ref | Total | NutsSeeds | NutsSeeds_TexasCst | biomass | NutsSeeds_TexasCst_RFD_lo | 0 | 0 | 3.27 | 2.92 | 3.58 | 10.2 | 34 | 31.4 | pct (EJ)
GLIMPSE1.1-Tax-100C-5pct-GLIMPSE-1.1-Ref | Total | OtherGrain | OtherGrain_GreatBasin | biomass | OtherGrain_GreatBasin_IRR_lo | 0 | 0 | 3.27 | 2.93 | 3.56 | 9.81 | 33.5 | 30.7 | pct (EJ)
GLIMPSE1.1-Tax-100C-5pct-GLIMPSE-1.1-Ref | Total | Soybean | Soybean_OhioR | biomass | Soybean_OhioR_RFD_hi | 0 | 0 | 3.12 | 2.93 | 4.3 | 12 | 37.8 | 39.2 | pct (EJ)
GLIMPSE1.1-Tax-100C-5pct-GLIMPSE-1.1-Ref | Total | Soybean | Soybean_OhioR | biomass | Soybean_OhioR_IRR_hi | 0 | 0 | 3.13 | 2.94 | 4.28 | 11.9 | 37.7 | 38.9 | pct (EJ)
GLIMPSE1.1-Tax-100C-5pct-GLIMPSE-1.1-Ref | Total | Soybean | Soybean_UsaCstE | biomass | Soybean_UsaCstE_RFD_hi | 0 | 0 | 3.1 | 2.96 | 4.5 | 12.1 | 37.3 | 38.5 | pct (EJ)
GLIMPSE1.1-Tax-100C-5pct-GLIMPSE-1.1-Ref | Total | Soybean | Soybean_UsaCstE | biomass | Soybean_UsaCstE_IRR_hi | 0 | 0 | 3.11 | 2.97 | 4.48 | 12 | 37.1 | 38.2 | pct (EJ)
GLIMPSE1.1-Tax-100C-5pct-GLIMPSE-1.1-Ref | Total | FiberCrop | FiberCrop_ArkWhtRedR | biomass | FiberCrop_ArkWhtRedR_RFD_lo | 0 | 0 | 3.3 | 2.98 | 3.53 | 9.53 | 33.5 | 31 | pct (EJ)
GLIMPSE1.1-Tax-100C-5pct-GLIMPSE-1.1-Ref | Total | FiberCrop | FiberCrop_ArkWhtRedR | biomass | FiberCrop_ArkWhtRedR_IRR_lo | 0 | 0 | 3.31 | 2.99 | 3.55 | 9.56 | 33.6 | 31.1 | pct (EJ)
GLIMPSE1.1-Tax-100C-5pct-GLIMPSE-1.1-Ref | Total | NutsSeeds | NutsSeedsTree_OhioR | biomass | NutsSeedsTree_OhioR_RFD_hi | 0 | 0 | 3.43 | 2.99 | 3.3 | 9.24 | 34.3 | 32.3 | pct (EJ)
GLIMPSE1.1-Tax-100C-5pct-GLIMPSE-1.1-Ref | Total | OtherGrain | OtherGrain_NelsonR | biomass | OtherGrain_NelsonR_RFD_lo | 0 | 0 | 3.34 | 3 | 3.45 | 8.51 | 32.6 | 30 | pct (EJ)
GLIMPSE1.1-Tax-100C-5pct-GLIMPSE-1.1-Ref | Total | Legumes | Legumes_NelsonR | biomass | Legumes_NelsonR_RFD_lo | 0 | 0 | 3.32 | 3.01 | 3.54 | 8.65 | 32.9 | 30.4 | pct (EJ)
GLIMPSE1.1-Tax-100C-5pct-GLIMPSE-1.1-Ref | Total | Soybean | Soybean_ArkWhtRedR | biomass | Soybean_ArkWhtRedR_IRR_lo | 0 | 0 | 3.2 | 3.01 | 4.24 | 11.3 | 35.6 | 34.9 | pct (EJ)
GLIMPSE1.1-Tax-100C-5pct-GLIMPSE-1.1-Ref | Total | Soybean | Soybean_ArkWhtRedR | biomass | Soybean_ArkWhtRedR_RFD_lo | 0 | 0 | 3.2 | 3.01 | 4.17 | 11 | 35.2 | 34 | pct (EJ)
GLIMPSE1.1-Tax-100C-5pct-GLIMPSE-1.1-Ref | Total | RootTuber | RootTuber_GreatBasin | biomass | RootTuber_GreatBasin_IRR_hi | 0 | 0 | 3.34 | 3.02 | 3.86 | 11.4 | 34.5 | 31.5 | pct (EJ)
GLIMPSE1.1-Tax-100C-5pct-GLIMPSE-1.1-Ref | Total | SugarCrop | SugarCropC4_UsaCstSE | biomass | SugarCropC4_UsaCstSE_IRR_lo | 0 | 0 | 3.42 | 3.02 | 3.55 | 9.6 | 33.4 | 30.8 | pct (EJ)
GLIMPSE1.1-Tax-100C-5pct-GLIMPSE-1.1-Ref | Total | SugarCrop | SugarCropC4_UsaCstSE | biomass | SugarCropC4_UsaCstSE_RFD_lo | 0 | 0 | 3.42 | 3.02 | 3.55 | 9.6 | 33.4 | 30.8 | pct (EJ)
GLIMPSE1.1-Tax-100C-5pct-GLIMPSE-1.1-Ref | Total | FiberCrop | FiberCrop_UsaColoRS | biomass | FiberCrop_UsaColoRS_RFD_lo | 0 | 0 | 3.37 | 3.04 | 3.68 | 10.4 | 34.2 | 31.4 | pct (EJ)
GLIMPSE1.1-Tax-100C-5pct-GLIMPSE-1.1-Ref | Total | NutsSeeds | NutsSeedsTree_ArkWhtRedR | biomass | NutsSeedsTree_ArkWhtRedR_RFD_lo | 0 | 0 | 3.36 | 3.04 | 3.67 | 9.67 | 33.7 | 31.2 | pct (EJ)
GLIMPSE1.1-Tax-100C-5pct-GLIMPSE-1.1-Ref | Total | RootTuber | RootTuber_MissouriR | biomass | RootTuber_MissouriR_IRR_lo | 0 | 0 | 3.38 | 3.04 | 3.67 | 10.6 | 35.1 | 32.9 | pct (EJ)
GLIMPSE1.1-Tax-100C-5pct-GLIMPSE-1.1-Ref | Total | FiberCrop | FiberCrop_California | biomass | FiberCrop_California_IRR_lo | 0 | 0 | 3.38 | 3.05 | 3.61 | 9.79 | 33.6 | 30.8 | pct (EJ)
GLIMPSE1.1-Tax-100C-5pct-GLIMPSE-1.1-Ref | Total | FiberCrop | FiberCrop_California | biomass | FiberCrop_California_RFD_lo | 0 | 0 | 3.39 | 3.05 | 3.62 | 9.81 | 33.7 | 30.9 | pct (EJ)
GLIMPSE1.1-Tax-100C-5pct-GLIMPSE-1.1-Ref | Total | FiberCrop | FiberCrop_UsaColoRS | biomass | FiberCrop_UsaColoRS_IRR_lo | 0 | 0 | 3.37 | 3.05 | 3.68 | 10.4 | 34.2 | 31.4 | pct (EJ)
GLIMPSE1.1-Tax-100C-5pct-GLIMPSE-1.1-Ref | Total | NutsSeeds | NutsSeedsTree_California | biomass | NutsSeedsTree_California_IRR_lo | 0 | 0 | 3.39 | 3.05 | 3.71 | 9.97 | 33.9 | 31.5 | pct (EJ)
GLIMPSE1.1-Tax-100C-5pct-GLIMPSE-1.1-Ref | Total | Vegetables | Vegetables_UsaColoRS | biomass | Vegetables_UsaColoRS_IRR_lo | 0 | 0 | 3.38 | 3.05 | 3.85 | 11 | 34.5 | 31.7 | pct (EJ)
GLIMPSE1.1-Tax-100C-5pct-GLIMPSE-1.1-Ref | Total | SugarCrop | SugarCropC4_TexasCst | biomass | SugarCropC4_TexasCst_RFD_lo | 0 | 0 | 3.42 | 3.07 | 3.76 | 10.7 | 34.2 | 31.4 | pct (EJ)
GLIMPSE1.1-Tax-100C-5pct-GLIMPSE-1.1-Ref | Total | RootTuber | RootTuber_UsaPacNW | biomass | RootTuber_UsaPacNW_IRR_lo | 0 | 0 | 3.39 | 3.08 | 3.78 | 10.1 | 33.8 | 31.2 | pct (EJ)
GLIMPSE1.1-Tax-100C-5pct-GLIMPSE-1.1-Ref | Total | RootTuber | RootTuber_UsaPacNW | biomass | RootTuber_UsaPacNW_RFD_lo | 0 | 0 | 3.39 | 3.08 | 3.78 | 10.1 | 33.8 | 31.2 | pct (EJ)
GLIMPSE1.1-Tax-100C-5pct-GLIMPSE-1.1-Ref | Total | Soybean | Soybean_MissouriR | biomass | Soybean_MissouriR_RFD_hi | 0 | 0 | 3.17 | 3.08 | 4.77 | 13.5 | 38.6 | 39.7 | pct (EJ)
GLIMPSE1.1-Tax-100C-5pct-GLIMPSE-1.1-Ref | Total | RootTuber | RootTuber_GreatLakes | biomass | RootTuber_GreatLakes_IRR_lo | 0 | 0 | 3.49 | 3.09 | 3.47 | 9.04 | 33.9 | 31.9 | pct (EJ)
GLIMPSE1.1-Tax-100C-5pct-GLIMPSE-1.1-Ref | Total | RootTuber | RootTuber_GreatLakes | biomass | RootTuber_GreatLakes_RFD_lo | 0 | 0 | 3.49 | 3.09 | 3.47 | 9.04 | 33.9 | 31.9 | pct (EJ)
GLIMPSE1.1-Tax-100C-5pct-GLIMPSE-1.1-Ref | Total | RootTuber | RootTuber_MissppRN | biomass | RootTuber_MissppRN_IRR_lo | 0 | 0 | 3.53 | 3.09 | 3.31 | 9.21 | 35.1 | 33.6 | pct (EJ)
GLIMPSE1.1-Tax-100C-5pct-GLIMPSE-1.1-Ref | Total | RootTuber | RootTuber_MissppRN | biomass | RootTuber_MissppRN_RFD_lo | 0 | 0 | 3.53 | 3.09 | 3.31 | 9.21 | 35.1 | 33.6 | pct (EJ)
GLIMPSE1.1-Tax-100C-5pct-GLIMPSE-1.1-Ref | Total | Soybean | Soybean_OhioR | biomass | Soybean_OhioR_IRR_lo | 0 | 0 | 3.37 | 3.09 | 3.93 | 10.4 | 36 | 35.8 | pct (EJ)
GLIMPSE1.1-Tax-100C-5pct-GLIMPSE-1.1-Ref | Total | RootTuber | RootTuber_NelsonR | biomass | RootTuber_NelsonR_IRR_hi | 0 | 0 | 3.42 | 3.1 | 3.75 | 10.1 | 33.7 | 30.8 | pct (EJ)
GLIMPSE1.1-Tax-100C-5pct-GLIMPSE-1.1-Ref | Total | RootTuber | RootTuber_NelsonR | biomass | RootTuber_NelsonR_RFD_hi | 0 | 0 | 3.42 | 3.1 | 3.75 | 10.1 | 33.7 | 30.8 | pct (EJ)
GLIMPSE1.1-Tax-100C-5pct-GLIMPSE-1.1-Ref | Total | Soybean | Soybean_OhioR | biomass | Soybean_OhioR_RFD_lo | 0 | 0 | 3.38 | 3.1 | 3.9 | 10.2 | 35.7 | 35.2 | pct (EJ)
GLIMPSE1.1-Tax-100C-5pct-GLIMPSE-1.1-Ref | Total | NutsSeeds | NutsSeeds_ArkWhtRedR | biomass | NutsSeeds_ArkWhtRedR_IRR_hi | 0 | 0 | 3.42 | 3.11 | 3.81 | 10.3 | 34.1 | 31.5 | pct (EJ)
GLIMPSE1.1-Tax-100C-5pct-GLIMPSE-1.1-Ref | Total | NutsSeeds | NutsSeeds_ArkWhtRedR | biomass | NutsSeeds_ArkWhtRedR_RFD_hi | 0 | 0 | 3.42 | 3.11 | 3.8 | 10.3 | 34.1 | 31.5 | pct (EJ)
GLIMPSE1.1-Tax-100C-5pct-GLIMPSE-1.1-Ref | Total | OilCrop | OilCrop_TexasCst | biomass | OilCrop_TexasCst_RFD_hi | 0 | 0 | 3.5 | 3.12 | 3.82 | 11 | 34.6 | 31.6 | pct (EJ)
GLIMPSE1.1-Tax-100C-5pct-GLIMPSE-1.1-Ref | Total | Soybean | Soybean_UsaCstE | biomass | Soybean_UsaCstE_IRR_lo | 0 | 0 | 3.35 | 3.12 | 4.13 | 10.5 | 35.5 | 35 | pct (EJ)
GLIMPSE1.1-Tax-100C-5pct-GLIMPSE-1.1-Ref | Total | NutsSeeds | NutsSeedsTree_OhioR | biomass | NutsSeedsTree_OhioR_RFD_lo | 0 | 0 | 3.54 | 3.13 | 3.41 | 8.93 | 34.2 | 32.4 | pct (EJ)
GLIMPSE1.1-Tax-100C-5pct-GLIMPSE-1.1-Ref | Total | Soybean | Soybean_UsaCstE | biomass | Soybean_UsaCstE_RFD_lo | 0 | 0 | 3.36 | 3.13 | 4.1 | 10.3 | 35.2 | 34.4 | pct (EJ)
GLIMPSE1.1-Tax-100C-5pct-GLIMPSE-1.1-Ref | Total | NutsSeeds | NutsSeedsTree_MissouriR | biomass | NutsSeedsTree_MissouriR_RFD_hi | 0 | 0 | 3.47 | 3.14 | 3.76 | 10.6 | 35 | 32.7 | pct (EJ)
GLIMPSE1.1-Tax-100C-5pct-GLIMPSE-1.1-Ref | Total | NutsSeeds | NutsSeeds_ArkWhtRedR | biomass | NutsSeeds_ArkWhtRedR_IRR_lo | 0 | 0 | 3.45 | 3.14 | 3.79 | 9.81 | 33.8 | 31.3 | pct (EJ)
GLIMPSE1.1-Tax-100C-5pct-GLIMPSE-1.1-Ref | Total | NutsSeeds | NutsSeeds_ArkWhtRedR | biomass | NutsSeeds_ArkWhtRedR_RFD_lo | 0 | 0 | 3.45 | 3.14 | 3.79 | 9.81 | 33.8 | 31.3 | pct (EJ)
GLIMPSE1.1-Tax-100C-5pct-GLIMPSE-1.1-Ref | Total | Soybean | Soybean_MissouriR | biomass | Soybean_MissouriR_IRR_hi | 0 | 0 | 3.2 | 3.14 | 4.86 | 13.7 | 39.2 | 40.8 | pct (EJ)
GLIMPSE1.1-Tax-100C-5pct-GLIMPSE-1.1-Ref | Total | SugarCrop | SugarCropC4_UsaCstSE | biomass | SugarCropC4_UsaCstSE_RFD_hi | 0 | 0 | 3.54 | 3.14 | 3.77 | 10.7 | 34.1 | 31 | pct (EJ)
GLIMPSE1.1-Tax-100C-5pct-GLIMPSE-1.1-Ref | Total | Soybean | Soybean_MissppRN | biomass | Soybean_MissppRN_RFD_hi | 0 | 0 | 3.33 | 3.15 | 4.45 | 12.2 | 38.8 | 40.9 | pct (EJ)
GLIMPSE1.1-Tax-100C-5pct-GLIMPSE-1.1-Ref | Total | SugarCrop | SugarCropC4_UsaCstSE | biomass | SugarCropC4_UsaCstSE_IRR_hi | 0 | 0 | 3.55 | 3.15 | 3.79 | 10.8 | 34.1 | 31 | pct (EJ)
GLIMPSE1.1-Tax-100C-5pct-GLIMPSE-1.1-Ref | Total | Soybean | Soybean_GreatLakes | biomass | Soybean_GreatLakes_IRR_hi | 0 | 0 | 3.3 | 3.16 | 4.58 | 11.9 | 37.5 | 38.8 | pct (EJ)
GLIMPSE1.1-Tax-100C-5pct-GLIMPSE-1.1-Ref | Total | Soybean | Soybean_GreatLakes | biomass | Soybean_GreatLakes_RFD_hi | 0 | 0 | 3.29 | 3.16 | 4.61 | 12 | 37.7 | 39.1 | pct (EJ)
GLIMPSE1.1-Tax-100C-5pct-GLIMPSE-1.1-Ref | Total | Soybean | Soybean_MissppRN | biomass | Soybean_MissppRN_IRR_hi | 0 | 0 | 3.33 | 3.16 | 4.42 | 12.1 | 38.7 | 40.6 | pct (EJ)
GLIMPSE1.1-Tax-100C-5pct-GLIMPSE-1.1-Ref | Total | SugarCrop | SugarCropC4_RioGrande | biomass | SugarCropC4_RioGrande_RFD_lo | 0 | 0 | 3.51 | 3.16 | 3.87 | 10.5 | 33.9 | 31.1 | pct (EJ)
GLIMPSE1.1-Tax-100C-5pct-GLIMPSE-1.1-Ref | Total | SugarCrop | SugarCropC4_MissppRS | biomass | SugarCropC4_MissppRS_RFD_lo | 0 | 0 | 3.62 | 3.2 | 3.6 | 9.4 | 33.4 | 30.4 | pct (EJ)
GLIMPSE1.1-Tax-100C-5pct-GLIMPSE-1.1-Ref | Total | SugarCrop | SugarCropC4_TexasCst | biomass | SugarCropC4_TexasCst_RFD_hi | 0 | 0 | 3.54 | 3.2 | 3.98 | 11.8 | 34.8 | 31.7 | pct (EJ)
GLIMPSE1.1-Tax-100C-5pct-GLIMPSE-1.1-Ref | Total | NutsSeeds | NutsSeedsTree_MissppRN | biomass | NutsSeedsTree_MissppRN_IRR_hi | 0 | 0 | 3.63 | 3.21 | 3.45 | 9.38 | 35.3 | 33.9 | pct (EJ)
GLIMPSE1.1-Tax-100C-5pct-GLIMPSE-1.1-Ref | Total | NutsSeeds | NutsSeedsTree_MissppRN | biomass | NutsSeedsTree_MissppRN_RFD_hi | 0 | 0 | 3.63 | 3.21 | 3.45 | 9.38 | 35.3 | 33.9 | pct (EJ)
GLIMPSE1.1-Tax-100C-5pct-GLIMPSE-1.1-Ref | Total | NutsSeeds | NutsSeedsTree_UsaPacNW | biomass | NutsSeedsTree_UsaPacNW_IRR_hi | 0 | 0 | 3.5 | 3.21 | 3.93 | 10.3 | 34.1 | 31.4 | pct (EJ)
GLIMPSE1.1-Tax-100C-5pct-GLIMPSE-1.1-Ref | Total | NutsSeeds | NutsSeedsTree_UsaPacNW | biomass | NutsSeedsTree_UsaPacNW_RFD_hi | 0 | 0 | 3.5 | 3.21 | 3.93 | 10.3 | 34.1 | 31.4 | pct (EJ)
GLIMPSE1.1-Tax-100C-5pct-GLIMPSE-1.1-Ref | Total | NutsSeeds | NutsSeedsTree_GreatLakes | biomass | NutsSeedsTree_GreatLakes_RFD_hi | 0 | 0 | 3.59 | 3.22 | 3.61 | 9.21 | 34.2 | 32.2 | pct (EJ)
GLIMPSE1.1-Tax-100C-5pct-GLIMPSE-1.1-Ref | Total | NutsSeeds | NutsSeeds_UsaCstE | biomass | NutsSeeds_UsaCstE_RFD_hi | 0 | 0 | 3.58 | 3.23 | 3.74 | 9.57 | 34.1 | 32 | pct (EJ)
GLIMPSE1.1-Tax-100C-5pct-GLIMPSE-1.1-Ref | Total | Soybean | Soybean_MissouriR | biomass | Soybean_MissouriR_RFD_lo | 0 | 0 | 3.43 | 3.24 | 4.37 | 11.7 | 36.5 | 35.6 | pct (EJ)
GLIMPSE1.1-Tax-100C-5pct-GLIMPSE-1.1-Ref | Total | Soybean | Soybean_MissouriR | biomass | Soybean_MissouriR_IRR_lo | 0 | 0 | 3.43 | 3.25 | 4.43 | 11.9 | 36.9 | 36.5 | pct (EJ)
GLIMPSE1.1-Tax-100C-5pct-GLIMPSE-1.1-Ref | Total | NutsSeeds | NutsSeeds_UsaCstE | biomass | NutsSeeds_UsaCstE_RFD_lo | 0 | 0 | 3.61 | 3.27 | 3.73 | 9.11 | 33.9 | 31.8 | pct (EJ)
GLIMPSE1.1-Tax-100C-5pct-GLIMPSE-1.1-Ref | Total | OilCrop | OilCrop_ArkWhtRedR | biomass | OilCrop_ArkWhtRedR_RFD_lo | 0 | 0 | 3.56 | 3.27 | 3.92 | 10 | 34 | 31.4 | pct (EJ)
GLIMPSE1.1-Tax-100C-5pct-GLIMPSE-1.1-Ref | Total | NutsSeeds | NutsSeedsTree_MissouriR | biomass | NutsSeedsTree_MissouriR_RFD_lo | 0 | 0 | 3.59 | 3.28 | 3.87 | 10.3 | 34.9 | 32.7 | pct (EJ)
GLIMPSE1.1-Tax-100C-5pct-GLIMPSE-1.1-Ref | Total | SugarCrop | SugarCropC4_RioGrande | biomass | SugarCropC4_RioGrande_RFD_hi | 0 | 0 | 3.63 | 3.29 | 4.09 | 11.6 | 34.6 | 31.3 | pct (EJ)
GLIMPSE1.1-Tax-100C-5pct-GLIMPSE-1.1-Ref | Total | Soybean | Soybean_GreatLakes | biomass | Soybean_GreatLakes_IRR_lo | 0 | 0 | 3.54 | 3.31 | 4.24 | 10.4 | 35.9 | 35.7 | pct (EJ)
GLIMPSE1.1-Tax-100C-5pct-GLIMPSE-1.1-Ref | Total | Soybean | Soybean_MissppRN | biomass | Soybean_MissppRN_IRR_lo | 0 | 0 | 3.58 | 3.31 | 4.08 | 10.6 | 37 | 37.4 | pct (EJ)
GLIMPSE1.1-Tax-100C-5pct-GLIMPSE-1.1-Ref | Total | Soybean | Soybean_GreatLakes | biomass | Soybean_GreatLakes_RFD_lo | 0 | 0 | 3.55 | 3.32 | 4.21 | 10.2 | 35.6 | 35.1 | pct (EJ)
GLIMPSE1.1-Tax-100C-5pct-GLIMPSE-1.1-Ref | Total | Soybean | Soybean_MissppRN | biomass | Soybean_MissppRN_RFD_lo | 0 | 0 | 3.59 | 3.32 | 4.05 | 10.4 | 36.8 | 36.8 | pct (EJ)
GLIMPSE1.1-Tax-100C-5pct-GLIMPSE-1.1-Ref | Total | SugarCrop | SugarCropC4_MissppRS | biomass | SugarCropC4_MissppRS_RFD_hi | 0 | 0 | 3.74 | 3.33 | 3.82 | 10.5 | 34 | 30.6 | pct (EJ)
GLIMPSE1.1-Tax-100C-5pct-GLIMPSE-1.1-Ref | Total | NutsSeeds | NutsSeedsTree_UsaPacNW | biomass | NutsSeedsTree_UsaPacNW_IRR_lo | 0 | 0 | 3.61 | 3.34 | 4.04 | 9.97 | 34 | 31.5 | pct (EJ)
GLIMPSE1.1-Tax-100C-5pct-GLIMPSE-1.1-Ref | Total | NutsSeeds | NutsSeedsTree_MissppRN | biomass | NutsSeedsTree_MissppRN_RFD_lo | 0 | 0 | 3.75 | 3.35 | 3.56 | 9.07 | 35.2 | 34 | pct (EJ)
GLIMPSE1.1-Tax-100C-5pct-GLIMPSE-1.1-Ref | Total | OilCrop | OilCrop_ArkWhtRedR | biomass | OilCrop_ArkWhtRedR_RFD_hi | 0 | 0 | 3.62 | 3.35 | 4.03 | 10.6 | 34.3 | 31.4 | pct (EJ)
GLIMPSE1.1-Tax-100C-5pct-GLIMPSE-1.1-Ref | Total | SugarCrop | SugarCropC4_MissppRS | biomass | SugarCropC4_MissppRS_IRR_hi | 0 | 0 | 3.75 | 3.36 | 3.89 | 10.7 | 34.5 | 31.4 | pct (EJ)
GLIMPSE1.1-Tax-100C-5pct-GLIMPSE-1.1-Ref | Total | OilCrop | OilCrop_ArkWhtRedR | biomass | OilCrop_ArkWhtRedR_IRR_hi | 0 | 0 | 3.68 | 3.44 | 4.2 | 10.9 | 35.1 | 32.8 | pct (EJ)
GLIMPSE1.1-Tax-100C-5pct-GLIMPSE-1.1-Ref | Total | Fruits | Fruits_GreatLakes | biomass | Fruits_GreatLakes_RFD_hi | 0 | 0 | 3.76 | 3.48 | 4.01 | 10.4 | 35.2 | 33.2 | pct (EJ)
GLIMPSE1.1-Tax-100C-5pct-GLIMPSE-1.1-Ref | Total | RootTuber | RootTuber_NelsonR | biomass | RootTuber_NelsonR_IRR_lo | 0 | 0 | 3.72 | 3.48 | 4.1 | 9.64 | 33.8 | 31.2 | pct (EJ)
GLIMPSE1.1-Tax-100C-5pct-GLIMPSE-1.1-Ref | Total | RootTuber | RootTuber_NelsonR | biomass | RootTuber_NelsonR_RFD_lo | 0 | 0 | 3.72 | 3.48 | 4.1 | 9.63 | 33.8 | 31.2 | pct (EJ)
GLIMPSE1.1-Tax-100C-5pct-GLIMPSE-1.1-Ref | Total | Soybean | Soybean_NelsonR | biomass | Soybean_NelsonR_RFD_hi | 0 | 0 | 3.52 | 3.54 | 5.25 | 12.6 | 37.6 | 38.3 | pct (EJ)
GLIMPSE1.1-Tax-100C-5pct-GLIMPSE-1.1-Ref | Total | Soybean | Soybean_NelsonR | biomass | Soybean_NelsonR_IRR_hi | 0 | 0 | 3.53 | 3.55 | 5.23 | 12.5 | 37.4 | 38.1 | pct (EJ)
GLIMPSE1.1-Tax-100C-5pct-GLIMPSE-1.1-Ref | Total | NutsSeeds | NutsSeedsTree_NelsonR | biomass | NutsSeedsTree_NelsonR_RFD_hi | 0 | 0 | 3.83 | 3.61 | 4.24 | 9.81 | 34.1 | 31.5 | pct (EJ)
GLIMPSE1.1-Tax-100C-5pct-GLIMPSE-1.1-Ref | Total | Fruits | Fruits_California | biomass | Fruits_California_IRR_lo | 0 | 0 | 3.83 | 3.62 | 4.42 | 11.1 | 34.9 | 32.1 | pct (EJ)
GLIMPSE1.1-Tax-100C-5pct-GLIMPSE-1.1-Ref | Total | Fruits | Fruits_UsaPacNW | biomass | Fruits_UsaPacNW_RFD_lo | 0 | 0 | 3.84 | 3.65 | 4.44 | 10.8 | 34.7 | 32.2 | pct (EJ)
GLIMPSE1.1-Tax-100C-5pct-GLIMPSE-1.1-Ref | Total | Soybean | Soybean_NelsonR | biomass | Soybean_NelsonR_IRR_lo | 0 | 0 | 3.77 | 3.7 | 4.88 | 11 | 35.8 | 34.9 | pct (EJ)
GLIMPSE1.1-Tax-100C-5pct-GLIMPSE-1.1-Ref | Total | Soybean | Soybean_NelsonR | biomass | Soybean_NelsonR_RFD_lo | 0 | 0 | 3.78 | 3.71 | 4.85 | 10.8 | 35.5 | 34.3 | pct (EJ)
GLIMPSE1.1-Tax-100C-5pct-GLIMPSE-1.1-Ref | Total | NutsSeeds | NutsSeedsTree_NelsonR | biomass | NutsSeedsTree_NelsonR_RFD_lo | 0 | 0 | 3.94 | 3.74 | 4.35 | 9.49 | 34 | 31.5 | pct (EJ)
GLIMPSE1.1-Tax-100C-5pct-GLIMPSE-1.1-Ref | Total | OilCrop | OilCropTree_California | biomass | OilCropTree_California_IRR_lo | 0 | 0 | 4 | 3.76 | 4.5 | 10.9 | 34.9 | 32.2 | pct (EJ)
GLIMPSE1.1-Tax-100C-5pct-GLIMPSE-1.1-Ref | Total | Fruits | Fruits_UsaPacNW | biomass | Fruits_UsaPacNW_IRR_hi | 0 | 0 | 3.94 | 3.8 | 4.74 | 11.9 | 35.7 | 32.9 | pct (EJ)
GLIMPSE1.1-Tax-100C-5pct-GLIMPSE-1.1-Ref | Total | Fruits | Fruits_UsaPacNW | biomass | Fruits_UsaPacNW_RFD_hi | 0 | 0 | 3.94 | 3.8 | 4.74 | 11.9 | 35.7 | 32.9 | pct (EJ)
GLIMPSE1.1-Tax-100C-5pct-GLIMPSE-1.1-Ref | Total | Vegetables | Vegetables_California | biomass | Vegetables_California_IRR_lo | 0 | 0 | 3.99 | 3.81 | 4.66 | 11.4 | 35.2 | 32.4 | pct (EJ)
GLIMPSE1.1-Tax-100C-5pct-GLIMPSE-1.1-Ref | Total | Fruits | FruitsTree_UsaPacNW | biomass | FruitsTree_UsaPacNW_IRR_lo | 0 | 0 | 4.04 | 3.89 | 4.72 | 11.1 | 35.1 | 32.5 | pct (EJ)
GLIMPSE1.1-Tax-100C-5pct-GLIMPSE-1.1-Ref | Total | Fruits | Fruits_California | biomass | Fruits_California_IRR_hi | 0 | 0 | 4.03 | 3.92 | 4.88 | 12.3 | 35.7 | 32.4 | pct (EJ)
GLIMPSE1.1-Tax-100C-5pct-GLIMPSE-1.1-Ref | Total | Fruits | FruitsTree_UsaCstE | biomass | FruitsTree_UsaCstE_RFD_hi | 0 | 0 | 4.28 | 4.16 | 4.95 | 11.7 | 36.3 | 34 | pct (EJ)
GLIMPSE1.1-Tax-100C-5pct-GLIMPSE-1.1-Ref | Total | Fruits | FruitsTree_UsaPacNW | biomass | FruitsTree_UsaPacNW_IRR_hi | 0 | 0 | 4.3 | 4.26 | 5.29 | 12.6 | 36.5 | 33.7 | pct (EJ)
GLIMPSE1.1-Tax-100C-5pct-GLIMPSE-1.1-Ref | Total | Vegetables | Vegetables_California | biomass | Vegetables_California_IRR_hi | 0 | 0 | 4.33 | 4.28 | 5.36 | 12.9 | 36.4 | 33.2 | pct (EJ)
GLIMPSE1.1-Tax-100C-5pct-GLIMPSE-1.1-Ref | Total | OilCrop | OilCropTree_California | biomass | OilCropTree_California_IRR_hi | 0 | 0 | 4.43 | 4.35 | 5.25 | 12.3 | 36.2 | 33 | pct (EJ)
GLIMPSE1.1-Tax-100C-5pct-GLIMPSE-1.1-Ref | Total | biomass | biomassGrass_UsaColoRS | biomass | biomassGrass_UsaColoRS_RFD_lo | 0 | 0 | 9.1 | 6.81 | 8.55 | 30.2 | 16.2 | 11.3 | pct (EJ)
GLIMPSE1.1-Tax-100C-5pct-GLIMPSE-1.1-Ref | Total | biomass | biomassGrass_RioGrande | biomass | biomassGrass_RioGrande_IRR_lo | 0 | 0 | 9.19 | 6.86 | 8.72 | 31.4 | 16.8 | 11.7 | pct (EJ)
GLIMPSE1.1-Tax-100C-5pct-GLIMPSE-1.1-Ref | Total | biomass | biomassGrass_UsaColoRS | biomass | biomassGrass_UsaColoRS_IRR_lo | 0 | 0 | 9.26 | 6.97 | 8.81 | 31.4 | 17 | 12.1 | pct (EJ)
GLIMPSE1.1-Tax-100C-5pct-GLIMPSE-1.1-Ref | Total | biomass | biomassGrass_MissouriR | biomass | biomassGrass_MissouriR_IRR_lo | 0 | 0 | 9.28 | 7.04 | 8.72 | 30.4 | 17.3 | 12.9 | pct (EJ)
GLIMPSE1.1-Tax-100C-5pct-GLIMPSE-1.1-Ref | Total | biomass | biomassGrass_MexCstNW | biomass | biomassGrass_MexCstNW_IRR_lo | 0 | 0 | 9.78 | 7.52 | 9.55 | 34.6 | 18.8 | 13.6 | pct (EJ)
GLIMPSE1.1-Tax-100C-5pct-GLIMPSE-1.1-Ref | Total | biomass | biomassGrass_California | biomass | biomassGrass_California_IRR_lo | 0 | 0 | 9.88 | 7.68 | 9.97 | 36.6 | 20 | 14.7 | pct (EJ)
GLIMPSE1.1-Tax-100C-5pct-GLIMPSE-1.1-Ref | Total | biomass | biomassGrass_Caribbean | biomass | biomassGrass_Caribbean_RFD_hi | 0 | 0 | 12.9 | 9.02 | 11.4 | 51.5 | 29 | 21.3 | pct (EJ)
GLIMPSE1.1-Tax-100C-5pct-GLIMPSE-1.1-Ref | Total | biomass | biomassGrass_Caribbean | biomass | biomassGrass_Caribbean_IRR_hi | 0 | 0 | 12.9 | 9.11 | 11.5 | 52.4 | 29.5 | 21.7 | pct (EJ)
GLIMPSE1.1-Tax-100C-5pct-GLIMPSE-1.1-Ref | Total | biomass | biomassGrass_UsaCstSE | biomass | biomassGrass_UsaCstSE_IRR_hi | 0 | 0 | 13.2 | 9.33 | 11.7 | 52.6 | 29.9 | 22.1 | pct (EJ)
GLIMPSE1.1-Tax-100C-5pct-GLIMPSE-1.1-Ref | Total | biomass | biomassGrass_TennR | biomass | biomassGrass_TennR_RFD_hi | 0 | 0 | 13.2 | 9.37 | 11.7 | 53.3 | 30.3 | 22.5 | pct (EJ)
GLIMPSE1.1-Tax-100C-5pct-GLIMPSE-1.1-Ref | Total | biomass | biomassGrass_UsaCstSE | biomass | biomassGrass_UsaCstSE_RFD_hi | 0 | 0 | 13.3 | 9.41 | 11.8 | 53.1 | 30.2 | 22.3 | pct (EJ)
GLIMPSE1.1-Tax-100C-5pct-GLIMPSE-1.1-Ref | Total | biomass | biomassGrass_UsaCstNE | biomass | biomassGrass_UsaCstNE_RFD_hi | 0 | 0 | 13.3 | 9.42 | 11.8 | 52.8 | 29.7 | 21.8 | pct (EJ)
GLIMPSE1.1-Tax-100C-5pct-GLIMPSE-1.1-Ref | Total | biomass | biomassGrass_TexasCst | biomass | biomassGrass_TexasCst_RFD_hi | 0 | 0 | 13.3 | 9.48 | 12 | 54.6 | 30.9 | 23 | pct (EJ)
GLIMPSE1.1-Tax-100C-5pct-GLIMPSE-1.1-Ref | Total | biomass | biomassGrass_TexasCst | biomass | biomassGrass_TexasCst_IRR_hi | 0 | 0 | 14.1 | 9.51 | 12.2 | 55.2 | 32.8 | 24.6 | pct (EJ)
GLIMPSE1.1-Tax-100C-5pct-GLIMPSE-1.1-Ref | Total | biomass | biomassGrass_MissppRS | biomass | biomassGrass_MissppRS_RFD_hi | 0 | 0 | 13.5 | 9.62 | 11.8 | 52.9 | 30.2 | 22.1 | pct (EJ)
GLIMPSE1.1-Tax-100C-5pct-GLIMPSE-1.1-Ref | Total | biomass | biomassGrass_RioGrande | biomass | biomassGrass_RioGrande_RFD_hi | 0 | 0 | 13.5 | 9.65 | 12.3 | 54.8 | 31 | 22.9 | pct (EJ)
GLIMPSE1.1-Tax-100C-5pct-GLIMPSE-1.1-Ref | Total | biomass | biomassGrass_MissppRS | biomass | biomassGrass_MissppRS_IRR_hi | 0 | 0 | 13.6 | 9.68 | 12 | 53.1 | 30.6 | 22.8 | pct (EJ)
GLIMPSE1.1-Tax-100C-5pct-GLIMPSE-1.1-Ref | Total | biomass | biomassGrass_ArkWhtRedR | biomass | biomassGrass_ArkWhtRedR_RFD_hi | 0 | 0 | 13.5 | 9.69 | 12.2 | 53.9 | 30.7 | 22.8 | pct (EJ)
GLIMPSE1.1-Tax-100C-5pct-GLIMPSE-1.1-Ref | Total | biomass | biomassGrass_OhioR | biomass | biomassGrass_OhioR_IRR_hi | 0 | 0 | 13.6 | 9.72 | 11.8 | 52.5 | 31.1 | 23.8 | pct (EJ)
GLIMPSE1.1-Tax-100C-5pct-GLIMPSE-1.1-Ref | Total | biomass | biomassTree_UsaCstNE | biomass | biomassTree_UsaCstNE_IRR_hi | 0 | 0 | 12.3 | 9.72 | 12 | 43.8 | 26.3 | 20 | pct (EJ)
GLIMPSE1.1-Tax-100C-5pct-GLIMPSE-1.1-Ref | Total | biomass | biomassTree_Caribbean | biomass | biomassTree_Caribbean_RFD_hi | 0 | 0 | 12.3 | 9.73 | 12.1 | 44.9 | 27.1 | 20.7 | pct (EJ)
GLIMPSE1.1-Tax-100C-5pct-GLIMPSE-1.1-Ref | Total | biomass | biomassGrass_UsaCstE | biomass | biomassGrass_UsaCstE_IRR_hi | 0 | 0 | 13.6 | 9.77 | 12.1 | 52.6 | 30.6 | 23.1 | pct (EJ)
GLIMPSE1.1-Tax-100C-5pct-GLIMPSE-1.1-Ref | Total | biomass | biomassGrass_OhioR | biomass | biomassGrass_OhioR_RFD_hi | 0 | 0 | 13.7 | 9.78 | 11.9 | 52.8 | 31.3 | 24 | pct (EJ)
GLIMPSE1.1-Tax-100C-5pct-GLIMPSE-1.1-Ref | Total | biomass | biomassTree_Caribbean | biomass | biomassTree_Caribbean_IRR_hi | 0 | 0 | 12.4 | 9.8 | 12.3 | 45.5 | 27.5 | 21 | pct (EJ)
GLIMPSE1.1-Tax-100C-5pct-GLIMPSE-1.1-Ref | Total | biomass | biomassGrass_UsaCstE | biomass | biomassGrass_UsaCstE_RFD_hi | 0 | 0 | 13.7 | 9.82 | 12.1 | 52.9 | 30.8 | 23.3 | pct (EJ)
GLIMPSE1.1-Tax-100C-5pct-GLIMPSE-1.1-Ref | Total | biomass | biomassTree_UsaCstNE | biomass | biomassTree_UsaCstNE_RFD_hi | 0 | 0 | 12.4 | 9.82 | 12.2 | 44.6 | 26.7 | 20.3 | pct (EJ)
GLIMPSE1.1-Tax-100C-5pct-GLIMPSE-1.1-Ref | Total | biomass | biomassGrass_UsaColoRN | biomass | biomassGrass_UsaColoRN_IRR_hi | 0 | 0 | 13.6 | 9.85 | 12.4 | 53.9 | 30.7 | 22.7 | pct (EJ)
GLIMPSE1.1-Tax-100C-5pct-GLIMPSE-1.1-Ref | Total | biomass | biomassTree_TennR | biomass | biomassTree_TennR_IRR_hi | 0 | 0 | 12.5 | 9.88 | 12.3 | 45.4 | 27.5 | 21 | pct (EJ)
GLIMPSE1.1-Tax-100C-5pct-GLIMPSE-1.1-Ref | Total | biomass | biomassGrass_UsaColoRS | biomass | biomassGrass_UsaColoRS_RFD_hi | 0 | 0 | 13.7 | 9.89 | 12.6 | 56 | 31.9 | 23.8 | pct (EJ)
GLIMPSE1.1-Tax-100C-5pct-GLIMPSE-1.1-Ref | Total | biomass | biomassTree_UsaCstSE | biomass | biomassTree_UsaCstSE_IRR_hi | 0 | 0 | 12.5 | 9.89 | 12.3 | 45.4 | 27.5 | 21 | pct (EJ)
GLIMPSE1.1-Tax-100C-5pct-GLIMPSE-1.1-Ref | Total | biomass | biomassGrass_ArkWhtRedR | biomass | biomassGrass_ArkWhtRedR_IRR_hi | 0 | 0 | 13.7 | 9.91 | 12.6 | 55.4 | 32 | 24.3 | pct (EJ)
GLIMPSE1.1-Tax-100C-5pct-GLIMPSE-1.1-Ref | Total | biomass | biomassTree_TexasCst | biomass | biomassTree_TexasCst_RFD_hi | 0 | 0 | 12.5 | 9.91 | 12.4 | 45.9 | 27.7 | 21.2 | pct (EJ)
GLIMPSE1.1-Tax-100C-5pct-GLIMPSE-1.1-Ref | Total | biomass | biomassGrass_UsaColoRN | biomass | biomassGrass_UsaColoRN_RFD_hi | 0 | 0 | 13.7 | 9.92 | 12.5 | 54.5 | 31 | 23 | pct (EJ)
GLIMPSE1.1-Tax-100C-5pct-GLIMPSE-1.1-Ref | Total | biomass | biomassTree_RioGrande | biomass | biomassTree_RioGrande_RFD_hi | 0 | 0 | 12.5 | 9.92 | 12.4 | 46.1 | 27.8 | 21.2 | pct (EJ)
GLIMPSE1.1-Tax-100C-5pct-GLIMPSE-1.1-Ref | Total | biomass | biomassTree_TexasCst | biomass | biomassTree_TexasCst_IRR_hi | 0 | 0 | 13.1 | 9.92 | 12.5 | 46.3 | 29.2 | 22.5 | pct (EJ)
GLIMPSE1.1-Tax-100C-5pct-GLIMPSE-1.1-Ref | Total | biomass | biomassTree_TennR | biomass | biomassTree_TennR_RFD_hi | 0 | 0 | 12.5 | 9.94 | 12.3 | 45.7 | 27.7 | 21.2 | pct (EJ)
GLIMPSE1.1-Tax-100C-5pct-GLIMPSE-1.1-Ref | Total | biomass | biomassGrass_RioGrande | biomass | biomassGrass_RioGrande_IRR_hi | 0 | 0 | 13.8 | 9.95 | 12.8 | 57.5 | 32.6 | 24.2 | pct (EJ)
GLIMPSE1.1-Tax-100C-5pct-GLIMPSE-1.1-Ref | Total | biomass | biomassGrass_MissppRN | biomass | biomassGrass_MissppRN_IRR_hi | 0 | 0 | 13.8 | 9.96 | 12 | 52.7 | 32.1 | 25.3 | pct (EJ)
GLIMPSE1.1-Tax-100C-5pct-GLIMPSE-1.1-Ref | Total | biomass | biomassGrass_UsaPacNW | biomass | biomassGrass_UsaPacNW_IRR_hi | 0 | 0 | 13.7 | 9.98 | 12.6 | 54.1 | 30.9 | 23 | pct (EJ)
GLIMPSE1.1-Tax-100C-5pct-GLIMPSE-1.1-Ref | Total | biomass | biomassTree_UsaCstSE | biomass | biomassTree_UsaCstSE_RFD_hi | 0 | 0 | 12.6 | 9.98 | 12.4 | 45.9 | 27.7 | 21.2 | pct (EJ)
GLIMPSE1.1-Tax-100C-5pct-GLIMPSE-1.1-Ref | Total | biomass | biomassGrass_GreatLakes | biomass | biomassGrass_GreatLakes_IRR_hi | 0 | 0 | 13.8 | 9.99 | 12.2 | 52.6 | 31 | 23.8 | pct (EJ)
GLIMPSE1.1-Tax-100C-5pct-GLIMPSE-1.1-Ref | Total | biomass | biomassGrass_MissouriR | biomass | biomassGrass_MissouriR_RFD_hi | 0 | 0 | 13.8 | 9.99 | 12.5 | 55.1 | 32.1 | 24.4 | pct (EJ)
GLIMPSE1.1-Tax-100C-5pct-GLIMPSE-1.1-Ref | Total | biomass | biomassGrass_MissppRN | biomass | biomassGrass_MissppRN_RFD_hi | 0 | 0 | 13.9 | 10 | 12.1 | 53 | 32.3 | 25.5 | pct (EJ)
GLIMPSE1.1-Tax-100C-5pct-GLIMPSE-1.1-Ref | Total | biomass | biomassTree_ArkWhtRedR | biomass | biomassTree_ArkWhtRedR_RFD_hi | 0 | 0 | 12.6 | 10 | 12.5 | 46.1 | 27.9 | 21.3 | pct (EJ)
GLIMPSE1.1-Tax-100C-5pct-GLIMPSE-1.1-Ref | Total | biomass | biomassTree_OhioR | biomass | biomassTree_OhioR_IRR_hi | 0 | 0 | 12.6 | 10 | 12.3 | 44.9 | 27.7 | 21.5 | pct (EJ)
GLIMPSE1.1-Tax-100C-5pct-GLIMPSE-1.1-Ref | Total | biomass | biomassTree_UsaColoRN | biomass | biomassTree_UsaColoRN_IRR_hi | 0 | 0 | 12.6 | 10 | 12.6 | 46.2 | 28 | 21.4 | pct (EJ)
GLIMPSE1.1-Tax-100C-5pct-GLIMPSE-1.1-Ref | Total | biomass | biomassTree_UsaCstE | biomass | biomassTree_UsaCstE_IRR_hi | 0 | 0 | 12.6 | 10 | 12.4 | 45.1 | 27.5 | 21.2 | pct (EJ)
GLIMPSE1.1-Tax-100C-5pct-GLIMPSE-1.1-Ref | Total | biomass | biomassGrass_GreatLakes | biomass | biomassGrass_GreatLakes_RFD_hi | 0 | 0 | 13.9 | 10.1 | 12.3 | 53.3 | 31.4 | 24 | pct (EJ)
GLIMPSE1.1-Tax-100C-5pct-GLIMPSE-1.1-Ref | Total | biomass | biomassGrass_UsaColoRS | biomass | biomassGrass_UsaColoRS_IRR_hi | 0 | 0 | 13.9 | 10.1 | 12.9 | 57.3 | 32.6 | 24.4 | pct (EJ)
GLIMPSE1.1-Tax-100C-5pct-GLIMPSE-1.1-Ref | Total | biomass | biomassGrass_UsaPacNW | biomass | biomassGrass_UsaPacNW_RFD_hi | 0 | 0 | 13.8 | 10.1 | 12.7 | 54.7 | 31.2 | 23.2 | pct (EJ)
GLIMPSE1.1-Tax-100C-5pct-GLIMPSE-1.1-Ref | Total | biomass | biomassTree_GreatLakes | biomass | biomassTree_GreatLakes_IRR_hi | 0 | 0 | 12.7 | 10.1 | 12.4 | 44.7 | 27.5 | 21.4 | pct (EJ)
GLIMPSE1.1-Tax-100C-5pct-GLIMPSE-1.1-Ref | Total | biomass | biomassTree_MissouriR | biomass | biomassTree_MissouriR_RFD_hi | 0 | 0 | 12.6 | 10.1 | 12.6 | 46.3 | 28.2 | 21.8 | pct (EJ)
GLIMPSE1.1-Tax-100C-5pct-GLIMPSE-1.1-Ref | Total | biomass | biomassTree_MissppRN | biomass | biomassTree_MissppRN_IRR_hi | 0 | 0 | 12.7 | 10.1 | 12.2 | 43.6 | 27.5 | 21.9 | pct (EJ)
GLIMPSE1.1-Tax-100C-5pct-GLIMPSE-1.1-Ref | Total | biomass | biomassTree_MissppRN | biomass | biomassTree_MissppRN_RFD_hi | 0 | 0 | 12.7 | 10.1 | 12.2 | 43.9 | 27.7 | 22.1 | pct (EJ)
GLIMPSE1.1-Tax-100C-5pct-GLIMPSE-1.1-Ref | Total | biomass | biomassTree_MissppRS | biomass | biomassTree_MissppRS_IRR_hi | 0 | 0 | 12.7 | 10.1 | 12.5 | 45.5 | 27.9 | 21.6 | pct (EJ)
GLIMPSE1.1-Tax-100C-5pct-GLIMPSE-1.1-Ref | Total | biomass | biomassTree_MissppRS | biomass | biomassTree_MissppRS_RFD_hi | 0 | 0 | 12.6 | 10.1 | 12.4 | 45.4 | 27.6 | 21 | pct (EJ)
GLIMPSE1.1-Tax-100C-5pct-GLIMPSE-1.1-Ref | Total | biomass | biomassTree_OhioR | biomass | biomassTree_OhioR_RFD_hi | 0 | 0 | 12.7 | 10.1 | 12.4 | 45.2 | 27.9 | 21.7 | pct (EJ)
GLIMPSE1.1-Tax-100C-5pct-GLIMPSE-1.1-Ref | Total | biomass | biomassTree_UsaColoRN | biomass | biomassTree_UsaColoRN_RFD_hi | 0 | 0 | 12.7 | 10.1 | 12.7 | 46.8 | 28.3 | 21.6 | pct (EJ)
GLIMPSE1.1-Tax-100C-5pct-GLIMPSE-1.1-Ref | Total | biomass | biomassTree_UsaColoRS | biomass | biomassTree_UsaColoRS_RFD_hi | 0 | 0 | 12.6 | 10.1 | 12.6 | 46.8 | 28.3 | 21.7 | pct (EJ)
GLIMPSE1.1-Tax-100C-5pct-GLIMPSE-1.1-Ref | Total | biomass | biomassTree_UsaCstE | biomass | biomassTree_UsaCstE_RFD_hi | 0 | 0 | 12.6 | 10.1 | 12.4 | 45.4 | 27.7 | 21.4 | pct (EJ)
GLIMPSE1.1-Tax-100C-5pct-GLIMPSE-1.1-Ref | Total | biomass | biomassTree_UsaPacNW | biomass | biomassTree_UsaPacNW_IRR_hi | 0 | 0 | 12.6 | 10.1 | 12.5 | 45.7 | 27.7 | 21.2 | pct (EJ)
GLIMPSE1.1-Tax-100C-5pct-GLIMPSE-1.1-Ref | Total | biomass | biomassTree_UsaPacNW | biomass | biomassTree_UsaPacNW_RFD_hi | 0 | 0 | 12.7 | 10.1 | 12.6 | 46.3 | 28 | 21.4 | pct (EJ)
GLIMPSE1.1-Tax-100C-5pct-GLIMPSE-1.1-Ref | Total | biomass | biomassGrass_California | biomass | biomassGrass_California_RFD_hi | 0 | 0 | 14 | 10.2 | 13 | 57.8 | 32.8 | 24.4 | pct (EJ)
GLIMPSE1.1-Tax-100C-5pct-GLIMPSE-1.1-Ref | Total | biomass | biomassGrass_MissouriR | biomass | biomassGrass_MissouriR_IRR_hi | 0 | 0 | 13.9 | 10.2 | 12.9 | 56.3 | 33.9 | 27 | pct (EJ)
GLIMPSE1.1-Tax-100C-5pct-GLIMPSE-1.1-Ref | Total | biomass | biomassTree_ArkWhtRedR | biomass | biomassTree_ArkWhtRedR_IRR_hi | 0 | 0 | 12.7 | 10.2 | 12.8 | 47.1 | 28.9 | 22.6 | pct (EJ)
GLIMPSE1.1-Tax-100C-5pct-GLIMPSE-1.1-Ref | Total | biomass | biomassTree_GreatBasin | biomass | biomassTree_GreatBasin_IRR_hi | 0 | 0 | 12.8 | 10.2 | 12.8 | 46.8 | 28.4 | 21.9 | pct (EJ)
GLIMPSE1.1-Tax-100C-5pct-GLIMPSE-1.1-Ref | Total | biomass | biomassTree_GreatLakes | biomass | biomassTree_GreatLakes_RFD_hi | 0 | 0 | 12.8 | 10.2 | 12.6 | 45.2 | 27.8 | 21.6 | pct (EJ)
GLIMPSE1.1-Tax-100C-5pct-GLIMPSE-1.1-Ref | Total | biomass | biomassTree_MissouriR | biomass | biomassTree_MissouriR_IRR_hi | 0 | 0 | 12.7 | 10.2 | 12.9 | 47.2 | 29.7 | 24 | pct (EJ)
GLIMPSE1.1-Tax-100C-5pct-GLIMPSE-1.1-Ref | Total | biomass | biomassTree_RioGrande | biomass | biomassTree_RioGrande_IRR_hi | 0 | 0 | 12.8 | 10.2 | 12.8 | 47.9 | 29 | 22.2 | pct (EJ)
GLIMPSE1.1-Tax-100C-5pct-GLIMPSE-1.1-Ref | Total | biomass | biomassTree_UsaColoRS | biomass | biomassTree_UsaColoRS_IRR_hi | 0 | 0 | 12.8 | 10.2 | 12.8 | 47.7 | 28.8 | 22.2 | pct (EJ)
GLIMPSE1.1-Tax-100C-5pct-GLIMPSE-1.1-Ref | Total | biomass | biomassGrass_GreatBasin | biomass | biomassGrass_GreatBasin_IRR_hi | 0 | 0 | 14 | 10.3 | 13 | 55.2 | 31.7 | 23.7 | pct (EJ)
GLIMPSE1.1-Tax-100C-5pct-GLIMPSE-1.1-Ref | Total | biomass | biomassTree_GreatBasin | biomass | biomassTree_GreatBasin_RFD_hi | 0 | 0 | 12.8 | 10.3 | 12.9 | 47.3 | 28.7 | 22.1 | pct (EJ)
GLIMPSE1.1-Tax-100C-5pct-GLIMPSE-1.1-Ref | Total | biomass | biomassGrass_GreatBasin | biomass | biomassGrass_GreatBasin_RFD_hi | 0 | 0 | 14.1 | 10.4 | 13.1 | 55.8 | 32 | 23.9 | pct (EJ)
GLIMPSE1.1-Tax-100C-5pct-GLIMPSE-1.1-Ref | Total | biomass | biomassGrass_NelsonR | biomass | biomassGrass_NelsonR_IRR_hi | 0 | 0 | 14.1 | 10.4 | 12.9 | 53.5 | 30.9 | 23.1 | pct (EJ)
GLIMPSE1.1-Tax-100C-5pct-GLIMPSE-1.1-Ref | Total | biomass | biomassTree_California | biomass | biomassTree_California_RFD_hi | 0 | 0 | 12.9 | 10.4 | 13 | 48 | 29 | 22.2 | pct (EJ)
GLIMPSE1.1-Tax-100C-5pct-GLIMPSE-1.1-Ref | Total | biomass | biomassTree_MexCstNW | biomass | biomassTree_MexCstNW_IRR_hi | 0 | 0 | 12.9 | 10.4 | 13.1 | 48.1 | 28.7 | 21.9 | pct (EJ)
GLIMPSE1.1-Tax-100C-5pct-GLIMPSE-1.1-Ref | Total | biomass | biomassTree_NelsonR | biomass | biomassTree_NelsonR_IRR_hi | 0 | 0 | 12.9 | 10.4 | 12.8 | 45 | 27.6 | 21.2 | pct (EJ)
GLIMPSE1.1-Tax-100C-5pct-GLIMPSE-1.1-Ref | Total | biomass | biomassGrass_NelsonR | biomass | biomassGrass_NelsonR_RFD_hi | 0 | 0 | 14.2 | 10.5 | 13 | 54.1 | 31.2 | 23.3 | pct (EJ)
GLIMPSE1.1-Tax-100C-5pct-GLIMPSE-1.1-Ref | Total | biomass | biomassTree_NelsonR | biomass | biomassTree_NelsonR_RFD_hi | 0 | 0 | 13 | 10.5 | 13 | 45.5 | 27.8 | 21.4 | pct (EJ)
GLIMPSE1.1-Tax-100C-5pct-GLIMPSE-1.1-Ref | Total | biomass | biomassGrass_MexCstNW | biomass | biomassGrass_MexCstNW_IRR_hi | 0 | 0 | 14.4 | 10.6 | 13.6 | 61 | 34.5 | 25.9 | pct (EJ)
GLIMPSE1.1-Tax-100C-5pct-GLIMPSE-1.1-Ref | Total | biomass | biomassGrass_California | biomass | biomassGrass_California_IRR_hi | 0 | 0 | 14.6 | 10.8 | 14 | 63.3 | 35.6 | 26.3 | pct (EJ)
GLIMPSE1.1-Tax-100C-5pct-GLIMPSE-1.1-Ref | Total | biomass | biomassTree_California | biomass | biomassTree_California_IRR_hi | 0 | 0 | 13.3 | 10.9 | 13.8 | 51.6 | 31 | 23.7 | pct (EJ)
GLIMPSE1.1-Tax-100C-5pct-GLIMPSE-1.1-Ref | Total | base load generation | biomass | biomass_base_conv,depth=1 | biomass (conv) (dry cooling) | 0 | 0 | 78 | 56 | 90.6 | 101 | -48.9 | -86.3 | pct (EJ_or_Share)
GLIMPSE1.1-Tax-100C-5pct-GLIMPSE-1.1-Ref | Total | base load generation | biomass | biomass_base_conv,depth=1 | biomass (conv) (dry cooling) | 0 | 0 | 78 | 56 | 90.6 | 101 | -48.9 | -86.3 | pct (EJ)
GLIMPSE1.1-Tax-100C-5pct-GLIMPSE-1.1-Ref | Total | base load generation | biomass | biomass_base_conv,depth=1 | biomass (conv) (recirculating) | 0 | 0 | 95.3 | 78.4 | 117 | 121 | -43.6 | -84.8 | pct (EJ_or_Share)
GLIMPSE1.1-Tax-100C-5pct-GLIMPSE-1.1-Ref | Total | base load generation | biomass | biomass_base_conv,depth=1 | biomass (conv) (recirculating) | 0 | 0 | 95.3 | 78.4 | 117 | 121 | -43.6 | -84.8 | pct (EJ)
GLIMPSE1.1-Tax-100C-5pct-GLIMPSE-1.1-Ref | Total | base load generation | biomass | biomass_base_conv,depth=1 | biomass (conv) (once through) | 0 | 0 | 113 | 106 | 144 | 143 | -43.3 | -85.2 | pct (EJ_or_Share)
GLIMPSE1.1-Tax-100C-5pct-GLIMPSE-1.1-Ref | Total | base load generation | biomass | biomass_base_conv,depth=1 | biomass (conv) (once through) | 0 | 0 | 113 | 106 | 144 | 143 | -43.3 | -85.2 | pct (EJ)
GLIMPSE1.1-Tax-100C-5pct-GLIMPSE-1.1-Ref | Total | base load generation | biomass | biomass_base_conv,depth=1 | biomass (conv) (seawater) | 0 | 0 | 167 | 441 | 600 | 490 | 130 | -11.9 | pct (EJ_or_Share)
GLIMPSE1.1-Tax-100C-5pct-GLIMPSE-1.1-Ref | Total | base load generation | biomass | biomass_base_conv,depth=1 | biomass (conv) (seawater) | 0 | 0 | 167 | 441 | 600 | 490 | 130 | -11.9 | pct (EJ)
GLIMPSE1.1-Tax-100C-5pct-GLIMPSE-1.1-Ref | Total | base load generation | biomass | biomass_base_IGCC_CCS,depth=1 | biomass (IGCC CCS) (dry cooling) | 0 | 0 | 0 | 0 | 0 | 0 | 0 | 0 | pct (EJ)
GLIMPSE1.1-Tax-100C-5pct-GLIMPSE-1.1-Ref | Total | base load generation | biomass | biomass_base_IGCC_CCS,depth=1 | biomass (IGCC CCS) (recirculating) | 0 | 0 | 0 | 0 | 0 | 0 | 0 | 0 | pct (EJ)
GLIMPSE1.1-Tax-100C-5pct-GLIMPSE-1.1-Ref | Total | base load generation | biomass | biomass_base_IGCC_CCS,depth=1 | biomass (IGCC CCS) (seawater) | 0 | 0 | 0 | 0 | 0 | 0 | 0 | 0 | pct (EJ)
GLIMPSE1.1-Tax-100C-5pct-GLIMPSE-1.1-Ref | Total | base load generation | biomass | biomass_base_IGCC_CCS,depth=1 | biomass (IGCC CCS) (dry cooling) | 0 | 0 | 0 | 0 | 0 | 0 | 0 | 0 | pct (EJ_or_Share)
GLIMPSE1.1-Tax-100C-5pct-GLIMPSE-1.1-Ref | Total | base load generation | biomass | biomass_base_IGCC_CCS,depth=1 | biomass (IGCC CCS) (recirculating) | 0 | 0 | 0 | 0 | 0 | 0 | 0 | 0 | pct (EJ_or_Share)
GLIMPSE1.1-Tax-100C-5pct-GLIMPSE-1.1-Ref | Total | base load generation | biomass | biomass_base_IGCC_CCS,depth=1 | biomass (IGCC CCS) (seawater) | 0 | 0 | 0 | 0 | 0 | 0 | 0 | 0 | pct (EJ_or_Share)
GLIMPSE1.1-Tax-100C-5pct-GLIMPSE-1.1-Ref | Total | base load generation | biomass | biomass_base_IGCC,depth=1 | biomass (IGCC) (seawater) | 0 | 0 | -7.67 | -14.4 | -3.67 | -1.38 | -27.8 | -57.7 | pct (EJ)
GLIMPSE1.1-Tax-100C-5pct-GLIMPSE-1.1-Ref | Total | base load generation | biomass | biomass_base_IGCC,depth=1 | biomass (IGCC) (seawater) | 0 | 0 | -7.67 | -14.4 | -3.68 | -1.36 | -27.7 | -57.6 | pct (EJ_or_Share)
GLIMPSE1.1-Tax-100C-5pct-GLIMPSE-1.1-Ref | Total | base load generation | biomass | biomass_base_IGCC,depth=1 | biomass (IGCC) (recirculating) | 0 | 0 | -3.3 | -12.7 | -5.9 | -4.02 | -33.4 | -63.6 | pct (EJ)
GLIMPSE1.1-Tax-100C-5pct-GLIMPSE-1.1-Ref | Total | base load generation | biomass | biomass_base_IGCC,depth=1 | biomass (IGCC) (recirculating) | 0 | 0 | -3.3 | -12.7 | -5.91 | -4.01 | -33.4 | -63.6 | pct (EJ_or_Share)
GLIMPSE1.1-Tax-100C-5pct-GLIMPSE-1.1-Ref | Total | base load generation | biomass | biomass_base_IGCC,depth=1 | biomass (IGCC) (dry cooling) | 0 | 0 | -1.37 | -11.3 | -3.38 | -1.5 | -35.2 | -65.6 | pct (EJ)
GLIMPSE1.1-Tax-100C-5pct-GLIMPSE-1.1-Ref | Total | base load generation | biomass | biomass_base_IGCC,depth=1 | biomass (IGCC) (dry cooling) | 0 | 0 | -1.37 | -11.3 | -3.38 | -1.49 | -35.2 | -65.6 | pct (EJ_or_Share)
GLIMPSE1.1-Tax-100C-5pct-GLIMPSE-1.1-Ref | Total | intermediate generation | biomass | biomass_int_conv,depth=1 | biomass (conv) (recirculating) | 0 | 0 | 23.9 | 38.3 | 55.8 | 66 | -19.2 | -67.7 | pct (EJ_or_Share)
GLIMPSE1.1-Tax-100C-5pct-GLIMPSE-1.1-Ref | Total | intermediate generation | biomass | biomass_int_conv,depth=1 | biomass (conv) (recirculating) | 0 | 0 | 23.9 | 38.3 | 55.8 | 66 | -19.2 | -67.7 | pct (EJ)
GLIMPSE1.1-Tax-100C-5pct-GLIMPSE-1.1-Ref | Total | intermediate generation | biomass | biomass_int_conv,depth=1 | biomass (conv) (dry cooling) | 0 | 0 | 20.5 | 39 | 59.6 | 65.8 | -30.1 | -74.8 | pct (EJ_or_Share)
GLIMPSE1.1-Tax-100C-5pct-GLIMPSE-1.1-Ref | Total | intermediate generation | biomass | biomass_int_conv,depth=1 | biomass (conv) (dry cooling) | 0 | 0 | 20.5 | 39 | 59.6 | 65.8 | -30.1 | -74.8 | pct (EJ)
GLIMPSE1.1-Tax-100C-5pct-GLIMPSE-1.1-Ref | Total | intermediate generation | biomass | biomass_int_conv,depth=1 | biomass (conv) (once through) | 0 | 0 | 24.3 | 41.9 | 55 | 65.6 | -13.2 | -64 | pct (EJ_or_Share)
GLIMPSE1.1-Tax-100C-5pct-GLIMPSE-1.1-Ref | Total | intermediate generation | biomass | biomass_int_conv,depth=1 | biomass (conv) (once through) | 0 | 0 | 24.3 | 41.9 | 55 | 65.6 | -13.2 | -64 | pct (EJ)
GLIMPSE1.1-Tax-100C-5pct-GLIMPSE-1.1-Ref | Total | intermediate generation | biomass | biomass_int_conv,depth=1 | biomass (conv) (seawater) | 0 | 0 | 61.3 | 341 | 466 | 461 | 198 | 63.6 | pct (EJ_or_Share)
GLIMPSE1.1-Tax-100C-5pct-GLIMPSE-1.1-Ref | Total | intermediate generation | biomass | biomass_int_conv,depth=1 | biomass (conv) (seawater) | 0 | 0 | 61.3 | 341 | 466 | 461 | 198 | 63.6 | pct (EJ)
GLIMPSE1.1-Tax-100C-5pct-GLIMPSE-1.1-Ref | Total | intermediate generation | biomass | biomass_int_IGCC_CCS,depth=1 | biomass (IGCC CCS) (dry cooling) | 0 | 0 | 0 | 0 | 0 | 0 | 0 | 0 | pct (EJ)
GLIMPSE1.1-Tax-100C-5pct-GLIMPSE-1.1-Ref | Total | intermediate generation | biomass | biomass_int_IGCC_CCS,depth=1 | biomass (IGCC CCS) (recirculating) | 0 | 0 | 0 | 0 | 0 | 0 | 0 | 0 | pct (EJ)
GLIMPSE1.1-Tax-100C-5pct-GLIMPSE-1.1-Ref | Total | intermediate generation | biomass | biomass_int_IGCC_CCS,depth=1 | biomass (IGCC CCS) (seawater) | 0 | 0 | 0 | 0 | 0 | 0 | 0 | 0 | pct (EJ)
GLIMPSE1.1-Tax-100C-5pct-GLIMPSE-1.1-Ref | Total | intermediate generation | biomass | biomass_int_IGCC_CCS,depth=1 | biomass (IGCC CCS) (dry cooling) | 0 | 0 | 0 | 0 | 0 | 0 | 0 | 0 | pct (EJ_or_Share)
GLIMPSE1.1-Tax-100C-5pct-GLIMPSE-1.1-Ref | Total | intermediate generation | biomass | biomass_int_IGCC_CCS,depth=1 | biomass (IGCC CCS) (recirculating) | 0 | 0 | 0 | 0 | 0 | 0 | 0 | 0 | pct (EJ_or_Share)
GLIMPSE1.1-Tax-100C-5pct-GLIMPSE-1.1-Ref | Total | intermediate generation | biomass | biomass_int_IGCC_CCS,depth=1 | biomass (IGCC CCS) (seawater) | 0 | 0 | 0 | 0 | 0 | 0 | 0 | 0 | pct (EJ_or_Share)
GLIMPSE1.1-Tax-100C-5pct-GLIMPSE-1.1-Ref | Total | biomass liquids | biomass liquids | biomass liquids | biodiesel | 0 | 0 | -1.49 | -0.484 | 6.66 | 15.8 | 18.3 | 34 | pct (EJ)
GLIMPSE1.1-Tax-100C-5pct-GLIMPSE-1.1-Ref | Total | biomass liquids | biomass liquids | biomass liquids | FT biofuels | 0 | 0 | -1.43 | -0.448 | 35 | 39.8 | -13.8 | -33.8 | pct (EJ)
GLIMPSE1.1-Tax-100C-5pct-GLIMPSE-1.1-Ref | Total | biomass liquids | biomass liquids | biomass liquids | BTL with hydrogen | 0 | 0 | 0 | 0 | 0 | -20.2 | -60.1 | -55.8 | pct (EJ)
GLIMPSE1.1-Tax-100C-5pct-GLIMPSE-1.1-Ref | Total | biomass liquids | biomass liquids | biomass liquids | cellulosic ethanol | 0 | 0 | 0 | 0 | 0 | 49.4 | -15.5 | -36.2 | pct (EJ)
GLIMPSE1.1-Tax-100C-5pct-GLIMPSE-1.1-Ref | Total | biomass liquids | biomass liquids | biomass liquids | FT biofuels CCS level 1 | 0 | 0 | 0 | 0 | 0 | 0 | 0 | 0 | pct (EJ)
GLIMPSE1.1-Tax-100C-5pct-GLIMPSE-1.1-Ref | Total | biomass liquids | biomass liquids | biomass liquids | FT biofuels CCS level 2 | 0 | 0 | 0 | 0 | 0 | 0 | 0 | 0 | pct (EJ)
GLIMPSE1.1-Tax-100C-5pct-GLIMPSE-1.1-Ref | Total | biomass liquids | biomass liquids | biomass liquids | cellulosic ethanol CCS level 1 | 0 | 0 | 0 | 0 | 0 | 0 | 0 | 0 | pct (EJ)
GLIMPSE1.1-Tax-100C-5pct-GLIMPSE-1.1-Ref | Total | biomass liquids | biomass liquids | biomass liquids | cellulosic ethanol CCS level 2 | 0 | 0 | 0 | 0 | 0 | 0 | 0 | 0 | pct (EJ)
GLIMPSE1.1-Tax-100C-5pct-GLIMPSE-1.1-Ref | Total | carbon-storage | offshore carbon-storage | carbon-storage | offshore carbon-storage | 0 | 0 | 0 | 0 | 0 | 0 | 0 | 0 | pct (MtC)
GLIMPSE1.1-Tax-100C-5pct-GLIMPSE-1.1-Ref | Total | carbon-storage | onshore carbon-storage | carbon-storage | onshore carbon-storage | 0 | 0 | 0 | 0 | 0 | 0 | 0 | 0 | pct (MtC)
GLIMPSE1.1-Tax-100C-5pct-GLIMPSE-1.1-Ref | Total | cement | cement | cement | cement | 0 | 0 | -12.9 | -18.8 | -33.1 | -51.2 | -63.2 | -72 | pct (Mt)
GLIMPSE1.1-Tax-100C-5pct-GLIMPSE-1.1-Ref | Total | cement | cement | cement | cement CCS | 0 | 0 | 0 | 0 | 0 | 0 | 0 | 0 | pct (Mt)
GLIMPSE1.1-Tax-100C-5pct-GLIMPSE-1.1-Ref | Total | base load generation | coal | coal_base_conv pul_CCS,depth=1 | coal (conv pul CCS) (dry cooling) | 0 | 0 | 0 | 0 | 0 | 0 | 0 | 0 | pct (EJ)
GLIMPSE1.1-Tax-100C-5pct-GLIMPSE-1.1-Ref | Total | base load generation | coal | coal_base_conv pul_CCS,depth=1 | coal (conv pul CCS) (recirculating) | 0 | 0 | 0 | 0 | 0 | 0 | 0 | 0 | pct (EJ)
GLIMPSE1.1-Tax-100C-5pct-GLIMPSE-1.1-Ref | Total | base load generation | coal | coal_base_conv pul_CCS,depth=1 | coal (conv pul CCS) (seawater) | 0 | 0 | 0 | 0 | 0 | 0 | 0 | 0 | pct (EJ)
GLIMPSE1.1-Tax-100C-5pct-GLIMPSE-1.1-Ref | Total | base load generation | coal | coal_base_conv pul 1956-1960,depth=1 | coal (conv pul) (once through) | 0 | 0 | 0.261 | -14.5 | -43.5 | 0 | 0 | 0 | pct (EJ)
GLIMPSE1.1-Tax-100C-5pct-GLIMPSE-1.1-Ref | Total | base load generation | coal | coal_base_conv pul 1961-1965,depth=1 | coal (conv pul) (once through) | 0 | 0 | -1.57 | -6.06 | -19.3 | -51.2 | 0 | 0 | pct (EJ)
GLIMPSE1.1-Tax-100C-5pct-GLIMPSE-1.1-Ref | Total | base load generation | coal | coal_base_conv pul 1961-1965,depth=1 | coal (conv pul) (recirculating) | 0 | 0 | 0.401 | -5.61 | -21.8 | -52 | 0 | 0 | pct (EJ)
GLIMPSE1.1-Tax-100C-5pct-GLIMPSE-1.1-Ref | Total | base load generation | coal | coal_base_conv pul 1961-1965,depth=1 | coal (conv pul) (cooling pond) | 0 | 0 | 1 | -3.89 | -21.1 | -53.4 | 0 | 0 | pct (EJ)
GLIMPSE1.1-Tax-100C-5pct-GLIMPSE-1.1-Ref | Total | base load generation | coal | coal_base_conv pul 1961-1965,depth=1 | coal (conv pul) (dry cooling) | 0 | 0 | 0.142 | 0.278 | -14.5 | -49.3 | 0 | 0 | pct (EJ)
GLIMPSE1.1-Tax-100C-5pct-GLIMPSE-1.1-Ref | Total | base load generation | coal | coal_base_conv pul 1966-1970,depth=1 | coal (conv pul) (cooling pond) | 0 | 0 | 0.904 | -3.27 | -26 | -50.4 | -73.7 | 0 | pct (EJ)
GLIMPSE1.1-Tax-100C-5pct-GLIMPSE-1.1-Ref | Total | base load generation | coal | coal_base_conv pul 1966-1970,depth=1 | coal (conv pul) (recirculating) | 0 | 0 | 0.538 | -2.8 | -22.7 | -45.3 | -72.9 | 0 | pct (EJ)
GLIMPSE1.1-Tax-100C-5pct-GLIMPSE-1.1-Ref | Total | base load generation | coal | coal_base_conv pul 1966-1970,depth=1 | coal (conv pul) (once through) | 0 | 0 | -0.175 | -2.04 | -21.1 | -45 | -68.2 | 0 | pct (EJ)
GLIMPSE1.1-Tax-100C-5pct-GLIMPSE-1.1-Ref | Total | base load generation | coal | coal_base_conv pul 1966-1970,depth=1 | coal (conv pul) (dry cooling) | 0 | 0 | 0.143 | -0.307 | -15.8 | -49.4 | -79.7 | 0 | pct (EJ)
GLIMPSE1.1-Tax-100C-5pct-GLIMPSE-1.1-Ref | Total | base load generation | coal | coal_base_conv pul 1966-1970,depth=1 | coal (conv pul) (seawater) | 0 | 0 | 4.54 | 5.07 | 3.4 | -2.52 | -49.4 | 0 | pct (EJ)
GLIMPSE1.1-Tax-100C-5pct-GLIMPSE-1.1-Ref | Total | base load generation | coal | coal_base_conv pul 1971-1975,depth=1 | coal (conv pul) (once through) | 0 | 0 | -1.23 | -5.43 | -31.1 | -46.5 | -71.6 | -90.3 | pct (EJ)
GLIMPSE1.1-Tax-100C-5pct-GLIMPSE-1.1-Ref | Total | base load generation | coal | coal_base_conv pul 1971-1975,depth=1 | coal (conv pul) (cooling pond) | 0 | 0 | 0.379 | -3.06 | -23.6 | -44.2 | -72 | -91.2 | pct (EJ)
GLIMPSE1.1-Tax-100C-5pct-GLIMPSE-1.1-Ref | Total | base load generation | coal | coal_base_conv pul 1971-1975,depth=1 | coal (conv pul) (recirculating) | 0 | 0 | 0.334 | -1.55 | -21.4 | -43.3 | -73.5 | -90.9 | pct (EJ)
GLIMPSE1.1-Tax-100C-5pct-GLIMPSE-1.1-Ref | Total | base load generation | coal | coal_base_conv pul 1971-1975,depth=1 | coal (conv pul) (dry cooling) | 0 | 0 | 0.142 | -0.191 | -15.5 | -49.4 | -79.8 | -91.8 | pct (EJ)
GLIMPSE1.1-Tax-100C-5pct-GLIMPSE-1.1-Ref | Total | base load generation | coal | coal_base_conv pul 1976-1980,depth=1 | coal (conv pul) (recirculating) | 0 | 0 | -0.234 | -3.44 | -21.1 | -49.5 | -80.3 | -92.9 | pct (EJ)
GLIMPSE1.1-Tax-100C-5pct-GLIMPSE-1.1-Ref | Total | base load generation | coal | coal_base_conv pul 1976-1980,depth=1 | coal (conv pul) (once through) | 0 | 0 | -0.078 | -0.272 | -17.9 | -48 | -79.9 | -93.7 | pct (EJ)
GLIMPSE1.1-Tax-100C-5pct-GLIMPSE-1.1-Ref | Total | base load generation | coal | coal_base_conv pul 1976-1980,depth=1 | coal (conv pul) (cooling pond) | 0 | 0 | 0.575 | -0.225 | -21.5 | -53.4 | -84.5 | -94.3 | pct (EJ)
GLIMPSE1.1-Tax-100C-5pct-GLIMPSE-1.1-Ref | Total | base load generation | coal | coal_base_conv pul 1976-1980,depth=1 | coal (conv pul) (dry cooling) | 0 | 0 | 0.142 | 0.118 | -14.8 | -49.3 | -80.1 | -91.9 | pct (EJ)
GLIMPSE1.1-Tax-100C-5pct-GLIMPSE-1.1-Ref | Total | base load generation | coal | coal_base_conv pul 1976-1980,depth=1 | coal (conv pul) (seawater) | 0 | 0 | 4.32 | 4.65 | 1.45 | -3.72 | -49.4 | -80.7 | pct (EJ)
GLIMPSE1.1-Tax-100C-5pct-GLIMPSE-1.1-Ref | Total | base load generation | coal | coal_base_conv pul 1981-1985,depth=1 | coal (conv pul) (recirculating) | 0 | 0 | -0.00394 | -3.45 | -20.7 | -42.4 | -74.2 | -90.1 | pct (EJ)
GLIMPSE1.1-Tax-100C-5pct-GLIMPSE-1.1-Ref | Total | base load generation | coal | coal_base_conv pul 1981-1985,depth=1 | coal (conv pul) (cooling pond) | 0 | 0 | 0.386 | -1.71 | -23.4 | -51.9 | -82 | -92.9 | pct (EJ)
GLIMPSE1.1-Tax-100C-5pct-GLIMPSE-1.1-Ref | Total | base load generation | coal | coal_base_conv pul 1981-1985,depth=1 | coal (conv pul) (once through) | 0 | 0 | -0.16 | -0.365 | -18.2 | -43.9 | -76.2 | -92 | pct (EJ)
GLIMPSE1.1-Tax-100C-5pct-GLIMPSE-1.1-Ref | Total | base load generation | coal | coal_base_conv pul 1981-1985,depth=1 | coal (conv pul) (dry cooling) | 0 | 0 | 0.141 | 0.398 | -14.2 | -49.3 | -80.5 | -91.9 | pct (EJ)
GLIMPSE1.1-Tax-100C-5pct-GLIMPSE-1.1-Ref | Total | base load generation | coal | coal_base_conv pul 1981-1985,depth=1 | coal (conv pul) (seawater) | 0 | 0 | 4.55 | 5.08 | 3.44 | -2.54 | -49.5 | -80.8 | pct (EJ)
GLIMPSE1.1-Tax-100C-5pct-GLIMPSE-1.1-Ref | Total | base load generation | coal | coal_base_conv pul 1986-1990,depth=1 | coal (conv pul) (recirculating) | 0 | 0 | -0.966 | -3.99 | -18.1 | -39.6 | -74.5 | -91 | pct (EJ)
GLIMPSE1.1-Tax-100C-5pct-GLIMPSE-1.1-Ref | Total | base load generation | coal | coal_base_conv pul 1986-1990,depth=1 | coal (conv pul) (once through) | 0 | 0 | 0.553 | -1.93 | -27.5 | -44.5 | -74.2 | -90.8 | pct (EJ)
GLIMPSE1.1-Tax-100C-5pct-GLIMPSE-1.1-Ref | Total | base load generation | coal | coal_base_conv pul 1986-1990,depth=1 | coal (conv pul) (cooling pond) | 0 | 0 | 0.968 | 1.57 | -18.5 | -52.5 | -85.6 | -94.8 | pct (EJ)
GLIMPSE1.1-Tax-100C-5pct-GLIMPSE-1.1-Ref | Total | base load generation | coal | coal_base_conv pul 1986-1990,depth=1 | coal (conv pul) (seawater) | 0 | 0 | 4.38 | 4.75 | 1.56 | -4.58 | -50.4 | -81 | pct (EJ)
GLIMPSE1.1-Tax-100C-5pct-GLIMPSE-1.1-Ref | Total | base load generation | coal | coal_base_conv pul 1991-1995,depth=1 | coal (conv pul) (once through) | 0 | 0 | 0.874 | -6.31 | -41.8 | -51.5 | -75.4 | -90.2 | pct (EJ)
GLIMPSE1.1-Tax-100C-5pct-GLIMPSE-1.1-Ref | Total | base load generation | coal | coal_base_conv pul 1991-1995,depth=1 | coal (conv pul) (recirculating) | 0 | 0 | 0.378 | -3.49 | -34.5 | -48.1 | -74.5 | -88.2 | pct (EJ)
GLIMPSE1.1-Tax-100C-5pct-GLIMPSE-1.1-Ref | Total | base load generation | coal | coal_base_conv pul 1991-1995,depth=1 | coal (conv pul) (seawater) | 0 | 0 | 0.576 | -3.43 | -41.2 | -51 | -73.7 | -89.4 | pct (EJ)
GLIMPSE1.1-Tax-100C-5pct-GLIMPSE-1.1-Ref | Total | base load generation | coal | coal_base_conv pul 1991-1995,depth=1 | coal (conv pul) (dry cooling) | 0 | 0 | 0.142 | 0.112 | -14.8 | -49.3 | -80.1 | -91.9 | pct (EJ)
GLIMPSE1.1-Tax-100C-5pct-GLIMPSE-1.1-Ref | Total | base load generation | coal | coal_base_conv pul 1991-1995,depth=1 | coal (conv pul) (cooling pond) | 0 | 0 | 0.796 | 1.23 | -27 | -51.6 | -83.3 | -94 | pct (EJ)
GLIMPSE1.1-Tax-100C-5pct-GLIMPSE-1.1-Ref | Total | base load generation | coal | coal_base_conv pul 1996-2000,depth=1 | coal (conv pul) (once through) | 0 | 0 | -0.491 | -21 | -47.2 | -51.8 | -76.6 | -90.4 | pct (EJ)
GLIMPSE1.1-Tax-100C-5pct-GLIMPSE-1.1-Ref | Total | base load generation | coal | coal_base_conv pul 1996-2000,depth=1 | coal (conv pul) (recirculating) | 0 | 0 | 2.1 | -5.54 | -27.6 | -28.3 | -64 | -85.8 | pct (EJ)
GLIMPSE1.1-Tax-100C-5pct-GLIMPSE-1.1-Ref | Total | base load generation | coal | coal_base_conv pul 1996-2000,depth=1 | coal (conv pul) (cooling pond) | 0 | 0 | 0.905 | 0.865 | -40.3 | -30.9 | -66.2 | -88.4 | pct (EJ)
GLIMPSE1.1-Tax-100C-5pct-GLIMPSE-1.1-Ref | Total | base load generation | coal | coal_base_conv pul 1996-2000,depth=1 | coal (conv pul) (seawater) | 0 | 0 | 4.56 | 5.1 | 3.6 | -2.36 | -49.4 | -80.7 | pct (EJ)
GLIMPSE1.1-Tax-100C-5pct-GLIMPSE-1.1-Ref | Total | base load generation | coal | coal_base_conv pul 2001-2005,depth=1 | coal (conv pul) (cooling pond) | 0 | 0 | -4.28 | -13.2 | -41.6 | -48.6 | -73.4 | -89.6 | pct (EJ)
GLIMPSE1.1-Tax-100C-5pct-GLIMPSE-1.1-Ref | Total | base load generation | coal | coal_base_conv pul 2001-2005,depth=1 | coal (conv pul) (recirculating) | 0 | 0 | -1.78 | -7.27 | -33.3 | -48.8 | -74.7 | -90.4 | pct (EJ)
GLIMPSE1.1-Tax-100C-5pct-GLIMPSE-1.1-Ref | Total | base load generation | coal | coal_base_conv pul 2001-2005,depth=1 | coal (conv pul) (once through) | 0 | 0 | -1.01 | -5.97 | -32.8 | -49.4 | -74.8 | -90.8 | pct (EJ)
GLIMPSE1.1-Tax-100C-5pct-GLIMPSE-1.1-Ref | Total | base load generation | coal | coal_base_conv pul 2001-2005,depth=1 | coal (conv pul) (dry cooling) | 0 | 0 | 0.142 | 0.399 | -14.2 | -49.3 | -80.5 | -91.9 | pct (EJ)
GLIMPSE1.1-Tax-100C-5pct-GLIMPSE-1.1-Ref | Total | base load generation | coal | coal_base_conv pul 2006-2010,depth=1 | coal (conv pul) (recirculating) | 0 | 0 | -0.571 | -6.19 | -28.6 | -49.3 | -79.3 | -92 | pct (EJ)
GLIMPSE1.1-Tax-100C-5pct-GLIMPSE-1.1-Ref | Total | base load generation | coal | coal_base_conv pul 2006-2010,depth=1 | coal (conv pul) (cooling pond) | 0 | 0 | 0.364 | -1.4 | -28.3 | -52.4 | -83.1 | -93.8 | pct (EJ)
GLIMPSE1.1-Tax-100C-5pct-GLIMPSE-1.1-Ref | Total | base load generation | coal | coal_base_conv pul 2006-2010,depth=1 | coal (conv pul) (dry cooling) | 0 | 0 | 0.142 | 0.398 | -14.2 | -49.3 | -80.5 | -91.9 | pct (EJ)
GLIMPSE1.1-Tax-100C-5pct-GLIMPSE-1.1-Ref | Total | base load generation | coal | coal_base_conv pul 2006-2010,depth=1 | coal (conv pul) (once through) | 0 | 0 | 0.932 | 0.691 | -17.4 | -43.5 | -79.6 | -93.8 | pct (EJ)
GLIMPSE1.1-Tax-100C-5pct-GLIMPSE-1.1-Ref | Total | base load generation | coal | coal_base_conv pul 2011-2015,depth=1 | coal (conv pul) (recirculating) | 0 | 0 | -0.259 | -3.6 | -25.8 | -50.6 | -78.3 | -92 | pct (EJ)
GLIMPSE1.1-Tax-100C-5pct-GLIMPSE-1.1-Ref | Total | base load generation | coal | coal_base_conv pul 2011-2015,depth=1 | coal (conv pul) (once through) | 0 | 0 | 1.46 | -3.11 | -20.5 | -46.1 | -72.6 | -91.3 | pct (EJ)
GLIMPSE1.1-Tax-100C-5pct-GLIMPSE-1.1-Ref | Total | base load generation | coal | coal_base_conv pul 2011-2015,depth=1 | coal (conv pul) (cooling pond) | 0 | 0 | 0.579 | -0.304 | -21.9 | -51.7 | -81.8 | -93.7 | pct (EJ)
GLIMPSE1.1-Tax-100C-5pct-GLIMPSE-1.1-Ref | Total | base load generation | coal | coal_base_conv pul 2011-2015,depth=1 | coal (conv pul) (dry cooling) | 0 | 0 | 0.142 | 0.0832 | -14.9 | -49.3 | -80.1 | -91.9 | pct (EJ)
GLIMPSE1.1-Tax-100C-5pct-GLIMPSE-1.1-Ref | Total | base load generation | coal | coal_base_IGCC_CCS,depth=1 | coal (IGCC CCS) (dry cooling) | 0 | 0 | 0 | 0 | 0 | 0 | 0 | 0 | pct (EJ)
GLIMPSE1.1-Tax-100C-5pct-GLIMPSE-1.1-Ref | Total | base load generation | coal | coal_base_IGCC_CCS,depth=1 | coal (IGCC CCS) (recirculating) | 0 | 0 | 0 | 0 | 0 | 0 | 0 | 0 | pct (EJ)
GLIMPSE1.1-Tax-100C-5pct-GLIMPSE-1.1-Ref | Total | base load generation | coal | coal_base_IGCC_CCS,depth=1 | coal (IGCC CCS) (seawater) | 0 | 0 | 0 | 0 | 0 | 0 | 0 | 0 | pct (EJ)
GLIMPSE1.1-Tax-100C-5pct-GLIMPSE-1.1-Ref | Total | intermediate generation | coal | coal_int_conv pul_CCS,depth=1 | coal (conv pul CCS) (dry cooling) | 0 | 0 | 0 | 0 | 0 | 0 | 0 | 0 | pct (EJ)
GLIMPSE1.1-Tax-100C-5pct-GLIMPSE-1.1-Ref | Total | intermediate generation | coal | coal_int_conv pul_CCS,depth=1 | coal (conv pul CCS) (recirculating) | 0 | 0 | 0 | 0 | 0 | 0 | 0 | 0 | pct (EJ)
GLIMPSE1.1-Tax-100C-5pct-GLIMPSE-1.1-Ref | Total | intermediate generation | coal | coal_int_conv pul_CCS,depth=1 | coal (conv pul CCS) (seawater) | 0 | 0 | 0 | 0 | 0 | 0 | 0 | 0 | pct (EJ)
GLIMPSE1.1-Tax-100C-5pct-GLIMPSE-1.1-Ref | Total | intermediate generation | coal | coal_int_conv pul 1966-1970,depth=1 | coal (conv pul) (dry cooling) | 0 | 0 | -0.503 | -1.23 | -4.92 | -17.9 | -38.4 | 0 | pct (EJ)
GLIMPSE1.1-Tax-100C-5pct-GLIMPSE-1.1-Ref | Total | intermediate generation | coal | coal_int_conv pul 1966-1970,depth=1 | coal (conv pul) (cooling pond) | 0 | 0 | -0.965 | -1.12 | -5.8 | -18.1 | -34.4 | 0 | pct (EJ)
GLIMPSE1.1-Tax-100C-5pct-GLIMPSE-1.1-Ref | Total | intermediate generation | coal | coal_int_conv pul 1971-1975,depth=1 | coal (conv pul) (recirculating) | 0 | 0 | -1.29 | -2.3 | -5.49 | -13.1 | -27.6 | -51.4 | pct (EJ)
GLIMPSE1.1-Tax-100C-5pct-GLIMPSE-1.1-Ref | Total | intermediate generation | coal | coal_int_conv pul 1971-1975,depth=1 | coal (conv pul) (once through) | 0 | 0 | -0.944 | -1.52 | -4.78 | -11.7 | -23.4 | -47.5 | pct (EJ)
GLIMPSE1.1-Tax-100C-5pct-GLIMPSE-1.1-Ref | Total | intermediate generation | coal | coal_int_conv pul 1971-1975,depth=1 | coal (conv pul) (dry cooling) | 0 | 0 | -0.514 | -1.26 | -5 | -18.2 | -39 | -63.5 | pct (EJ)
GLIMPSE1.1-Tax-100C-5pct-GLIMPSE-1.1-Ref | Total | intermediate generation | coal | coal_int_conv pul 1971-1975,depth=1 | coal (conv pul) (cooling pond) | 0 | 0 | -0.869 | -0.876 | -3.94 | -11.8 | -21 | -44.8 | pct (EJ)
GLIMPSE1.1-Tax-100C-5pct-GLIMPSE-1.1-Ref | Total | intermediate generation | coal | coal_int_conv pul 1976-1980,depth=1 | coal (conv pul) (seawater) | 0 | 0 | -17.9 | -24.1 | -17.3 | -9.15 | -27.3 | -51.6 | pct (EJ)
GLIMPSE1.1-Tax-100C-5pct-GLIMPSE-1.1-Ref | Total | intermediate generation | coal | coal_int_conv pul 1976-1980,depth=1 | coal (conv pul) (cooling pond) | 0 | 0 | -1.56 | -3.66 | -12.1 | -27.6 | -39.3 | -57.2 | pct (EJ)
GLIMPSE1.1-Tax-100C-5pct-GLIMPSE-1.1-Ref | Total | intermediate generation | coal | coal_int_conv pul 1976-1980,depth=1 | coal (conv pul) (recirculating) | 0 | 0 | -1.35 | -3.32 | -8.09 | -19.1 | -33.2 | -54.8 | pct (EJ)
GLIMPSE1.1-Tax-100C-5pct-GLIMPSE-1.1-Ref | Total | intermediate generation | coal | coal_int_conv pul 1976-1980,depth=1 | coal (conv pul) (dry cooling) | 0 | 0 | -0.545 | -1.34 | -5.23 | -19.3 | -41 | -65.3 | pct (EJ)
GLIMPSE1.1-Tax-100C-5pct-GLIMPSE-1.1-Ref | Total | intermediate generation | coal | coal_int_conv pul 1976-1980,depth=1 | coal (conv pul) (once through) | 0 | 0 | -0.737 | -0.808 | -3.46 | -12.4 | -23.4 | -46.5 | pct (EJ)
GLIMPSE1.1-Tax-100C-5pct-GLIMPSE-1.1-Ref | Total | intermediate generation | coal | coal_int_conv pul 1981-1985,depth=1 | coal (conv pul) (seawater) | 0 | 0 | -18.6 | -24.9 | -17.4 | -8.89 | -27.4 | -51.6 | pct (EJ)
GLIMPSE1.1-Tax-100C-5pct-GLIMPSE-1.1-Ref | Total | intermediate generation | coal | coal_int_conv pul 1981-1985,depth=1 | coal (conv pul) (cooling pond) | 0 | 0 | -2.15 | -4.74 | -13.2 | -27.3 | -41.7 | -62 | pct (EJ)
GLIMPSE1.1-Tax-100C-5pct-GLIMPSE-1.1-Ref | Total | intermediate generation | coal | coal_int_conv pul 1981-1985,depth=1 | coal (conv pul) (recirculating) | 0 | 0 | -2.16 | -4.54 | -8.79 | -18.2 | -34.7 | -58 | pct (EJ)
GLIMPSE1.1-Tax-100C-5pct-GLIMPSE-1.1-Ref | Total | intermediate generation | coal | coal_int_conv pul 1981-1985,depth=1 | coal (conv pul) (once through) | 0 | 0 | -1.1 | -1.83 | -4.97 | -13.3 | -25.5 | -48.5 | pct (EJ)
GLIMPSE1.1-Tax-100C-5pct-GLIMPSE-1.1-Ref | Total | intermediate generation | coal | coal_int_conv pul 1981-1985,depth=1 | coal (conv pul) (dry cooling) | 0 | 0 | -0.574 | -1.42 | -5.45 | -20.4 | -43.3 | -68.1 | pct (EJ)
GLIMPSE1.1-Tax-100C-5pct-GLIMPSE-1.1-Ref | Total | intermediate generation | coal | coal_int_conv pul 1986-1990,depth=1 | coal (conv pul) (seawater) | 0 | 0 | -18.1 | -24.3 | -17.3 | -9.34 | -27.6 | -51.8 | pct (EJ)
GLIMPSE1.1-Tax-100C-5pct-GLIMPSE-1.1-Ref | Total | intermediate generation | coal | coal_int_conv pul 1986-1990,depth=1 | coal (conv pul) (recirculating) | 0 | 0 | -1.83 | -5.07 | -10.4 | -19.9 | -37.9 | -62.2 | pct (EJ)
GLIMPSE1.1-Tax-100C-5pct-GLIMPSE-1.1-Ref | Total | intermediate generation | coal | coal_int_conv pul 1986-1990,depth=1 | coal (conv pul) (cooling pond) | 0 | 0 | -2.21 | -4.42 | -14 | -31.5 | -45.7 | -67.4 | pct (EJ)
GLIMPSE1.1-Tax-100C-5pct-GLIMPSE-1.1-Ref | Total | intermediate generation | coal | coal_int_conv pul 1986-1990,depth=1 | coal (conv pul) (once through) | 0 | 0 | -1.68 | -3 | -8.72 | -18.6 | -33.5 | -56.3 | pct (EJ)
GLIMPSE1.1-Tax-100C-5pct-GLIMPSE-1.1-Ref | Total | intermediate generation | coal | coal_int_conv pul 1991-1995,depth=1 | coal (conv pul) (once through) | 0 | 0 | -1.5 | -6.39 | -16.4 | -25.9 | -42.2 | -63.4 | pct (EJ)
GLIMPSE1.1-Tax-100C-5pct-GLIMPSE-1.1-Ref | Total | intermediate generation | coal | coal_int_conv pul 1991-1995,depth=1 | coal (conv pul) (cooling pond) | 0 | 0 | -2.62 | -5.8 | -16.4 | -32.6 | -47.6 | -69.2 | pct (EJ)
GLIMPSE1.1-Tax-100C-5pct-GLIMPSE-1.1-Ref | Total | intermediate generation | coal | coal_int_conv pul 1991-1995,depth=1 | coal (conv pul) (recirculating) | 0 | 0 | -1.53 | -5.39 | -13.6 | -23.8 | -40.2 | -62.4 | pct (EJ)
GLIMPSE1.1-Tax-100C-5pct-GLIMPSE-1.1-Ref | Total | intermediate generation | coal | coal_int_conv pul 1991-1995,depth=1 | coal (conv pul) (dry cooling) | 0 | 0 | -0.544 | -1.34 | -5.23 | -19.3 | -41 | -65.4 | pct (EJ)
GLIMPSE1.1-Tax-100C-5pct-GLIMPSE-1.1-Ref | Total | intermediate generation | coal | coal_int_conv pul 1996-2000,depth=1 | coal (conv pul) (seawater) | 0 | 0 | -18.6 | -25 | -17.4 | -8.85 | -27.3 | -51.6 | pct (EJ)
GLIMPSE1.1-Tax-100C-5pct-GLIMPSE-1.1-Ref | Total | intermediate generation | coal | coal_int_conv pul 1996-2000,depth=1 | coal (conv pul) (recirculating) | 0 | 0 | -8.49 | -17.2 | -21.1 | -21.2 | -37.2 | -58 | pct (EJ)
GLIMPSE1.1-Tax-100C-5pct-GLIMPSE-1.1-Ref | Total | intermediate generation | coal | coal_int_conv pul 1996-2000,depth=1 | coal (conv pul) (once through) | 0 | 0 | -3.51 | -14.1 | -22.6 | -27.4 | -42.5 | -62.5 | pct (EJ)
GLIMPSE1.1-Tax-100C-5pct-GLIMPSE-1.1-Ref | Total | intermediate generation | coal | coal_int_conv pul 1996-2000,depth=1 | coal (conv pul) (cooling pond) | 0 | 0 | -1.63 | -2.34 | -9.11 | -15.5 | -33.1 | -56.6 | pct (EJ)
GLIMPSE1.1-Tax-100C-5pct-GLIMPSE-1.1-Ref | Total | intermediate generation | coal | coal_int_conv pul 2001-2005,depth=1 | coal (conv pul) (cooling pond) | 0 | 0 | -0.953 | -4.75 | -11.6 | -22.6 | -37 | -57.7 | pct (EJ)
GLIMPSE1.1-Tax-100C-5pct-GLIMPSE-1.1-Ref | Total | intermediate generation | coal | coal_int_conv pul 2001-2005,depth=1 | coal (conv pul) (recirculating) | 0 | 0 | -0.838 | -2.11 | -6.76 | -13.9 | -27.3 | -50.2 | pct (EJ)
GLIMPSE1.1-Tax-100C-5pct-GLIMPSE-1.1-Ref | Total | intermediate generation | coal | coal_int_conv pul 2001-2005,depth=1 | coal (conv pul) (dry cooling) | 0 | 0 | -0.573 | -1.42 | -5.45 | -20.4 | -43.3 | -68.1 | pct (EJ)
GLIMPSE1.1-Tax-100C-5pct-GLIMPSE-1.1-Ref | Total | intermediate generation | coal | coal_int_conv pul 2001-2005,depth=1 | coal (conv pul) (once through) | 0 | 0 | -0.601 | -0.646 | -4.77 | -11.6 | -23.4 | -46.2 | pct (EJ)
GLIMPSE1.1-Tax-100C-5pct-GLIMPSE-1.1-Ref | Total | intermediate generation | coal | coal_int_conv pul 2006-2010,depth=1 | coal (conv pul) (cooling pond) | 0 | 0 | -1.41 | -4.15 | -15.1 | -31 | -47.1 | -69.1 | pct (EJ)
GLIMPSE1.1-Tax-100C-5pct-GLIMPSE-1.1-Ref | Total | intermediate generation | coal | coal_int_conv pul 2006-2010,depth=1 | coal (conv pul) (recirculating) | 0 | 0 | -1.16 | -3.66 | -8.94 | -20.3 | -37.4 | -60.5 | pct (EJ)
GLIMPSE1.1-Tax-100C-5pct-GLIMPSE-1.1-Ref | Total | intermediate generation | coal | coal_int_conv pul 2006-2010,depth=1 | coal (conv pul) (dry cooling) | 0 | 0 | -0.573 | -1.42 | -5.45 | -20.4 | -43.3 | -68.1 | pct (EJ)
GLIMPSE1.1-Tax-100C-5pct-GLIMPSE-1.1-Ref | Total | intermediate generation | coal | coal_int_conv pul 2006-2010,depth=1 | coal (conv pul) (once through) | 0 | 0 | -0.559 | -0.562 | -3.48 | -12.9 | -24.3 | -47.7 | pct (EJ)
GLIMPSE1.1-Tax-100C-5pct-GLIMPSE-1.1-Ref | Total | intermediate generation | coal | coal_int_conv pul 2011-2015,depth=1 | coal (conv pul) (recirculating) | 0 | 0 | -1.39 | -2.94 | -8.19 | -17.4 | -30.6 | -52.2 | pct (EJ)
GLIMPSE1.1-Tax-100C-5pct-GLIMPSE-1.1-Ref | Total | intermediate generation | coal | coal_int_conv pul 2011-2015,depth=1 | coal (conv pul) (cooling pond) | 0 | 0 | -0.974 | -1.56 | -8.49 | -29.5 | -42.8 | -65.8 | pct (EJ)
GLIMPSE1.1-Tax-100C-5pct-GLIMPSE-1.1-Ref | Total | intermediate generation | coal | coal_int_conv pul 2011-2015,depth=1 | coal (conv pul) (once through) | 0 | 0 | -1.02 | -1.43 | -5.28 | -14.7 | -26.2 | -49.9 | pct (EJ)
GLIMPSE1.1-Tax-100C-5pct-GLIMPSE-1.1-Ref | Total | intermediate generation | coal | coal_int_conv pul 2011-2015,depth=1 | coal (conv pul) (dry cooling) | 0 | 0 | -0.541 | -1.33 | -5.21 | -19.2 | -40.7 | -65.1 | pct (EJ)
GLIMPSE1.1-Tax-100C-5pct-GLIMPSE-1.1-Ref | Total | intermediate generation | coal | coal_int_IGCC_CCS,depth=1 | coal (IGCC CCS) (dry cooling) | 0 | 0 | 0 | 0 | 0 | 0 | 0 | 0 | pct (EJ)
GLIMPSE1.1-Tax-100C-5pct-GLIMPSE-1.1-Ref | Total | intermediate generation | coal | coal_int_IGCC_CCS,depth=1 | coal (IGCC CCS) (recirculating) | 0 | 0 | 0 | 0 | 0 | 0 | 0 | 0 | pct (EJ)
GLIMPSE1.1-Tax-100C-5pct-GLIMPSE-1.1-Ref | Total | intermediate generation | coal | coal_int_IGCC_CCS,depth=1 | coal (IGCC CCS) (seawater) | 0 | 0 | 0 | 0 | 0 | 0 | 0 | 0 | pct (EJ)
GLIMPSE1.1-Tax-100C-5pct-GLIMPSE-1.1-Ref | Total | coal to liquids | coal to liquids | coal to liquids | coal to liquids CCS level 1 | 0 | 0 | 0 | 0 | 0 | 0 | 0 | 0 | pct (EJ)
GLIMPSE1.1-Tax-100C-5pct-GLIMPSE-1.1-Ref | Total | coal to liquids | coal to liquids | coal to liquids | coal to liquids CCS level 2 | 0 | 0 | 0 | 0 | 0 | 0 | 0 | 0 | pct (EJ)
GLIMPSE1.1-Tax-100C-5pct-GLIMPSE-1.1-Ref | Total | comm heating | biomass | comm heating | wood furnace | 0 | 0 | 3.41 | 12.1 | 22.9 | 30.7 | 11.8 | -7.66 | pct (EJ)
GLIMPSE1.1-Tax-100C-5pct-GLIMPSE-1.1-Ref | Total | comm heating | electricity | comm heating | electric heat pump | 0 | 0 | 3.96 | 12.2 | 19.8 | 26.9 | 37.9 | 45 | pct (EJ)
GLIMPSE1.1-Tax-100C-5pct-GLIMPSE-1.1-Ref | Total | comm hot water | electricity | comm hot water | electric heat pump water heater | 0 | 0 | 18.4 | 30.2 | 37.2 | 44.7 | 53.3 | 62.3 | pct (EJ)
GLIMPSE1.1-Tax-100C-5pct-GLIMPSE-1.1-Ref | Total | csp_backup | gas | csp_backup | CSP gas hybrid mode | 0 | 0 | 28.5 | 44.8 | 87.1 | 108 | 136 | 172 | pct (EJ)
GLIMPSE1.1-Tax-100C-5pct-GLIMPSE-1.1-Ref | Total | base load generation | solar | CSP_base_storage,depth=1 | CSP_base_storage | 0 | 0 | 11.4 | 17.3 | 36.4 | 49.9 | 65.1 | 93.8 | pct (EJ_or_Share)
GLIMPSE1.1-Tax-100C-5pct-GLIMPSE-1.1-Ref | Total | base load generation | solar | CSP_base_storage,depth=1 | CSP_base_storage | 0 | 0 | 11.4 | 17.3 | 36.4 | 49.9 | 65.1 | 93.8 | pct (EJ)
GLIMPSE1.1-Tax-100C-5pct-GLIMPSE-1.1-Ref | Total | intermediate generation | solar | CSP_int,depth=1 | CSP_int (dry_hybrid) | 0 | 0 | 19.7 | 25.7 | 42.1 | 45.6 | 51.9 | 63.7 | pct (EJ_or_Share)
GLIMPSE1.1-Tax-100C-5pct-GLIMPSE-1.1-Ref | Total | intermediate generation | solar | CSP_int,depth=1 | CSP_int (recirculating) | 0 | 0 | 19.7 | 25.7 | 42.1 | 45.6 | 51.9 | 63.7 | pct (EJ_or_Share)
GLIMPSE1.1-Tax-100C-5pct-GLIMPSE-1.1-Ref | Total | intermediate generation | solar | CSP_int,depth=1 | CSP_int (dry_hybrid) | 0 | 0 | 19.7 | 25.7 | 42.1 | 45.6 | 51.9 | 63.7 | pct (EJ)
GLIMPSE1.1-Tax-100C-5pct-GLIMPSE-1.1-Ref | Total | intermediate generation | solar | CSP_int,depth=1 | CSP_int (recirculating) | 0 | 0 | 19.7 | 25.7 | 42.1 | 45.6 | 51.9 | 63.7 | pct (EJ)
GLIMPSE1.1-Tax-100C-5pct-GLIMPSE-1.1-Ref | Total | regional biomassOil | regional biomassOil | DDGS and feedcakes | Soybean | 0 | 0 | -1.49 | -0.484 | 6.66 | 15.8 | 18.3 | 34 | pct (Mt)
GLIMPSE1.1-Tax-100C-5pct-GLIMPSE-1.1-Ref | Total | other industrial energy use | hydrogen | electricity | hydrogen cogen | 0 | 0 | 5.69 | -46.4 | -41.9 | -25.9 | -20 | 7.39 | pct (EJ)
GLIMPSE1.1-Tax-100C-5pct-GLIMPSE-1.1-Ref | Total | electricity trade | Florida grid electricity trade | electricity trade | Florida grid electricity trade | 0 | 0 | -28.7 | -21.8 | -25.8 | -30.4 | -31 | -29 | pct (EJ)
GLIMPSE1.1-Tax-100C-5pct-GLIMPSE-1.1-Ref | Total | electricity trade | New York grid electricity trade | electricity trade | New York grid electricity trade | 0 | 0 | 7.3 | 7.84 | 12.4 | 37.2 | 44.4 | 43.3 | pct (EJ)
GLIMPSE1.1-Tax-100C-5pct-GLIMPSE-1.1-Ref | Total | electricity trade | New England grid electricity trade | electricity trade | New England grid electricity trade | 0 | 0 | 17.3 | 18.6 | 23.5 | 39.3 | 46.7 | 51.8 | pct (EJ)
GLIMPSE1.1-Tax-100C-5pct-GLIMPSE-1.1-Ref | Total | base load generation | gas | gas_base_CC_CCS,depth=1 | gas (CC CCS) (dry cooling) | 0 | 0 | 0 | 0 | 0 | 0 | 0 | 0 | pct (EJ)
GLIMPSE1.1-Tax-100C-5pct-GLIMPSE-1.1-Ref | Total | base load generation | gas | gas_base_CC_CCS,depth=1 | gas (CC CCS) (recirculating) | 0 | 0 | 0 | 0 | 0 | 0 | 0 | 0 | pct (EJ)
GLIMPSE1.1-Tax-100C-5pct-GLIMPSE-1.1-Ref | Total | base load generation | gas | gas_base_CC_CCS,depth=1 | gas (CC CCS) (seawater) | 0 | 0 | 0 | 0 | 0 | 0 | 0 | 0 | pct (EJ)
GLIMPSE1.1-Tax-100C-5pct-GLIMPSE-1.1-Ref | Total | base load generation | gas | gas_base_CC,depth=1 | gas (CC) (recirculating) | 0 | 0 | -20.1 | -32.3 | -42.4 | -50.3 | -57.8 | -66.9 | pct (EJ)
GLIMPSE1.1-Tax-100C-5pct-GLIMPSE-1.1-Ref | Total | base load generation | gas | gas_base_CC,depth=1 | gas (CC) (dry cooling) | 0 | 0 | -19.6 | -30.6 | -39 | -47.5 | -55.5 | -66.2 | pct (EJ)
GLIMPSE1.1-Tax-100C-5pct-GLIMPSE-1.1-Ref | Total | base load generation | gas | gas_base_CC,depth=1 | gas (CC) (cooling pond) | 0 | 0 | -20.1 | -28 | -36.9 | -45.9 | -53 | -61.9 | pct (EJ)
GLIMPSE1.1-Tax-100C-5pct-GLIMPSE-1.1-Ref | Total | base load generation | gas | gas_base_CC,depth=1 | gas (CC) (seawater) | 0 | 0 | -19.3 | -20.5 | -32.4 | -42.7 | -49.2 | -56.9 | pct (EJ)
GLIMPSE1.1-Tax-100C-5pct-GLIMPSE-1.1-Ref | Total | base load generation | gas | gas_base_CC,depth=1 | gas (CC) (once through) | 0 | 0 | -10.8 | -1.48 | -4.37 | -9.68 | -16.8 | -30.1 | pct (EJ)
GLIMPSE1.1-Tax-100C-5pct-GLIMPSE-1.1-Ref | Total | intermediate generation | gas | gas_int_CC_CCS,depth=1 | gas (CC CCS) (dry cooling) | 0 | 0 | 0 | 0 | 0 | 0 | 0 | 0 | pct (EJ)
GLIMPSE1.1-Tax-100C-5pct-GLIMPSE-1.1-Ref | Total | intermediate generation | gas | gas_int_CC_CCS,depth=1 | gas (CC CCS) (recirculating) | 0 | 0 | 0 | 0 | 0 | 0 | 0 | 0 | pct (EJ)
GLIMPSE1.1-Tax-100C-5pct-GLIMPSE-1.1-Ref | Total | intermediate generation | gas | gas_int_CC_CCS,depth=1 | gas (CC CCS) (seawater) | 0 | 0 | 0 | 0 | 0 | 0 | 0 | 0 | pct (EJ)
GLIMPSE1.1-Tax-100C-5pct-GLIMPSE-1.1-Ref | Total | intermediate generation | gas | gas_int_CC,depth=1 | gas (CC) (cooling pond) | 0 | 0 | -11.9 | -17.1 | -24.1 | -30.7 | -35.1 | -39.9 | pct (EJ)
GLIMPSE1.1-Tax-100C-5pct-GLIMPSE-1.1-Ref | Total | intermediate generation | gas | gas_int_CC,depth=1 | gas (CC) (recirculating) | 0 | 0 | -7.8 | -16 | -22.4 | -28.3 | -33.1 | -39 | pct (EJ)
GLIMPSE1.1-Tax-100C-5pct-GLIMPSE-1.1-Ref | Total | intermediate generation | gas | gas_int_CC,depth=1 | gas (CC) (seawater) | 0 | 0 | -8.7 | -11.5 | -16.7 | -20.2 | -25.5 | -32.5 | pct (EJ)
GLIMPSE1.1-Tax-100C-5pct-GLIMPSE-1.1-Ref | Total | intermediate generation | gas | gas_int_CC,depth=1 | gas (CC) (dry cooling) | 0 | 0 | -5.58 | -10.3 | -14.6 | -18.6 | -22.9 | -30.5 | pct (EJ)
GLIMPSE1.1-Tax-100C-5pct-GLIMPSE-1.1-Ref | Total | peak generation | gas | gas_peak_CC_CCS,depth=1 | gas (CC CCS) (dry cooling) | 0 | 0 | 0 | 0 | 0 | 0 | 0 | 0 | pct (EJ)
GLIMPSE1.1-Tax-100C-5pct-GLIMPSE-1.1-Ref | Total | peak generation | gas | gas_peak_CC_CCS,depth=1 | gas (CC CCS) (recirculating) | 0 | 0 | 0 | 0 | 0 | 0 | 0 | 0 | pct (EJ)
GLIMPSE1.1-Tax-100C-5pct-GLIMPSE-1.1-Ref | Total | peak generation | gas | gas_peak_steam/CT,depth=1 | gas (steam/CT) (cooling pond) | 0 | 0 | -31.3 | -36.4 | -41.8 | -44.4 | -43.9 | -51.5 | pct (EJ)
GLIMPSE1.1-Tax-100C-5pct-GLIMPSE-1.1-Ref | Total | peak generation | gas | gas_peak_steam/CT,depth=1 | gas (steam/CT) (once through) | 0 | 0 | -28 | -31.9 | -32.1 | -33.3 | -33.2 | -43.9 | pct (EJ)
GLIMPSE1.1-Tax-100C-5pct-GLIMPSE-1.1-Ref | Total | peak generation | gas | gas_peak_steam/CT,depth=1 | gas (steam/CT) (recirculating) | 0 | 0 | -29.4 | -31.8 | -36.8 | -37.9 | -38.4 | -46.5 | pct (EJ)
GLIMPSE1.1-Tax-100C-5pct-GLIMPSE-1.1-Ref | Total | peak generation | gas | gas_peak_steam/CT,depth=1 | gas (steam/CT) (dry cooling) | 0 | 0 | -35.2 | -31.2 | -29.2 | -32.4 | -27.8 | -30.2 | pct (EJ)
GLIMPSE1.1-Tax-100C-5pct-GLIMPSE-1.1-Ref | Total | peak generation | gas | gas_peak_steam/CT,depth=1 | gas (steam/CT) (seawater) | 0 | 0 | -28.4 | -28.4 | -36.6 | -40.3 | -42 | -50.6 | pct (EJ)
GLIMPSE1.1-Tax-100C-5pct-GLIMPSE-1.1-Ref | Total | subpeak generation | gas | gas_subpeak_CC_CCS,depth=1 | gas (CC CCS) (dry cooling) | 0 | 0 | 0 | 0 | 0 | 0 | 0 | 0 | pct (EJ)
GLIMPSE1.1-Tax-100C-5pct-GLIMPSE-1.1-Ref | Total | subpeak generation | gas | gas_subpeak_CC_CCS,depth=1 | gas (CC CCS) (recirculating) | 0 | 0 | 0 | 0 | 0 | 0 | 0 | 0 | pct (EJ)
GLIMPSE1.1-Tax-100C-5pct-GLIMPSE-1.1-Ref | Total | subpeak generation | gas | gas_subpeak_CC_CCS,depth=1 | gas (CC CCS) (seawater) | 0 | 0 | 0 | 0 | 0 | 0 | 0 | 0 | pct (EJ)
GLIMPSE1.1-Tax-100C-5pct-GLIMPSE-1.1-Ref | Total | subpeak generation | gas | gas_subpeak_steam/CT,depth=1 | gas (steam/CT) (dry cooling) | 0 | 0 | -31.5 | -31.6 | -30.2 | -34.7 | -30.6 | -37.1 | pct (EJ)
GLIMPSE1.1-Tax-100C-5pct-GLIMPSE-1.1-Ref | Total | subpeak generation | gas | gas_subpeak_steam/CT,depth=1 | gas (steam/CT) (cooling pond) | 0 | 0 | -24 | -28.3 | -32.7 | -36.4 | -37.5 | -47 | pct (EJ)
GLIMPSE1.1-Tax-100C-5pct-GLIMPSE-1.1-Ref | Total | subpeak generation | gas | gas_subpeak_steam/CT,depth=1 | gas (steam/CT) (once through) | 0 | 0 | -23.1 | -27 | -26.6 | -28.8 | -31.1 | -42.7 | pct (EJ)
GLIMPSE1.1-Tax-100C-5pct-GLIMPSE-1.1-Ref | Total | subpeak generation | gas | gas_subpeak_steam/CT,depth=1 | gas (steam/CT) (seawater) | 0 | 0 | -21.9 | -25.7 | -31.1 | -34.3 | -34.6 | -43.4 | pct (EJ)
GLIMPSE1.1-Tax-100C-5pct-GLIMPSE-1.1-Ref | Total | subpeak generation | gas | gas_subpeak_steam/CT,depth=1 | gas (steam/CT) (recirculating) | 0 | 0 | -21.5 | -25.4 | -27.2 | -29.7 | -31.5 | -41.6 | pct (EJ)
GLIMPSE1.1-Tax-100C-5pct-GLIMPSE-1.1-Ref | Total | gas processing | biomass gasification | gas processing | biomass gasification | 0 | 0 | 35.4 | 46.5 | 63.1 | 76.2 | -10.2 | -47.5 | pct (EJ)
GLIMPSE1.1-Tax-100C-5pct-GLIMPSE-1.1-Ref | Total | gas to liquids | gas to liquids | gas to liquids | gas to liquids | 0 | 0 | 0 | 0 | 0 | -33.5 | -45.7 | -43.1 | pct (EJ)
GLIMPSE1.1-Tax-100C-5pct-GLIMPSE-1.1-Ref | Total | H2 central production | gas | H2 central production | natural gas steam reforming | 0 | 0 | -44.3 | -68.5 | -75 | -80.6 | -85.1 | -89.7 | pct (EJ)
GLIMPSE1.1-Tax-100C-5pct-GLIMPSE-1.1-Ref | Total | H2 central production | biomass | H2 central production | biomass to H2 CCS | 0 | 0 | 0 | 0 | 0 | 0 | 0 | 0 | pct (EJ)
GLIMPSE1.1-Tax-100C-5pct-GLIMPSE-1.1-Ref | Total | H2 central production | coal | H2 central production | coal chemical CCS | 0 | 0 | 0 | 0 | 0 | 0 | 0 | 0 | pct (EJ)
GLIMPSE1.1-Tax-100C-5pct-GLIMPSE-1.1-Ref | Total | H2 central production | gas | H2 central production | natural gas steam reforming CCS | 0 | 0 | 0 | 0 | 0 | 0 | 0 | 0 | pct (EJ)
GLIMPSE1.1-Tax-100C-5pct-GLIMPSE-1.1-Ref | Total | H2 central production | biomass | H2 central production | biomass to H2 | 0 | 0 | 4.12 | 0.253 | 7.87 | 10.1 | -32.3 | -68.2 | pct (EJ)
GLIMPSE1.1-Tax-100C-5pct-GLIMPSE-1.1-Ref | Total | H2 central production | wind | H2 central production | electrolysis | 0 | 0 | 11 | 13.2 | 18.6 | 24.7 | 46.5 | 79.2 | pct (EJ)
GLIMPSE1.1-Tax-100C-5pct-GLIMPSE-1.1-Ref | Total | H2 central production | nuclear | H2 central production | thermal splitting | 0 | 0 | 12.2 | 15.2 | 20 | 26.4 | 45.4 | 75 | pct (EJ)
GLIMPSE1.1-Tax-100C-5pct-GLIMPSE-1.1-Ref | Total | H2 central production | solar | H2 central production | electrolysis | 0 | 0 | 13.2 | 15.5 | 21.3 | 29.3 | 55.7 | 92.8 | pct (EJ)
GLIMPSE1.1-Tax-100C-5pct-GLIMPSE-1.1-Ref | Total | H2 industrial | forecourt production | H2 industrial | electrolysis | 0 | 0 | -6.97 | -3.95 | -1.79 | -18.7 | -41.2 | -39.9 | pct (EJ)
GLIMPSE1.1-Tax-100C-5pct-GLIMPSE-1.1-Ref | Total | H2 wholesale delivery | H2 pipeline | H2 wholesale delivery | H2 pipeline | 0 | 0 | 2.9 | -35.2 | -29.6 | -18.1 | -23.7 | -1.4 | pct (EJ)
GLIMPSE1.1-Tax-100C-5pct-GLIMPSE-1.1-Ref | Total | H2 wholesale dispensing | H2 delivery | H2 wholesale dispensing | H2 pipeline | 0 | 0 | 7.81 | -1.01 | 0.159 | 3.43 | 14.7 | 30.6 | pct (EJ)
GLIMPSE1.1-Tax-100C-5pct-GLIMPSE-1.1-Ref | Total | regional natural gas | imported natural gas | imported LNG,depth=1 | imported LNG | 0 | 0 | -28.3 | -30.2 | -30.4 | -31.2 | -29.8 | -32.7 | pct (EJ)
GLIMPSE1.1-Tax-100C-5pct-GLIMPSE-1.1-Ref | Total | Legumes | Legumes_TennR | Legumes | Legumes_TennR_RFD_hi | 0 | 0 | -20.2 | -24 | -27.5 | -30.5 | -30.9 | -30.9 | pct (Mt)
GLIMPSE1.1-Tax-100C-5pct-GLIMPSE-1.1-Ref | Total | N fertilizer | gas | N fertilizer | gas | 0 | 0 | -2.52 | -5.63 | -14 | -27.1 | -40.6 | -52.2 | pct (Mt N)
GLIMPSE1.1-Tax-100C-5pct-GLIMPSE-1.1-Ref | Total | N fertilizer | gas | N fertilizer | gas CCS | 0 | 0 | 0 | 0 | 0 | 0 | 0 | 0 | pct (Mt N)
GLIMPSE1.1-Tax-100C-5pct-GLIMPSE-1.1-Ref | Total | base load generation | nuclear | nuc_base_Gen III,depth=1 | Gen_III (seawater) | 0 | 0 | 0 | 20.1 | 57.1 | 69.5 | 91.4 | 99.1 | pct (EJ)
GLIMPSE1.1-Tax-100C-5pct-GLIMPSE-1.1-Ref | Total | base load generation | nuclear | nuc_base_Gen III,depth=1 | Gen_III (recirculating) | 0 | 0 | 0 | 43.7 | 56.8 | 59.5 | 73.4 | 78.5 | pct (EJ)
GLIMPSE1.1-Tax-100C-5pct-GLIMPSE-1.1-Ref | Total | base load generation | nuclear | nuc_base_Gen III,depth=1 | Gen_III (cooling pond) | 0 | 0 | 0 | 46.4 | 60.3 | 70.8 | 89.1 | 90.5 | pct (EJ)
GLIMPSE1.1-Tax-100C-5pct-GLIMPSE-1.1-Ref | Total | nuclearFuelGenIII | enrichedUranium | nuclearFuelGenIII | enrichedUranium | 0 | 0 | 12.2 | 39.8 | 57 | 63.3 | 79.7 | 84.8 | pct (EJ)
GLIMPSE1.1-Tax-100C-5pct-GLIMPSE-1.1-Ref | Total | other industrial energy use | hydrogen | other industrial energy use | hydrogen cogen | 0 | 0 | 5.69 | -46.4 | -41.9 | -25.9 | -20 | 7.39 | pct (EJ)
GLIMPSE1.1-Tax-100C-5pct-GLIMPSE-1.1-Ref | Total | other industrial feedstocks | gas | other industrial feedstocks | gas | 0 | 0 | -23.6 | -29.7 | -36.4 | -43.1 | -43.7 | -47.7 | pct (EJ)
GLIMPSE1.1-Tax-100C-5pct-GLIMPSE-1.1-Ref | Total | process heat cement | hydrogen | process heat cement | hydrogen | 0 | 0 | -68.3 | -31.1 | -7.51 | 3.66 | 16 | 33 | pct (EJ)
GLIMPSE1.1-Tax-100C-5pct-GLIMPSE-1.1-Ref | Total | process heat cement | gas | process heat cement | gas | 0 | 0 | -20.6 | -25.3 | -28.8 | -32.4 | -33.1 | -33 | pct (EJ)
GLIMPSE1.1-Tax-100C-5pct-GLIMPSE-1.1-Ref | Total | process heat cement | coal | process heat cement | coal | 0 | 0 | -13.2 | -17.3 | -31.3 | -55 | -71.9 | -78.8 | pct (EJ)
GLIMPSE1.1-Tax-100C-5pct-GLIMPSE-1.1-Ref | Total | process heat cement | biomass | process heat cement | biomass | 0 | 0 | -23.4 | -9.45 | 23.2 | 42.4 | 37.1 | 26.9 | pct (EJ)
GLIMPSE1.1-Tax-100C-5pct-GLIMPSE-1.1-Ref | Total | base load generation | solar | PV_base_storage,depth=1 | PV_base_storage | 0 | 0 | 4.32 | 13.2 | 27.4 | 37.8 | 52.5 | 81.7 | pct (EJ)
GLIMPSE1.1-Tax-100C-5pct-GLIMPSE-1.1-Ref | Total | base load generation | solar | PV_base_storage,depth=1 | PV_base_storage | 0 | 0 | 4.32 | 13.2 | 27.4 | 37.8 | 52.5 | 81.7 | pct (EJ_or_Share)
GLIMPSE1.1-Tax-100C-5pct-GLIMPSE-1.1-Ref | Total | base load generation | refined liquids | refined liquids_base_CC_CCS,depth=1 | refined liquids (CC CCS) (dry cooling) | 0 | 0 | 0 | 0 | 0 | 0 | 0 | 0 | pct (EJ)
GLIMPSE1.1-Tax-100C-5pct-GLIMPSE-1.1-Ref | Total | base load generation | refined liquids | refined liquids_base_CC_CCS,depth=1 | refined liquids (CC CCS) (recirculating) | 0 | 0 | 0 | 0 | 0 | 0 | 0 | 0 | pct (EJ)
GLIMPSE1.1-Tax-100C-5pct-GLIMPSE-1.1-Ref | Total | base load generation | refined liquids | refined liquids_base_CC_CCS,depth=1 | refined liquids (CC CCS) (seawater) | 0 | 0 | 0 | 0 | 0 | 0 | 0 | 0 | pct (EJ)
GLIMPSE1.1-Tax-100C-5pct-GLIMPSE-1.1-Ref | Total | base load generation | refined liquids | refined liquids_base_CC,depth=1 | refined liquids (CC) (dry cooling) | 0 | 0 | -17.3 | -2.04 | 10.7 | 15.6 | -20.7 | -48 | pct (EJ)
GLIMPSE1.1-Tax-100C-5pct-GLIMPSE-1.1-Ref | Total | base load generation | refined liquids | refined liquids_base_CC,depth=1 | refined liquids (CC) (recirculating) | 0 | 0 | -15.2 | -1.26 | 10.9 | 15.3 | -17.9 | -45.3 | pct (EJ)
GLIMPSE1.1-Tax-100C-5pct-GLIMPSE-1.1-Ref | Total | base load generation | refined liquids | refined liquids_base_CC,depth=1 | refined liquids (CC) (seawater) | 0 | 0 | -15.2 | -1.26 | 10.8 | 15.3 | -18 | -45.3 | pct (EJ)
GLIMPSE1.1-Tax-100C-5pct-GLIMPSE-1.1-Ref | Total | base load generation | refined liquids | refined liquids_base_steam/CT,depth=1 | refined liquids (steam/CT) (recirculating) | 0 | 0 | 25 | 31.4 | 35.1 | 33.4 | -7.4 | -31.3 | pct (EJ)
GLIMPSE1.1-Tax-100C-5pct-GLIMPSE-1.1-Ref | Total | base load generation | refined liquids | refined liquids_base_steam/CT,depth=1 | refined liquids (steam/CT) (once through) | 0 | 0 | 77.4 | 90.5 | 108 | 56.5 | -3.76 | -33.3 | pct (EJ)
GLIMPSE1.1-Tax-100C-5pct-GLIMPSE-1.1-Ref | Total | base load generation | refined liquids | refined liquids_base_steam/CT,depth=1 | refined liquids (steam/CT) (cooling pond) | 0 | 0 | 140 | 131 | 153 | 141 | 41.5 | -11.9 | pct (EJ)
GLIMPSE1.1-Tax-100C-5pct-GLIMPSE-1.1-Ref | Total | intermediate generation | refined liquids | refined liquids_int_CC_CCS,depth=1 | refined liquids (CC CCS) (dry cooling) | 0 | 0 | 0 | 0 | 0 | 0 | 0 | 0 | pct (EJ)
GLIMPSE1.1-Tax-100C-5pct-GLIMPSE-1.1-Ref | Total | intermediate generation | refined liquids | refined liquids_int_CC_CCS,depth=1 | refined liquids (CC CCS) (recirculating) | 0 | 0 | 0 | 0 | 0 | 0 | 0 | 0 | pct (EJ)
GLIMPSE1.1-Tax-100C-5pct-GLIMPSE-1.1-Ref | Total | intermediate generation | refined liquids | refined liquids_int_CC_CCS,depth=1 | refined liquids (CC CCS) (seawater) | 0 | 0 | 0 | 0 | 0 | 0 | 0 | 0 | pct (EJ)
GLIMPSE1.1-Tax-100C-5pct-GLIMPSE-1.1-Ref | Total | intermediate generation | refined liquids | refined liquids_int_CC,depth=1 | refined liquids (CC) (dry cooling) | 0 | 0 | -13.2 | 0.701 | 11 | 1.98 | -32.7 | -56 | pct (EJ)
GLIMPSE1.1-Tax-100C-5pct-GLIMPSE-1.1-Ref | Total | intermediate generation | refined liquids | refined liquids_int_CC,depth=1 | refined liquids (CC) (seawater) | 0 | 0 | -11.7 | 2.09 | 12.1 | 4.15 | -29 | -53.4 | pct (EJ)
GLIMPSE1.1-Tax-100C-5pct-GLIMPSE-1.1-Ref | Total | intermediate generation | refined liquids | refined liquids_int_CC,depth=1 | refined liquids (CC) (recirculating) | 0 | 0 | -11.7 | 2.11 | 12.1 | 4.2 | -29 | -53.4 | pct (EJ)
GLIMPSE1.1-Tax-100C-5pct-GLIMPSE-1.1-Ref | Total | intermediate generation | refined liquids | refined liquids_int_steam/CT,depth=1 | refined liquids (steam/CT) (seawater) | 0 | 0 | -2.4 | 1.87 | -3.31 | -11.5 | -22.3 | -32 | pct (EJ)
GLIMPSE1.1-Tax-100C-5pct-GLIMPSE-1.1-Ref | Total | intermediate generation | refined liquids | refined liquids_int_steam/CT,depth=1 | refined liquids (steam/CT) (dry cooling) | 0 | 0 | -2.2 | 2.19 | -2.87 | -10.4 | -21.7 | -31.7 | pct (EJ)
GLIMPSE1.1-Tax-100C-5pct-GLIMPSE-1.1-Ref | Total | intermediate generation | refined liquids | refined liquids_int_steam/CT,depth=1 | refined liquids (steam/CT) (recirculating) | 0 | 0 | -1.97 | 2.48 | -2.67 | -10 | -21.5 | -31.6 | pct (EJ)
GLIMPSE1.1-Tax-100C-5pct-GLIMPSE-1.1-Ref | Total | intermediate generation | refined liquids | refined liquids_int_steam/CT,depth=1 | refined liquids (steam/CT) (once through) | 0 | 0 | 3.27 | 17 | 16.9 | 33.2 | -0.355 | -19.4 | pct (EJ)
GLIMPSE1.1-Tax-100C-5pct-GLIMPSE-1.1-Ref | Total | subpeak generation | refined liquids | refined liquids_subpeak_CC,depth=1 | refined liquids (CC) (dry cooling) | 0 | 0 | -13.9 | -0.398 | 19.7 | 27.2 | -30.7 | -54.3 | pct (EJ)
GLIMPSE1.1-Tax-100C-5pct-GLIMPSE-1.1-Ref | Total | subpeak generation | refined liquids | refined liquids_subpeak_CC,depth=1 | refined liquids (CC) (seawater) | 0 | 0 | -11.4 | 2.38 | 21.5 | 28.8 | -28.7 | -53 | pct (EJ)
GLIMPSE1.1-Tax-100C-5pct-GLIMPSE-1.1-Ref | Total | subpeak generation | refined liquids | refined liquids_subpeak_CC,depth=1 | refined liquids (CC) (recirculating) | 0 | 0 | -11.4 | 2.39 | 21.5 | 28.8 | -28.5 | -52.9 | pct (EJ)
GLIMPSE1.1-Tax-100C-5pct-GLIMPSE-1.1-Ref | Total | subpeak generation | refined liquids | refined liquids_subpeak_steam/CT,depth=1 | refined liquids (steam/CT) (dry cooling) | 0 | 0 | -21.5 | -13.3 | -5.03 | -6.23 | -21.7 | -30.4 | pct (EJ)
GLIMPSE1.1-Tax-100C-5pct-GLIMPSE-1.1-Ref | Total | subpeak generation | refined liquids | refined liquids_subpeak_steam/CT,depth=1 | refined liquids (steam/CT) (seawater) | 0 | 0 | -4.59 | 1.49 | -2.42 | -14.5 | -29.2 | -40.5 | pct (EJ)
GLIMPSE1.1-Tax-100C-5pct-GLIMPSE-1.1-Ref | Total | refining | biomass liquids | refining | NC biomass liquids | 0 | 0 | -1.47 | -0.47 | 64.5 | 182 | 99.3 | 76.4 | pct (EJ)
GLIMPSE1.1-Tax-100C-5pct-GLIMPSE-1.1-Ref | Total | refining | biomass liquids | refining | AL biomass liquids | 0 | 0 | -1.47 | -0.469 | 64.5 | 182 | 99.2 | 76.3 | pct (EJ)
GLIMPSE1.1-Tax-100C-5pct-GLIMPSE-1.1-Ref | Total | refining | biomass liquids | refining | AR biomass liquids | 0 | 0 | -1.47 | -0.469 | 64.6 | 182 | 99.4 | 76.5 | pct (EJ)
GLIMPSE1.1-Tax-100C-5pct-GLIMPSE-1.1-Ref | Total | refining | biomass liquids | refining | FL biomass liquids | 0 | 0 | -1.47 | -0.469 | 64.3 | 180 | 98.3 | 75.7 | pct (EJ)
GLIMPSE1.1-Tax-100C-5pct-GLIMPSE-1.1-Ref | Total | refining | biomass liquids | refining | NV biomass liquids | 0 | 0 | -1.47 | -0.469 | 65.2 | 185 | 101 | 78.2 | pct (EJ)
GLIMPSE1.1-Tax-100C-5pct-GLIMPSE-1.1-Ref | Total | refining | biomass liquids | refining | OK biomass liquids | 0 | 0 | -1.47 | -0.469 | 64.9 | 183 | 99.7 | 76.9 | pct (EJ)
GLIMPSE1.1-Tax-100C-5pct-GLIMPSE-1.1-Ref | Total | refining | biomass liquids | refining | UT biomass liquids | 0 | 0 | -1.47 | -0.469 | 65.1 | 185 | 101 | 78.2 | pct (EJ)
GLIMPSE1.1-Tax-100C-5pct-GLIMPSE-1.1-Ref | Total | refining | biomass liquids | refining | WA biomass liquids | 0 | 0 | -1.47 | -0.469 | 65.1 | 184 | 101 | 77.8 | pct (EJ)
GLIMPSE1.1-Tax-100C-5pct-GLIMPSE-1.1-Ref | Total | refining | biomass liquids | refining | NH biomass liquids | 0 | 0 | -1.47 | -0.468 | 62.6 | 173 | 91.5 | 68.1 | pct (EJ)
GLIMPSE1.1-Tax-100C-5pct-GLIMPSE-1.1-Ref | Total | refining | biomass liquids | refining | RI biomass liquids | 0 | 0 | -1.47 | -0.468 | 62.6 | 173 | 91.4 | 68.1 | pct (EJ)
GLIMPSE1.1-Tax-100C-5pct-GLIMPSE-1.1-Ref | Total | refining | biomass liquids | refining | MA biomass liquids | 0 | 0 | -1.47 | -0.467 | 62.6 | 173 | 91.5 | 68.1 | pct (EJ)
GLIMPSE1.1-Tax-100C-5pct-GLIMPSE-1.1-Ref | Total | refining | biomass liquids | refining | ME biomass liquids | 0 | 0 | -1.47 | -0.467 | 62.6 | 173 | 91.3 | 67.9 | pct (EJ)
GLIMPSE1.1-Tax-100C-5pct-GLIMPSE-1.1-Ref | Total | refining | biomass liquids | refining | HI biomass liquids | 0 | 0 | -1.46 | -0.46 | 58.6 | 140 | 61.2 | 35 | pct (EJ)
GLIMPSE1.1-Tax-100C-5pct-GLIMPSE-1.1-Ref | Total | refining | biomass liquids | refining | MS biomass liquids | 0 | 0 | -1.45 | -0.454 | 45.2 | 169 | 96.5 | 75 | pct (EJ)
GLIMPSE1.1-Tax-100C-5pct-GLIMPSE-1.1-Ref | Total | refining | biomass liquids | refining | TX biomass liquids | 0 | 0 | -1.43 | -0.439 | 27.4 | 145 | 89.4 | 71.3 | pct (EJ)
GLIMPSE1.1-Tax-100C-5pct-GLIMPSE-1.1-Ref | Total | refining | biomass liquids | refining | KY biomass liquids | 0 | 0 | -1.42 | -0.433 | 32.7 | 162 | 99 | 79.1 | pct (EJ)
GLIMPSE1.1-Tax-100C-5pct-GLIMPSE-1.1-Ref | Total | refining | biomass liquids | refining | MO biomass liquids | 0 | 0 | -1.39 | -0.409 | 24.8 | 149 | 96.8 | 78.7 | pct (EJ)
GLIMPSE1.1-Tax-100C-5pct-GLIMPSE-1.1-Ref | Total | refining | biomass liquids | refining | OR biomass liquids | 0 | 0 | -1.37 | -0.397 | 14.8 | 109 | 82 | 72.1 | pct (EJ)
GLIMPSE1.1-Tax-100C-5pct-GLIMPSE-1.1-Ref | Total | refining | biomass liquids | refining | PA biomass liquids | 0 | 0 | -1.37 | -0.392 | 15.5 | 115 | 87.4 | 77.4 | pct (EJ)
GLIMPSE1.1-Tax-100C-5pct-GLIMPSE-1.1-Ref | Total | refining | biomass liquids | refining | ND biomass liquids | 0 | 0 | -1.35 | -0.381 | 11.8 | 86.4 | 65.2 | 56.4 | pct (EJ)
GLIMPSE1.1-Tax-100C-5pct-GLIMPSE-1.1-Ref | Total | refining | biomass liquids | refining | VA biomass liquids | 0 | 0 | -1.35 | -0.381 | 11.6 | 85.9 | 65.7 | 57.4 | pct (EJ)
GLIMPSE1.1-Tax-100C-5pct-GLIMPSE-1.1-Ref | Total | refining | biomass liquids | refining | GA biomass liquids | 0 | 0 | -1.35 | -0.375 | 10.7 | 79.1 | 61.1 | 53.4 | pct (EJ)
GLIMPSE1.1-Tax-100C-5pct-GLIMPSE-1.1-Ref | Total | refining | biomass liquids | refining | MN biomass liquids | 0 | 0 | -1.34 | -0.369 | 10.2 | 74.3 | 57 | 49.4 | pct (EJ)
GLIMPSE1.1-Tax-100C-5pct-GLIMPSE-1.1-Ref | Total | refining | biomass liquids | refining | CA biomass liquids | 0 | 0 | -1.34 | -0.367 | 14 | 108 | 83.9 | 74.4 | pct (EJ)
GLIMPSE1.1-Tax-100C-5pct-GLIMPSE-1.1-Ref | Total | refining | biomass liquids | refining | IA biomass liquids | 0 | 0 | -1.33 | -0.366 | 9.97 | 72.4 | 55.8 | 48.4 | pct (EJ)
GLIMPSE1.1-Tax-100C-5pct-GLIMPSE-1.1-Ref | Total | refining | biomass liquids | refining | TN biomass liquids | 0 | 0 | -1.33 | -0.366 | 9.75 | 71.3 | 55.9 | 49.2 | pct (EJ)
GLIMPSE1.1-Tax-100C-5pct-GLIMPSE-1.1-Ref | Total | refining | biomass liquids | refining | AZ biomass liquids | 0 | 0 | -1.33 | -0.365 | 9.39 | 69.4 | 55.3 | 49.1 | pct (EJ)
GLIMPSE1.1-Tax-100C-5pct-GLIMPSE-1.1-Ref | Total | refining | biomass liquids | refining | OH biomass liquids | 0 | 0 | -1.33 | -0.365 | 10.9 | 82.6 | 64.7 | 57.2 | pct (EJ)
GLIMPSE1.1-Tax-100C-5pct-GLIMPSE-1.1-Ref | Total | refining | biomass liquids | refining | IN biomass liquids | 0 | 0 | -1.33 | -0.361 | 10.5 | 79.1 | 62.2 | 55.2 | pct (EJ)
GLIMPSE1.1-Tax-100C-5pct-GLIMPSE-1.1-Ref | Total | refining | biomass liquids | refining | WY biomass liquids | 0 | 0 | -1.32 | -0.358 | 9.95 | 60.6 | 44.6 | 39.5 | pct (EJ)
GLIMPSE1.1-Tax-100C-5pct-GLIMPSE-1.1-Ref | Total | refining | biomass liquids | refining | CO biomass liquids | 0 | 0 | -1.32 | -0.357 | 9.95 | 60.6 | 44.6 | 39.5 | pct (EJ)
GLIMPSE1.1-Tax-100C-5pct-GLIMPSE-1.1-Ref | Total | refining | biomass liquids | refining | KS biomass liquids | 0 | 0 | -1.32 | -0.357 | 8.56 | 62.3 | 50 | 44.5 | pct (EJ)
GLIMPSE1.1-Tax-100C-5pct-GLIMPSE-1.1-Ref | Total | refining | biomass liquids | refining | NE biomass liquids | 0 | 0 | -1.32 | -0.353 | 9.92 | 59 | 42.3 | 36.3 | pct (EJ)
GLIMPSE1.1-Tax-100C-5pct-GLIMPSE-1.1-Ref | Total | refining | biomass liquids | refining | SD biomass liquids | 0 | 0 | -1.32 | -0.353 | 9.92 | 59 | 42.3 | 36.3 | pct (EJ)
GLIMPSE1.1-Tax-100C-5pct-GLIMPSE-1.1-Ref | Total | refining | biomass liquids | refining | IL biomass liquids | 0 | 0 | -1.32 | -0.351 | 11.1 | 84.7 | 66.5 | 58.8 | pct (EJ)
GLIMPSE1.1-Tax-100C-5pct-GLIMPSE-1.1-Ref | Total | refining | biomass liquids | refining | ID biomass liquids | 0 | 0 | -1.31 | -0.349 | 10 | 61.6 | 45.3 | 39.7 | pct (EJ)
GLIMPSE1.1-Tax-100C-5pct-GLIMPSE-1.1-Ref | Total | refining | biomass liquids | refining | MI biomass liquids | 0 | 0 | -1.31 | -0.346 | 10 | 63 | 46.9 | 41.6 | pct (EJ)
GLIMPSE1.1-Tax-100C-5pct-GLIMPSE-1.1-Ref | Total | refining | biomass liquids | refining | WI biomass liquids | 0 | 0 | -1.3 | -0.341 | 10.1 | 77 | 61.4 | 54.6 | pct (EJ)
GLIMPSE1.1-Tax-100C-5pct-GLIMPSE-1.1-Ref | Total | refining | biomass liquids | refining | NY biomass liquids | 0 | 0 | -1.28 | -0.32 | 10.2 | 65.5 | 48.7 | 42.5 | pct (EJ)
GLIMPSE1.1-Tax-100C-5pct-GLIMPSE-1.1-Ref | Total | refining | gas to liquids | refining | AK gas to liquids | 0 | 0 | 0 | 0 | 0 | -33.5 | -45.7 | -43.1 | pct (EJ)
GLIMPSE1.1-Tax-100C-5pct-GLIMPSE-1.1-Ref | Total | refining | gas to liquids | refining | AL gas to liquids | 0 | 0 | 0 | 0 | 0 | -33.5 | -45.7 | -43.1 | pct (EJ)
GLIMPSE1.1-Tax-100C-5pct-GLIMPSE-1.1-Ref | Total | refining | gas to liquids | refining | AR gas to liquids | 0 | 0 | 0 | 0 | 0 | -33.5 | -45.7 | -43.1 | pct (EJ)
GLIMPSE1.1-Tax-100C-5pct-GLIMPSE-1.1-Ref | Total | refining | gas to liquids | refining | CA gas to liquids | 0 | 0 | 0 | 0 | 0 | -33.5 | -45.7 | -43.1 | pct (EJ)
GLIMPSE1.1-Tax-100C-5pct-GLIMPSE-1.1-Ref | Total | refining | gas to liquids | refining | CO gas to liquids | 0 | 0 | 0 | 0 | 0 | -33.5 | -45.7 | -43.1 | pct (EJ)
GLIMPSE1.1-Tax-100C-5pct-GLIMPSE-1.1-Ref | Total | refining | gas to liquids | refining | FL gas to liquids | 0 | 0 | 0 | 0 | 0 | -33.5 | -45.7 | -43.1 | pct (EJ)
GLIMPSE1.1-Tax-100C-5pct-GLIMPSE-1.1-Ref | Total | refining | gas to liquids | refining | ID gas to liquids | 0 | 0 | 0 | 0 | 0 | -33.5 | -45.7 | -43.1 | pct (EJ)
GLIMPSE1.1-Tax-100C-5pct-GLIMPSE-1.1-Ref | Total | refining | gas to liquids | refining | IL gas to liquids | 0 | 0 | 0 | 0 | 0 | -33.5 | -45.7 | -43.1 | pct (EJ)
GLIMPSE1.1-Tax-100C-5pct-GLIMPSE-1.1-Ref | Total | refining | gas to liquids | refining | IN gas to liquids | 0 | 0 | 0 | 0 | 0 | -33.5 | -45.7 | -43.1 | pct (EJ)
GLIMPSE1.1-Tax-100C-5pct-GLIMPSE-1.1-Ref | Total | refining | gas to liquids | refining | KS gas to liquids | 0 | 0 | 0 | 0 | 0 | -33.5 | -45.7 | -43.1 | pct (EJ)
GLIMPSE1.1-Tax-100C-5pct-GLIMPSE-1.1-Ref | Total | refining | gas to liquids | refining | KY gas to liquids | 0 | 0 | 0 | 0 | 0 | -33.5 | -45.7 | -43.1 | pct (EJ)
GLIMPSE1.1-Tax-100C-5pct-GLIMPSE-1.1-Ref | Total | refining | gas to liquids | refining | LA gas to liquids | 0 | 0 | 0 | 0 | 0 | -33.5 | -45.7 | -43.1 | pct (EJ)
GLIMPSE1.1-Tax-100C-5pct-GLIMPSE-1.1-Ref | Total | refining | gas to liquids | refining | MI gas to liquids | 0 | 0 | 0 | 0 | 0 | -33.5 | -45.7 | -43.1 | pct (EJ)
GLIMPSE1.1-Tax-100C-5pct-GLIMPSE-1.1-Ref | Total | refining | gas to liquids | refining | MS gas to liquids | 0 | 0 | 0 | 0 | 0 | -33.5 | -45.7 | -43.1 | pct (EJ)
GLIMPSE1.1-Tax-100C-5pct-GLIMPSE-1.1-Ref | Total | refining | gas to liquids | refining | MT gas to liquids | 0 | 0 | 0 | 0 | 0 | -33.5 | -45.7 | -43.1 | pct (EJ)
GLIMPSE1.1-Tax-100C-5pct-GLIMPSE-1.1-Ref | Total | refining | gas to liquids | refining | ND gas to liquids | 0 | 0 | 0 | 0 | 0 | -33.5 | -45.7 | -43.1 | pct (EJ)
GLIMPSE1.1-Tax-100C-5pct-GLIMPSE-1.1-Ref | Total | refining | gas to liquids | refining | NE gas to liquids | 0 | 0 | 0 | 0 | 0 | -33.5 | -45.7 | -43.1 | pct (EJ)
GLIMPSE1.1-Tax-100C-5pct-GLIMPSE-1.1-Ref | Total | refining | gas to liquids | refining | NM gas to liquids | 0 | 0 | 0 | 0 | 0 | -33.5 | -45.7 | -43.1 | pct (EJ)
GLIMPSE1.1-Tax-100C-5pct-GLIMPSE-1.1-Ref | Total | refining | gas to liquids | refining | NY gas to liquids | 0 | 0 | 0 | 0 | 0 | -33.5 | -45.7 | -43.1 | pct (EJ)
GLIMPSE1.1-Tax-100C-5pct-GLIMPSE-1.1-Ref | Total | refining | gas to liquids | refining | OH gas to liquids | 0 | 0 | 0 | 0 | 0 | -33.5 | -45.7 | -43.1 | pct (EJ)
GLIMPSE1.1-Tax-100C-5pct-GLIMPSE-1.1-Ref | Total | refining | gas to liquids | refining | OK gas to liquids | 0 | 0 | 0 | 0 | 0 | -33.5 | -45.7 | -43.1 | pct (EJ)
GLIMPSE1.1-Tax-100C-5pct-GLIMPSE-1.1-Ref | Total | refining | gas to liquids | refining | OR gas to liquids | 0 | 0 | 0 | 0 | 0 | -33.5 | -45.7 | -43.1 | pct (EJ)
GLIMPSE1.1-Tax-100C-5pct-GLIMPSE-1.1-Ref | Total | refining | gas to liquids | refining | PA gas to liquids | 0 | 0 | 0 | 0 | 0 | -33.5 | -45.7 | -43.1 | pct (EJ)
GLIMPSE1.1-Tax-100C-5pct-GLIMPSE-1.1-Ref | Total | refining | gas to liquids | refining | SD gas to liquids | 0 | 0 | 0 | 0 | 0 | -33.5 | -45.7 | -43.1 | pct (EJ)
GLIMPSE1.1-Tax-100C-5pct-GLIMPSE-1.1-Ref | Total | refining | gas to liquids | refining | TN gas to liquids | 0 | 0 | 0 | 0 | 0 | -33.5 | -45.7 | -43.1 | pct (EJ)
GLIMPSE1.1-Tax-100C-5pct-GLIMPSE-1.1-Ref | Total | refining | gas to liquids | refining | TX gas to liquids | 0 | 0 | 0 | 0 | 0 | -33.5 | -45.7 | -43.1 | pct (EJ)
GLIMPSE1.1-Tax-100C-5pct-GLIMPSE-1.1-Ref | Total | refining | gas to liquids | refining | UT gas to liquids | 0 | 0 | 0 | 0 | 0 | -33.5 | -45.7 | -43.1 | pct (EJ)
GLIMPSE1.1-Tax-100C-5pct-GLIMPSE-1.1-Ref | Total | refining | gas to liquids | refining | VA gas to liquids | 0 | 0 | 0 | 0 | 0 | -33.5 | -45.7 | -43.1 | pct (EJ)
GLIMPSE1.1-Tax-100C-5pct-GLIMPSE-1.1-Ref | Total | refining | gas to liquids | refining | WV gas to liquids | 0 | 0 | 0 | 0 | 0 | -33.5 | -45.7 | -43.1 | pct (EJ)
GLIMPSE1.1-Tax-100C-5pct-GLIMPSE-1.1-Ref | Total | refining | gas to liquids | refining | WY gas to liquids | 0 | 0 | 0 | 0 | 0 | -33.5 | -45.7 | -43.1 | pct (EJ)
GLIMPSE1.1-Tax-100C-5pct-GLIMPSE-1.1-Ref | Total | refining | coal to liquids | refining | AL coal to liquids | 0 | 0 | 0 | 0 | 0 | 0 | 0 | 0 | pct (EJ)
GLIMPSE1.1-Tax-100C-5pct-GLIMPSE-1.1-Ref | Total | refining | coal to liquids | refining | AR coal to liquids | 0 | 0 | 0 | 0 | 0 | 0 | 0 | 0 | pct (EJ)
GLIMPSE1.1-Tax-100C-5pct-GLIMPSE-1.1-Ref | Total | refining | coal to liquids | refining | AZ coal to liquids | 0 | 0 | 0 | 0 | 0 | 0 | 0 | 0 | pct (EJ)
GLIMPSE1.1-Tax-100C-5pct-GLIMPSE-1.1-Ref | Total | refining | coal to liquids | refining | CO coal to liquids | 0 | 0 | 0 | 0 | 0 | 0 | 0 | 0 | pct (EJ)
GLIMPSE1.1-Tax-100C-5pct-GLIMPSE-1.1-Ref | Total | refining | coal to liquids | refining | IL coal to liquids | 0 | 0 | 0 | 0 | 0 | 0 | 0 | 0 | pct (EJ)
GLIMPSE1.1-Tax-100C-5pct-GLIMPSE-1.1-Ref | Total | refining | coal to liquids | refining | IN coal to liquids | 0 | 0 | 0 | 0 | 0 | 0 | 0 | 0 | pct (EJ)
GLIMPSE1.1-Tax-100C-5pct-GLIMPSE-1.1-Ref | Total | refining | coal to liquids | refining | KY coal to liquids | 0 | 0 | 0 | 0 | 0 | 0 | 0 | 0 | pct (EJ)
GLIMPSE1.1-Tax-100C-5pct-GLIMPSE-1.1-Ref | Total | refining | coal to liquids | refining | LA coal to liquids | 0 | 0 | 0 | 0 | 0 | 0 | 0 | 0 | pct (EJ)
GLIMPSE1.1-Tax-100C-5pct-GLIMPSE-1.1-Ref | Total | refining | coal to liquids | refining | MD coal to liquids | 0 | 0 | 0 | 0 | 0 | 0 | 0 | 0 | pct (EJ)
GLIMPSE1.1-Tax-100C-5pct-GLIMPSE-1.1-Ref | Total | refining | coal to liquids | refining | MO coal to liquids | 0 | 0 | 0 | 0 | 0 | 0 | 0 | 0 | pct (EJ)
GLIMPSE1.1-Tax-100C-5pct-GLIMPSE-1.1-Ref | Total | refining | coal to liquids | refining | MS coal to liquids | 0 | 0 | 0 | 0 | 0 | 0 | 0 | 0 | pct (EJ)
GLIMPSE1.1-Tax-100C-5pct-GLIMPSE-1.1-Ref | Total | refining | coal to liquids | refining | MT coal to liquids | 0 | 0 | 0 | 0 | 0 | 0 | 0 | 0 | pct (EJ)
GLIMPSE1.1-Tax-100C-5pct-GLIMPSE-1.1-Ref | Total | refining | coal to liquids | refining | ND coal to liquids | 0 | 0 | 0 | 0 | 0 | 0 | 0 | 0 | pct (EJ)
GLIMPSE1.1-Tax-100C-5pct-GLIMPSE-1.1-Ref | Total | refining | coal to liquids | refining | NM coal to liquids | 0 | 0 | 0 | 0 | 0 | 0 | 0 | 0 | pct (EJ)
GLIMPSE1.1-Tax-100C-5pct-GLIMPSE-1.1-Ref | Total | refining | coal to liquids | refining | OH coal to liquids | 0 | 0 | 0 | 0 | 0 | 0 | 0 | 0 | pct (EJ)
GLIMPSE1.1-Tax-100C-5pct-GLIMPSE-1.1-Ref | Total | refining | coal to liquids | refining | OK coal to liquids | 0 | 0 | 0 | 0 | 0 | 0 | 0 | 0 | pct (EJ)
GLIMPSE1.1-Tax-100C-5pct-GLIMPSE-1.1-Ref | Total | refining | coal to liquids | refining | PA coal to liquids | 0 | 0 | 0 | 0 | 0 | 0 | 0 | 0 | pct (EJ)
GLIMPSE1.1-Tax-100C-5pct-GLIMPSE-1.1-Ref | Total | refining | coal to liquids | refining | TN coal to liquids | 0 | 0 | 0 | 0 | 0 | 0 | 0 | 0 | pct (EJ)
GLIMPSE1.1-Tax-100C-5pct-GLIMPSE-1.1-Ref | Total | refining | coal to liquids | refining | TX coal to liquids | 0 | 0 | 0 | 0 | 0 | 0 | 0 | 0 | pct (EJ)
GLIMPSE1.1-Tax-100C-5pct-GLIMPSE-1.1-Ref | Total | refining | coal to liquids | refining | UT coal to liquids | 0 | 0 | 0 | 0 | 0 | 0 | 0 | 0 | pct (EJ)
GLIMPSE1.1-Tax-100C-5pct-GLIMPSE-1.1-Ref | Total | refining | coal to liquids | refining | VA coal to liquids | 0 | 0 | 0 | 0 | 0 | 0 | 0 | 0 | pct (EJ)
GLIMPSE1.1-Tax-100C-5pct-GLIMPSE-1.1-Ref | Total | refining | coal to liquids | refining | WV coal to liquids | 0 | 0 | 0 | 0 | 0 | 0 | 0 | 0 | pct (EJ)
GLIMPSE1.1-Tax-100C-5pct-GLIMPSE-1.1-Ref | Total | refining | coal to liquids | refining | WY coal to liquids | 0 | 0 | 0 | 0 | 0 | 0 | 0 | 0 | pct (EJ)
GLIMPSE1.1-Tax-100C-5pct-GLIMPSE-1.1-Ref | Total | regional biomass | regional biomass | regional biomass | regional biomass | 0 | 0 | 11.1 | 15.9 | 30.9 | 116 | 94.4 | 81.3 | pct (EJ)
GLIMPSE1.1-Tax-100C-5pct-GLIMPSE-1.1-Ref | Total | regional biomassOil | regional biomassOil | regional biomassOil | Soybean | 0 | 0 | -1.49 | -0.484 | 6.66 | 15.8 | 18.3 | 34 | pct (EJ)
GLIMPSE1.1-Tax-100C-5pct-GLIMPSE-1.1-Ref | Total | resid cooling | electricity | resid cooling | air conditioning hi-eff | 0 | 0 | 10.6 | 19.6 | 28.2 | 37.5 | 46.7 | 53.4 | pct (EJ)
GLIMPSE1.1-Tax-100C-5pct-GLIMPSE-1.1-Ref | Total | resid hot water | gas | resid hot water | gas water heater hi-eff | 0 | 0 | 5.58 | 11 | 19.3 | 24.3 | 28.5 | 32 | pct (EJ)
GLIMPSE1.1-Tax-100C-5pct-GLIMPSE-1.1-Ref | Total | resid hot water | electricity | resid hot water | electric heat pump water heater | 0 | 0 | 30.6 | 41.2 | 49 | 56.1 | 63.6 | 71.6 | pct (EJ)
GLIMPSE1.1-Tax-100C-5pct-GLIMPSE-1.1-Ref | Total | elect_td_bld | rooftop_pv | rooftop_pv,depth=1 | rooftop_pv | 0 | 0 | 69.6 | 57.6 | 72.5 | 112 | 146 | 154 | pct (EJ)
GLIMPSE1.1-Tax-100C-5pct-GLIMPSE-1.1-Ref | Total | elect_td_bld | rooftop_pv | rooftop_pv,depth=1 | rooftop_pv | 0 | 0 | 69.6 | 57.6 | 72.5 | 112 | 146 | 154 | pct (EJ_or_Share)
GLIMPSE1.1-Tax-100C-5pct-GLIMPSE-1.1-Ref | Total | total biomass | domestic biomass | total biomass | domestic biomass | 0 | 0 | 12.2 | 17.4 | 30.9 | 91.7 | 71.3 | 58.2 | pct (EJ)
GLIMPSE1.1-Tax-100C-5pct-GLIMPSE-1.1-Ref | Total | total biomass | imported biomass | total biomass | imported biomass | 0 | 0 | 21.3 | 25.2 | 41.3 | 136 | 97.4 | 77.2 | pct (EJ)
GLIMPSE1.1-Tax-100C-5pct-GLIMPSE-1.1-Ref | Total | traded biomass | USA traded biomass | traded biomass | USA traded biomass | 0 | 0 | -13.5 | -11.3 | -13 | -30.5 | -21.3 | -17.3 | pct (EJ)
GLIMPSE1.1-Tax-100C-5pct-GLIMPSE-1.1-Ref | Total | traded oil | USA traded oil | traded oil | USA traded oil | 0 | 0 | 7.06 | 7.45 | -4.42 | -3.36 | 8.27 | 36.6 | pct (EJ)
GLIMPSE1.1-Tax-100C-5pct-GLIMPSE-1.1-Ref | Total | trn_freight | Domestic Ship | trn_freight | Liquids | 0 | 0 | -12.9 | -15.8 | -18.6 | -21.8 | -35.8 | -46.2 | pct (million ton-km)
GLIMPSE1.1-Tax-100C-5pct-GLIMPSE-1.1-Ref | Total | trn_freight | Domestic Ship | trn_freight | Hybrid Liquids | 0 | 0 | -4.44 | -7.51 | -10.3 | -12.4 | -22.8 | -32.1 | pct (million ton-km)
GLIMPSE1.1-Tax-100C-5pct-GLIMPSE-1.1-Ref | Total | trn_freight | Domestic Ship | trn_freight | BEV | 0 | 0 | 4.52 | -0.905 | -2.58 | -5.72 | 29 | 55.1 | pct (million ton-km)
GLIMPSE1.1-Tax-100C-5pct-GLIMPSE-1.1-Ref | Total | trn_freight_road | Medium truck | trn_freight_road | NG | 0 | 0 | -9.5 | -14.1 | -20.4 | -27.4 | -32.4 | -38.4 | pct (million ton-km)
GLIMPSE1.1-Tax-100C-5pct-GLIMPSE-1.1-Ref | Total | trn_freight_road | Heavy truck | trn_freight_road | BEV | 0 | 0 | 0.351 | 4.39 | 4.23 | 2.42 | 19.5 | 36 | pct (million ton-km)
GLIMPSE1.1-Tax-100C-5pct-GLIMPSE-1.1-Ref | Total | trn_shipping_intl | International Ship | trn_shipping_intl | Liquids | 0 | 0 | -6.97 | -10.4 | -13.5 | -16 | -25.6 | -32.6 | pct (million ton-km)
GLIMPSE1.1-Tax-100C-5pct-GLIMPSE-1.1-Ref | Total | trn_shipping_intl | International Ship | trn_shipping_intl | FCEV | 0 | 0 | -5.27 | -9.3 | -11.8 | -12 | 20.3 | 49.1 | pct (million ton-km)
GLIMPSE1.1-Tax-100C-5pct-GLIMPSE-1.1-Ref | Total | trn_shipping_intl | International Ship | trn_shipping_intl | BEV | 0 | 0 | 9.86 | 5.21 | 4.76 | 3.75 | 42.2 | 76.1 | pct (million ton-km)
GLIMPSE1.1-Tax-100C-5pct-GLIMPSE-1.1-Ref | Total | UnmanagedLand | GrasslandFires_NelsonR | UnmanagedLand | GrasslandFires_NelsonR | 0 | 0 | -10.4 | -2.99 | 2.29 | 30.1 | -14.1 | -4.97 | pct (none)
GLIMPSE1.1-Tax-100C-5pct-GLIMPSE-1.1-Ref | Total | UnmanagedLand | GrasslandFires_ArkWhtRedR | UnmanagedLand | GrasslandFires_ArkWhtRedR | 0 | 0 | -5.64 | -2.38 | 2.35 | 34.5 | -13.9 | -7.02 | pct (none)
GLIMPSE1.1-Tax-100C-5pct-GLIMPSE-1.1-Ref | Total | UnmanagedLand | Deforest_NelsonR | UnmanagedLand | Deforest_NelsonR | 0 | 0 | -4.66 | -1.21 | 3.71 | 34.8 | -15.5 | -6.49 | pct (none)
GLIMPSE1.1-Tax-100C-5pct-GLIMPSE-1.1-Ref | Total | UnmanagedLand | ForestFire_NelsonR | UnmanagedLand | ForestFire_NelsonR | 0 | 0 | -4.66 | -1.21 | 3.71 | 34.8 | -15.5 | -6.49 | pct (none)
GLIMPSE1.1-Tax-100C-5pct-GLIMPSE-1.1-Ref | Total | UnmanagedLand | GrasslandFires_TexasCst | UnmanagedLand | GrasslandFires_TexasCst | 0 | 0 | -0.978 | -0.913 | 3.56 | 33.3 | -12.4 | -7.8 | pct (none)
GLIMPSE1.1-Tax-100C-5pct-GLIMPSE-1.1-Ref | Total | UnmanagedLand | GrasslandFires_RioGrande | UnmanagedLand | GrasslandFires_RioGrande | 0 | 0 | -0.382 | -0.197 | 3.54 | 35.5 | -11 | -5.07 | pct (none)
GLIMPSE1.1-Tax-100C-5pct-GLIMPSE-1.1-Ref | Total | UnmanagedLand | Deforest_MissouriR | UnmanagedLand | Deforest_MissouriR | 0 | 0 | -0.631 | -0.15 | 4.83 | 34.5 | -17.8 | -9.77 | pct (none)
GLIMPSE1.1-Tax-100C-5pct-GLIMPSE-1.1-Ref | Total | UnmanagedLand | ForestFire_MissouriR | UnmanagedLand | ForestFire_MissouriR | 0 | 0 | -0.631 | -0.15 | 4.83 | 34.5 | -17.8 | -9.77 | pct (none)
GLIMPSE1.1-Tax-100C-5pct-GLIMPSE-1.1-Ref | Total | UnmanagedLand | Deforest_ArkWhtRedR | UnmanagedLand | Deforest_ArkWhtRedR | 0 | 0 | 0.579 | -0.0368 | 4.23 | 38.2 | -14.6 | -7.33 | pct (none)
GLIMPSE1.1-Tax-100C-5pct-GLIMPSE-1.1-Ref | Total | UnmanagedLand | ForestFire_ArkWhtRedR | UnmanagedLand | ForestFire_ArkWhtRedR | 0 | 0 | 0.579 | -0.0368 | 4.23 | 38.2 | -14.6 | -7.33 | pct (none)
GLIMPSE1.1-Tax-100C-5pct-GLIMPSE-1.1-Ref | Total | UnmanagedLand | Deforest_California | UnmanagedLand | Deforest_California | 0 | 0 | -0.0987 | 0.033 | 3.37 | 31 | -13.9 | -8.13 | pct (none)
GLIMPSE1.1-Tax-100C-5pct-GLIMPSE-1.1-Ref | Total | UnmanagedLand | ForestFire_California | UnmanagedLand | ForestFire_California | 0 | 0 | -0.0987 | 0.033 | 3.37 | 31 | -13.9 | -8.13 | pct (none)
GLIMPSE1.1-Tax-100C-5pct-GLIMPSE-1.1-Ref | Total | UnmanagedLand | Deforest_GreatLakes | UnmanagedLand | Deforest_GreatLakes | 0 | 0 | -2.08 | 0.263 | 5.41 | 30.7 | -17.5 | -9.02 | pct (none)
GLIMPSE1.1-Tax-100C-5pct-GLIMPSE-1.1-Ref | Total | UnmanagedLand | ForestFire_GreatLakes | UnmanagedLand | ForestFire_GreatLakes | 0 | 0 | -2.08 | 0.263 | 5.41 | 30.7 | -17.5 | -9.02 | pct (none)
GLIMPSE1.1-Tax-100C-5pct-GLIMPSE-1.1-Ref | Total | UnmanagedLand | GrasslandFires_Caribbean | UnmanagedLand | GrasslandFires_Caribbean | 0 | 0 | 1.13 | 0.333 | 3.87 | 31.7 | -11.5 | -5.31 | pct (none)
GLIMPSE1.1-Tax-100C-5pct-GLIMPSE-1.1-Ref | Total | UnmanagedLand | Deforest_UsaColoRS | UnmanagedLand | Deforest_UsaColoRS | 0 | 0 | 1.46 | 0.467 | 4.27 | 36.6 | -13.8 | -6.79 | pct (none)
GLIMPSE1.1-Tax-100C-5pct-GLIMPSE-1.1-Ref | Total | UnmanagedLand | ForestFire_UsaColoRS | UnmanagedLand | ForestFire_UsaColoRS | 0 | 0 | 1.46 | 0.467 | 4.27 | 36.6 | -13.8 | -6.79 | pct (none)
GLIMPSE1.1-Tax-100C-5pct-GLIMPSE-1.1-Ref | Total | UnmanagedLand | Deforest_UsaCstNE | UnmanagedLand | Deforest_UsaCstNE | 0 | 0 | 2.64 | 0.809 | 4.68 | 37 | -14.9 | -7.56 | pct (none)
GLIMPSE1.1-Tax-100C-5pct-GLIMPSE-1.1-Ref | Total | UnmanagedLand | ForestFire_UsaCstNE | UnmanagedLand | ForestFire_UsaCstNE | 0 | 0 | 2.64 | 0.809 | 4.68 | 37 | -14.9 | -7.56 | pct (none)
GLIMPSE1.1-Tax-100C-5pct-GLIMPSE-1.1-Ref | Total | UnmanagedLand | Deforest_TexasCst | UnmanagedLand | Deforest_TexasCst | 0 | 0 | 3.28 | 0.811 | 5.54 | 44.5 | -16 | -8.18 | pct (none)
GLIMPSE1.1-Tax-100C-5pct-GLIMPSE-1.1-Ref | Total | UnmanagedLand | ForestFire_TexasCst | UnmanagedLand | ForestFire_TexasCst | 0 | 0 | 3.28 | 0.811 | 5.54 | 44.5 | -16 | -8.18 | pct (none)
GLIMPSE1.1-Tax-100C-5pct-GLIMPSE-1.1-Ref | Total | UnmanagedLand | GrasslandFires_UsaCstNE | UnmanagedLand | GrasslandFires_UsaCstNE | 0 | 0 | 2.5 | 0.841 | 4.75 | 37.5 | -14.1 | -6.92 | pct (none)
GLIMPSE1.1-Tax-100C-5pct-GLIMPSE-1.1-Ref | Total | UnmanagedLand | Deforest_MissppRN | UnmanagedLand | Deforest_MissppRN | 0 | 0 | -2.05 | 0.898 | 9.11 | 33.8 | -24.1 | -13.5 | pct (none)
GLIMPSE1.1-Tax-100C-5pct-GLIMPSE-1.1-Ref | Total | UnmanagedLand | ForestFire_MissppRN | UnmanagedLand | ForestFire_MissppRN | 0 | 0 | -2.05 | 0.898 | 9.11 | 33.8 | -24.1 | -13.5 | pct (none)
GLIMPSE1.1-Tax-100C-5pct-GLIMPSE-1.1-Ref | Total | UnmanagedLand | Deforest_RioGrande | UnmanagedLand | Deforest_RioGrande | 0 | 0 | 3.97 | 1.11 | 5.93 | 47.9 | -16.9 | -8.34 | pct (none)
GLIMPSE1.1-Tax-100C-5pct-GLIMPSE-1.1-Ref | Total | UnmanagedLand | ForestFire_RioGrande | UnmanagedLand | ForestFire_RioGrande | 0 | 0 | 3.97 | 1.11 | 5.93 | 47.9 | -16.9 | -8.34 | pct (none)
GLIMPSE1.1-Tax-100C-5pct-GLIMPSE-1.1-Ref | Total | UnmanagedLand | Deforest_MexCstNW | UnmanagedLand | Deforest_MexCstNW | 0 | 0 | 5.21 | 1.24 | 7.9 | 60.5 | -25.4 | -15.1 | pct (none)
GLIMPSE1.1-Tax-100C-5pct-GLIMPSE-1.1-Ref | Total | UnmanagedLand | ForestFire_MexCstNW | UnmanagedLand | ForestFire_MexCstNW | 0 | 0 | 5.21 | 1.24 | 7.9 | 60.5 | -25.4 | -15.1 | pct (none)
GLIMPSE1.1-Tax-100C-5pct-GLIMPSE-1.1-Ref | Total | water_td_elec_C | PacArctic | water_td_elec_C | PacArctic | 0 | 0 | -32.9 | -35 | -29.1 | -25 | -15.8 | 2.21 | pct (km^3)
GLIMPSE1.1-Tax-100C-5pct-GLIMPSE-1.1-Ref | Total | water_td_elec_C | UsaColoRN | water_td_elec_C | UsaColoRN | 0 | 0 | -0.457 | -3.8 | -11.3 | -24.8 | -34.2 | -30.1 | pct (km^3)
GLIMPSE1.1-Tax-100C-5pct-GLIMPSE-1.1-Ref | Total | water_td_elec_C | NelsonR | water_td_elec_C | NelsonR | 0 | 0 | -0.203 | 0.292 | 0.386 | -15.4 | -31.2 | -37.5 | pct (km^3)
GLIMPSE1.1-Tax-100C-5pct-GLIMPSE-1.1-Ref | Total | water_td_elec_C | UsaCstE | water_td_elec_C | UsaCstE | 0 | 0 | -0.443 | 0.947 | 3.95 | 7.09 | 16.3 | 32.4 | pct (km^3)
GLIMPSE1.1-Tax-100C-5pct-GLIMPSE-1.1-Ref | Total | water_td_elec_C | GreatLakes | water_td_elec_C | GreatLakes | 0 | 0 | -1.4 | 1.78 | 7.04 | 14.1 | 22.6 | 31.2 | pct (km^3)
GLIMPSE1.1-Tax-100C-5pct-GLIMPSE-1.1-Ref | Total | water_td_elec_W | PacArctic | water_td_elec_W | PacArctic | 0 | 0 | -56.1 | -63.5 | -66 | -69.8 | -74.7 | -77.2 | pct (km^3)
GLIMPSE1.1-Tax-100C-5pct-GLIMPSE-1.1-Ref | Total | water_td_elec_W | UsaColoRS | water_td_elec_W | UsaColoRS | 0 | 0 | -8.71 | -13.6 | -16.3 | -27.4 | -35.6 | -50.2 | pct (km^3)
GLIMPSE1.1-Tax-100C-5pct-GLIMPSE-1.1-Ref | Total | water_td_elec_W | Caribbean | water_td_elec_W | Caribbean | 0 | 0 | -13.5 | -12.3 | -20.9 | -30.7 | -38.6 | -46.2 | pct (km^3)
GLIMPSE1.1-Tax-100C-5pct-GLIMPSE-1.1-Ref | Total | water_td_elec_W | MexCstNW | water_td_elec_W | MexCstNW | 0 | 0 | -6.44 | -12 | -19.8 | -34.3 | -43.4 | -54.8 | pct (km^3)
GLIMPSE1.1-Tax-100C-5pct-GLIMPSE-1.1-Ref | Total | water_td_elec_W | UsaColoRN | water_td_elec_W | UsaColoRN | 0 | 0 | -2.47 | -9.34 | -22.2 | -43.1 | -60.1 | -67.1 | pct (km^3)
GLIMPSE1.1-Tax-100C-5pct-GLIMPSE-1.1-Ref | Total | water_td_elec_W | UsaPacNW | water_td_elec_W | UsaPacNW | 0 | 0 | -7.48 | -7.11 | -12.3 | -19.5 | -28.8 | -32.2 | pct (km^3)
GLIMPSE1.1-Tax-100C-5pct-GLIMPSE-1.1-Ref | Total | water_td_elec_W | TennR | water_td_elec_W | TennR | 0 | 0 | -0.27 | -5.34 | -19.8 | -29.2 | -52.3 | -69.3 | pct (km^3)
GLIMPSE1.1-Tax-100C-5pct-GLIMPSE-1.1-Ref | Total | water_td_elec_W | MissppRS | water_td_elec_W | MissppRS | 0 | 0 | -1.66 | -5.08 | -11.6 | -14.3 | -30.4 | -60.4 | pct (km^3)
GLIMPSE1.1-Tax-100C-5pct-GLIMPSE-1.1-Ref | Total | water_td_elec_W | GreatLakes | water_td_elec_W | GreatLakes | 0 | 0 | -2.57 | -3.94 | -8.83 | -15.8 | -25.8 | -40.1 | pct (km^3)
GLIMPSE1.1-Tax-100C-5pct-GLIMPSE-1.1-Ref | Total | water_td_elec_W | ArkWhtRedR | water_td_elec_W | ArkWhtRedR | 0 | 0 | -1.17 | -2.66 | -12.9 | -28.2 | -47.1 | -59.3 | pct (km^3)
GLIMPSE1.1-Tax-100C-5pct-GLIMPSE-1.1-Ref | Total | water_td_elec_W | RioGrande | water_td_elec_W | RioGrande | 0 | 0 | -0.787 | -2.53 | -17.9 | -37.9 | -51.8 | -54.1 | pct (km^3)
GLIMPSE1.1-Tax-100C-5pct-GLIMPSE-1.1-Ref | Total | water_td_elec_W | OhioR | water_td_elec_W | OhioR | 0 | 0 | -0.479 | -2.42 | -14.9 | -28.2 | -44.2 | -57.1 | pct (km^3)
GLIMPSE1.1-Tax-100C-5pct-GLIMPSE-1.1-Ref | Total | water_td_elec_W | UsaCstSE | water_td_elec_W | UsaCstSE | 0 | 0 | -1.73 | -2.02 | -8.07 | -13 | -29.1 | -52.9 | pct (km^3)
GLIMPSE1.1-Tax-100C-5pct-GLIMPSE-1.1-Ref | Total | water_td_elec_W | MissouriR | water_td_elec_W | MissouriR | 0 | 0 | -0.229 | -0.927 | -8.37 | -29.4 | -51.1 | -66.9 | pct (km^3)
GLIMPSE1.1-Tax-100C-5pct-GLIMPSE-1.1-Ref | Total | water_td_elec_W | NelsonR | water_td_elec_W | NelsonR | 0 | 0 | -0.0977 | -0.683 | -1.03 | -23.9 | -51 | -69.9 | pct (km^3)
GLIMPSE1.1-Tax-100C-5pct-GLIMPSE-1.1-Ref | Total | water_td_elec_W | MissppRN | water_td_elec_W | MissppRN | 0 | 0 | -0.138 | -0.271 | -3.88 | -14.7 | -26.3 | -37.6 | pct (km^3)
GLIMPSE1.1-Tax-100C-5pct-GLIMPSE-1.1-Ref | Total | water_td_elec_W | TexasCst | water_td_elec_W | TexasCst | 0 | 0 | -0.563 | -0.238 | -13.1 | -31.3 | -45.4 | -47.6 | pct (km^3)
GLIMPSE1.1-Tax-100C-5pct-GLIMPSE-1.1-Ref | Total | water_td_ind_C | Hawaii | water_td_ind_C | Hawaii | 0 | 0 | -1.63 | -24.9 | -32.9 | -36.7 | -36.2 | -32.5 | pct (km^3)
GLIMPSE1.1-Tax-100C-5pct-GLIMPSE-1.1-Ref | Total | water_td_ind_W | Hawaii | water_td_ind_W | Hawaii | 0 | 0 | -2.45 | -56.4 | -62 | -63.3 | -59.7 | -52.2 | pct (km^3)
GLIMPSE1.1-Tax-100C-5pct-GLIMPSE-1.1-Ref | Total | base load generation | wind | wind_base_offshore,depth=1 | wind_base_offshore | 0 | 0 | 1.93 | 6.43 | 9.39 | 18.4 | 23.8 | 30.9 | pct (EJ_or_Share)
GLIMPSE1.1-Tax-100C-5pct-GLIMPSE-1.1-Ref | Total | base load generation | wind | wind_base_offshore,depth=1 | wind_base_offshore | 0 | 0 | 1.93 | 6.45 | 9.41 | 18.4 | 23.8 | 30.9 | pct (EJ)
GLIMPSE1.1-Tax-100C-5pct-GLIMPSE-1.1-Ref | Total | base load generation | wind | wind_base_storage,depth=1 | wind_base_storage | 0 | 0 | 7.83 | 15.9 | 28.8 | 39.5 | 53.2 | 74 | pct (EJ_or_Share)
GLIMPSE1.1-Tax-100C-5pct-GLIMPSE-1.1-Ref | Total | base load generation | wind | wind_base_storage,depth=1 | wind_base_storage | 0 | 0 | 7.83 | 16 | 28.9 | 39.5 | 53.2 | 74 | pct (EJ)
GLIMPSE1.1-Tax-100C-5pct-GLIMPSE-1.1-Ref | Total | base load generation | wind | wind_base,depth=1 | wind_base | 0 | 0 | 4.23 | 7.46 | 15.7 | 20.7 | 27.9 | 31.3 | pct (EJ_or_Share)
GLIMPSE1.1-Tax-100C-5pct-GLIMPSE-1.1-Ref | Total | base load generation | wind | wind_base,depth=1 | wind_base | 0 | 0 | 4.23 | 7.52 | 15.7 | 20.7 | 27.9 | 31.2 | pct (EJ)

## B-4.4
scenario | region | sector | 2015 | 2020 | 2025 | 2030 | 2035 | 2040 | 2045 | 2050 | Units
GLIMPSE1.1-Tax-100C-5pct-GLIMPSE-1.1-Ref | Total | comm cooking | 0 | 0 | 12.3 | 15.5 | 19.5 | 24.7 | 28.8 | 33.5 | pct (1975$/GJ)
GLIMPSE1.1-Tax-100C-5pct-GLIMPSE-1.1-Ref | Total | comm heating | 0 | 0 | 12 | 13.4 | 15.6 | 19.7 | 24.1 | 26.8 | pct (1975$/GJ)
GLIMPSE1.1-Tax-100C-5pct-GLIMPSE-1.1-Ref | Total | comm hot water | 0 | 0 | 13.7 | 17.1 | 21.4 | 27.5 | 32.4 | 38.5 | pct (1975$/GJ)
GLIMPSE1.1-Tax-100C-5pct-GLIMPSE-1.1-Ref | Total | comm non-building | 0 | 0 | 14.3 | 16.5 | 20.5 | 24.9 | 27.7 | 29.2 | pct (1975$/GJ)
GLIMPSE1.1-Tax-100C-5pct-GLIMPSE-1.1-Ref | Total | resid cooking | 0 | 0 | 7.86 | 9.2 | 11.3 | 14.1 | 16.2 | 17.8 | pct (1975$/GJ)
GLIMPSE1.1-Tax-100C-5pct-GLIMPSE-1.1-Ref | Total | resid heating | 0 | 0 | 9.28 | 10.3 | 12.5 | 15.4 | 17.4 | 18.4 | pct (1975$/GJ)
GLIMPSE1.1-Tax-100C-5pct-GLIMPSE-1.1-Ref | Total | resid hot water | 0 | 0 | 8.69 | 10.3 | 12.7 | 15.3 | 17.1 | 18.4 | pct (1975$/GJ)
GLIMPSE1.1-Tax-100C-5pct-GLIMPSE-1.1-Ref | Total | resid lighting | 0 | 0 | 7.86 | 9.05 | 11.1 | 13.8 | 15.4 | 16.3 | pct (1975$/megalumen-hours)

## B-5.2
Year | Value
2025 | 0.15
2030 | 0.32
2035 | 0.49
2040 | 0.66
2045 | 0.83
2050 | 1

## B-5.4
scenario | region | subsector | technology | 2015 | 2020 | 2025 | 2030 | 2035 | 2040 | 2045 | 2050 | Units
GLIMPSE1.1-PassEV100x50,date=2023-17-11T15:11:00-05:00 | Total | Car | BEV | 0 | 21800 | 319000 | 634000 | 998000 | 1490000 | 1930000 | 2420000 | million pass-km
GLIMPSE1.1-PassEV100x50,date=2023-17-11T15:11:00-05:00 | Total | Car | FCEV | 0 | 8420 | 29300 | 105000 | 74800 | 58800 | 29500 | 0 | million pass-km
GLIMPSE1.1-PassEV100x50,date=2023-17-11T15:11:00-05:00 | Total | Car | Hybrid Liquids | 7030 | 751000 | 727000 | 577000 | 400000 | 260000 | 108000 | 0 | million pass-km
GLIMPSE1.1-PassEV100x50,date=2023-17-11T15:11:00-05:00 | Total | Car | Liquids | 4170000 | 1040000 | 920000 | 670000 | 457000 | 287000 | 115000 | 0 | million pass-km
GLIMPSE1.1-PassEV100x50,date=2023-17-11T15:11:00-05:00 | Total | Large Car and Truck | BEV | 0 | 17500 | 220000 | 517000 | 694000 | 892000 | 1070000 | 2060000 | million pass-km
GLIMPSE1.1-PassEV100x50,date=2023-17-11T15:11:00-05:00 | Total | Large Car and Truck | FCEV | 0 | 7550 | 28500 | 101000 | 78700 | 71800 | 49800 | 0 | million pass-km
GLIMPSE1.1-PassEV100x50,date=2023-17-11T15:11:00-05:00 | Total | Large Car and Truck | Hybrid Liquids | 0 | 583000 | 576000 | 438000 | 334000 | 251000 | 144000 | 0 | million pass-km
GLIMPSE1.1-PassEV100x50,date=2023-17-11T15:11:00-05:00 | Total | Large Car and Truck | Liquids | 3470000 | 833000 | 781000 | 556000 | 421000 | 310000 | 174000 | 0 | million pass-km
Overall EV sales
|  |  |  | 2015 | 2020 | 2025 | 2030 | 2035 | 2040 | 2045 | 2050
|  |  | Car | 0% | 1.197% | 15.99% | 31.92% | 51.72% | 71.09% | 88.43% | 100%
|  |  | Large Car and Truck | 0% | 1.214% | 13.7% | 32.07% | 45.43% | 58.5% | 74.42% | 100%
|  |  | Total | 0% | 1.205% | 14.97% | 31.99% | 48.94% | 65.79% | 82.87% | 100%