## Commodities
Commodities |  | _GLOBAL,R1,R2,R3,R4,R5,R6
~FI_Comm
Region | Csets | CommName | CommDesc | Unit | LimType | CTSLvl | PeakTS | Ctype
*Demands
R2,R3,R4,R5,R6 | DEM | CSH | Commercial Heating | PJ
R2,R3,R4,R5,R6 | DEM | CSC | Commercial Cooling | PJ
R2,R3,R4,R5,R6 | DEM | CWH | Commercial Water Heating | PJ
R2,R3,R4,R5,R6 | DEM | CVT | Commercial Ventilation | tcfm-hr
R2,R3,R4,R5,R6 | DEM | CCK | Commercial Cooking | PJ
R2,R3,R4,R5,R6 | DEM | CLT | Commercial Lighting | bn-lum-yr
R2,R3,R4,R5,R6 | DEM | CRF | Commercial Refrigeration | PJ
R2,R3,R4,R5,R6 | DEM | COF | Commercial Office Equipment | PJ
R2,R3,R4,R5,R6 | DEM | CMD | Commercial Misc - DSL | PJ
R2,R3,R4,R5,R6 | DEM | CME | Commercial Misc - ELC | PJ
R2,R3,R4,R5,R6 | DEM | CMN | Commercial Misc - NG | PJ
R2,R3,R4,R5,R6 | DEM | CML | Commercial Misc - LPG | PJ
R2,R3,R4,R5,R6 | DEM | CMR | Commercial Misc - RFL | PJ
*Energy Carriers
R1,R2,R3,R4,R5,R6 | NRG | COMELC | Electricity to Commercial Sector | PJ |  | DAYNITE | ANNUAL | ELC
R1,R2,R3,R4,R5,R6 | NRG | COMDSLEA | Diesel to Commercial Sector | PJ
R1,R2,R3,R4,R5,R6 | NRG | COMLPGEA | LPG to Commercial Sector | PJ
R1,R2,R3,R4,R5,R6 | NRG | COMNGAEA | Natural Gas to Commercial Sector | PJ
R1,R2,R3,R4,R5,R6 | NRG | COMRFLEA | Residual Fuel Oil to Commercial Sector | PJ
R1,R2,R3,R4,R5,R6 | NRG | COMSOL | Solar to the Commercial Sector | PJ
*CHP Energy Carriers
R1,R2,R3,R4,R5,R6 | NRG | COMSTNUC | STM from Commercial NGA Utility-scale CHP | PJ
R1,R2,R3,R4,R5,R6 | NRG | COMSTBUC | STM from Commercial DST Utility-scale CHP | PJ
R2,R3,R4,R5,R6 | NRG | COMSTNB | STM from Commercial NGA Boilers | PJ
R2,R3,R4,R5,R6 | NRG | COMSTDB | STM from Commercial DST Boilers | PJ
R2,R3,R4,R5,R6 | NRG | COMSTNSC | STM from Commercial NGA STM CHP | PJ
R2,R3,R4,R5,R6 | NRG | COMSTNOC | STM from Commercial NGA other CHP | PJ
R2,R3,R4,R5,R6 | NRG | COMSTDSC | STM from Commercial DSL STM CHP | PJ
R2,R3,R4,R5,R6 | NRG | COMSTDOC | STM from Commercial DSL other CHP | PJ
R1,R2,R3,R4,R5,R6 | NRG | COMELCC | Electricity to Commercial Sector | PJ |  | DAYNITE | ANNUAL | ELC
*Emissions
R1,R2,R3,R4,R5,R6 | ENV | CO2 | Carbon dioxide | Mt
R1,R2,R3,R4,R5,R6 | ENV | NOX | Nitrogen oxide | kt
R1,R2,R3,R4,R5,R6 | ENV | PM10 | Particulate matter | kt
R1,R2,R3,R4,R5,R6 | ENV | PM25 | Fine particulate matter | kt
R1,R2,R3,R4,R5,R6 | ENV | VOC | Volatile organic compounds | kt
R1,R2,R3,R4,R5,R6 | ENV | CO | Carbon monoxide | kt
R1,R2,R3,R4,R5,R6 | ENV | CH4 | Methane | kt
R1,R2,R3,R4,R5,R6 | ENV | N2O | N2O | kt
R1,R2,R3,R4,R5,R6 | ENV | BC | Black carbon | kt
R1,R2,R3,R4,R5,R6 | ENV | OC | Organic carbon | kt
R1,R2,R3,R4,R5,R6 | ENV | SO2 | Sulfur dioxide | kt
R1,R2,R3,R4,R5,R6 | ENV | CO2C | CO2 from the commercial sector | kt
R1,R2,R3,R4,R5,R6 | ENV | NOXC | NOx from the commercial sector | kt
R1,R2,R3,R4,R5,R6 | ENV | PM10C | PM10 from the commercial sector | kt
R1,R2,R3,R4,R5,R6 | ENV | SO2C | SO2 from the commercial sector | kt
R1,R2,R3,R4,R5,R6 | ENV | NOX2CC | NOX for commercial sector emission tracking | kt
*INFES Backstop
R2,R3,R4,R5,R6 | NRG | ZZDMY | Dummy commodity for the ZZ-backstop no-INFES processes | PJ
*Energy Carriers
R1,R2,R3,R4,R5,R6 | NRG | COMKEREA | Kerosene to Commercial Sector | PJ
*Materials/Permits
*INFES Backstop
R2,R3,R4,R5,R6 | NRG | ZZDMY | Dummy commodity for the ZZ-backstop no-INFES processes | PJ
R2,R3,R4,R5,R6 | NRG | COMRFHEA | FRH to COM after Emissions Accounting | PJ
*CHP Energy Carriers
*INFES Backstop
R2,R3,R4,R5,R6 | NRG | COMDSL | Distillate-Heating Oil No. 2 to the Commercial Sector | PJ
R2,R3,R4,R5,R6 | NRG | COMNGA | Natural gas to the Commercial sector | PJ
R2,R3,R4,R5,R6 | NRG | COMKER | Kerosene and Other Refined Products to the Commercial Sector | PJ
R2,R3,R4,R5,R6 | NRG | COMLPG | LPG to the Commercial Sector | PJ
R2,R3,R4,R5,R6 | NRG | COMRFL | Low Sulfur Residual Fuel Oil to Commercial Sector | PJ
R2,R3,R4,R5,R6 | NRG | COMRFH | High Sulfur Residual Fuel Oil to Commercial Sector | PJ
R1,R2,R3,R4,R5,R6 | NRG | ELC | Electricity | PJ
R1,R2,R3,R4,R5,R6 | NRG | SOL | Solar Energy | PJ

## Technologies
Technologies |  | R2,R3,R4,R5,R6
~FI_Process
Region | Sets | TechName | TechDesc | Tact | Tcap | Tslvl | PrimaryCG | Vintage
* Space Heating | DMD |  |  |  |  | TimeSlice level of Process Activity
*Commercial Rooftop Air-source Heat Pumps
R2,R3,R4,R5,R6 | DMD | CSHAHPST10 | CSH.ELC.AHP.Ver1.10 | PJ | PJa
*Commercial Ground Source Heat Pumps
*R2,R3,R4,R5,R6 | DMD | CSHGHPST10 | CSH.ELC.GHP.Ver1.10 | PJ | PJa
* Natural Gas Heat Pump
*R2,R3,R4,R5,R6 | DMD | CSHNHPST10 | CSH.NG.HEATPUMP.ST.10 | PJ | PJa
* Space Heating Commercial Electric Resistance Unit Heaters | DMD
R2,R3,R4,R5,R6 | DMD | CSHERUST10 | CSH.ELC.RSU.STANDARD.SMALL.12 | PJ | PJa
R2,R3,R4,R5,R6 | DMD | CSHERUSTL10 | CSH.ELC.RSU.STANDARD.LARGE.12 | PJ | PJa
*Commercial Gas-Fired Furnaces
R2,R3,R4,R5,R6 | DMD | CSHNGFST10 | CSH.NG.FURNACE.Ver1.10 | PJ | PJa
*Commercial Gas-fired Boilers
R2,R3,R4,R5,R6 | DMD | CSHNGBST10 | CSH.NG.BOILER | PJ | PJa
*Commercial Oil-fired Furnaces
R2,R3,R4,R5,R6 | DMD | CSHDSFST10 | CSH.DSL.FURNACE.ST.10 | PJ | PJa
R2,R3,R4,R5,R6 | DMD | CSHDSBST10 | CSH.DSL.BOILER.BS.10 | PJ | PJa
*UTILITY SCALE CHP - SH
R4 | DMD | CSHNUTIBOI | CSH.NG.UTILITY.BOILER | PJ | PJa
R4 | DMD | CSHNUTICHP | CSH.NG.UTILITY.CHP | PJ | PJa
R4 | DMD | CSHBUTICHP | CSH.DSL.UTILITY.CHP | PJ | PJa
* Space Cooling
R2,R3,R4,R5,R6 | DMD | CSCAHPST10 | CSC.ELC.AHP.ST.10 | PJ | PJa
*R2,R3,R4,R5,R6 | DMD | CSCGHPST10 | CSC.ELC.GHP.ST.10 | PJ | PJa
R2,R3,R4,R5,R6 | DMD | CSCCRCST10 | CSC.ELC.CRC.ST.10 | PJ | PJa
R2,R3,R4,R5,R6 | DMD | CSCCCCST10 | CSC.ELC.CCC.ST.10 | PJ | PJa
R2,R3,R4,R5,R6 | DMD | CSCRACST10 | CSC.ELC.RAC.ST.10 | PJ | PJa
R2,R3,R4,R5,R6 | DMD | CSCWACST10 | CSC.ELC.WAC.ST.10 | PJ | PJa
R2,R3,R4,R5,R6 | DMD | CSCCACST10 | CSC.ELC.CAC.ST.10 | PJ | PJa
*R2,R3,R4,R5,R6 | DMD | CSCNHPST10 | CSC.NG.HEATPUMP.ST.10 | PJ | PJa
R2,R3,R4,R5,R6 | DMD | CSCCHAST10 | CSC.NG.CHA.ST.10 | PJ | PJa
* Water Heating
*heatpump
R2,R3,R4,R5,R6 | DMD | CWHEHPST10 | CWH.ELC.HEATPUMP.ST.10 | PJ | PJa
*ewh
R2,R3,R4,R5,R6 | DMD | CWHEWHBS10 | CWH.ELC.EWH.BS.10 | PJ | PJa
*nwh
R2,R3,R4,R5,R6 | DMD | CWHNGIBS10 | CWH.NG.INSTANT.BS.10 | PJ | PJa
*dwh
R2,R3,R4,R5,R6 | DMD | CWHDWHBS10 | CWH.DSL.DWH.BS.10 | PJ | PJa
*chp
R2,R3,R4,R5,R6 | DMD | CWHNOTRCHP | CWH.NG.OTHERCHP | PJ | PJa
*chp-wh
R4 | DMD | CWHNUTIBOI | CWH.NG.UTILITY.BOILER | PJ | PJa
R4 | DMD | CWHNUTICHP | CWH.NG.UTILITY.CHP | PJ | PJa
R4 | DMD | CWHBUTICHP | CWH.DSL.UTILITY.CHP | PJ | PJa
* Ventillation
* Cooking
* Refrigeration
* Lighting
R2,R3,R4,R5,R6 | DMD | CLTINCBS | CLT_INC_100W_BS | bn-lum-yr | bn-lum
R2,R3,R4,R5,R6 | DMD | CLTCFLBS | CLT_CFL_26W_BS | bn-lum-yr | bn-lum
R2,R3,R4,R5,R6 | DMD | CLTHAL9010 | CLT_HAL_90W_10 | bn-lum-yr | bn-lum
R2,R3,R4,R5,R6 | DMD | CLTT8MAGBS | CLT_LFL_T8_F32_MAG_BS | bn-lum-yr | bn-lum
R2,R3,R4,R5,R6 | DMD | CLTT810 | CLT_LFL_T8_F32_10 | bn-lum-yr | bn-lum
R2,R3,R4,R5,R6 | DMD | CLTT8HE10 | CLT_LFL_T8_F32_HE_10 | bn-lum-yr | bn-lum
R2,R3,R4,R5,R6 | DMD | CLTT8LBS | CLT_LFL_T8_F96_BS | bn-lum-yr | bn-lum
R2,R3,R4,R5,R6 | DMD | CLTT8LHEBS | CLT_LFL_T8_F96_HE_BS | bn-lum-yr | bn-lum
R2,R3,R4,R5,R6 | DMD | CLTT5BS | CLT_LFL_T5_BS | bn-lum-yr | bn-lum
R2,R3,R4,R5,R6 | DMD | CLTHIDLBBS | CLT_HID_LB_BS | bn-lum-yr | bn-lum
R2,R3,R4,R5,R6 | DMD | CLTHIDHBBS | CLT_HID_HB_BS | bn-lum-yr | bn-lum
* Other & Misc
R2,R3,R4,R5,R6 | DMD | CMELCBS01 | Miscellaneous.ELC.BS.00 | PJ | PJa
R2,R3,R4,R5,R6 | DMD | CMNGABS02 | Miscellaneous.NG.BS.00 | PJ | PJa
* Collectors
R2,R3,R4,R5,R6 | ELE | SCCOMELC | Collector: ELC to COM | PJ | PJa | DAYNITE
R2,R3,R4,R5,R6 | ELE | SCCOMCHPEL | Collector: CHP ELC to COM | PJ | PJa | DAYNITE
R2,R3,R4,R5,R6 | PRE | SCCOMSOL | Collector: SOL to COM | PJ | PJa
* Solar PV
R2,R3,R4,R5,R6 | ELE | ESOLPVCOM | Solar PV Distributed Commercial Generation | PJ | GW | DAYNITE
* Boiler and CHP
R4 | PRE | COMBLDBS05 | CSH.DSL.BOILER.DISTRICTHEAT.BS | PJ | PJa
R4 | PRE | COMBLNG10 | CSH.NG.BOILER.DISTRICTHEAT.10 | PJ | PJa
R2,R3,R4,R5,R6 | ELE | COMEREGDST | Commercial existing DST RICE CHP | PJ | GW | DAYNITE
R2,R3,R4,R5,R6 | ELE | COMEREGNGA | Commercial existing NGA RICE CHP | PJ | GW | DAYNITE
R2,R3,R4,R5,R6 | ELE | COMECCTDST | Commercial existing DST Combustion Turbine CHP | PJ | GW | DAYNITE
R2,R3,R4,R5,R6 | ELE | COMECCTNGA | Commercial existing NGA Combustion Turbine CHP | PJ | GW | DAYNITE
R2,R3,R4,R5,R6 | ELE | COMESTDST | Commercial existing DST STM turbine CHP | PJ | GW | DAYNITE
R2,R3,R4,R5,R6 | ELE | COMESTNGA | Commercial existing NGA STM turbine CHP | PJ | GW | DAYNITE
R2,R3,R4,R5,R6 | ELE | COMEMTTNGA | Commercial existing NGA microturbine CHP | PJ | GW | DAYNITE
R2,R3,R4,R5,R6 | ELE | COMEFCLNGA | Commercial existing NGA fuel cell CHP | PJ | GW | DAYNITE
* Emissions Accounting
* | PRE | SECOMCOA | Emissions: COA to COM | PJ | PJa
R2,R3,R4,R5,R6 | PRE | SECOMNGA | Emissions: NGA to COM | PJ | PJa
R2,R3,R4,R5,R6 | PRE | SECOMRFH | Emissions: RFH to COM | PJ | PJa
R2,R3,R4,R5,R6 | PRE | SECOMRFL | Emissions: RFL to COM | PJ | PJa
R2,R3,R4,R5,R6 | PRE | SECOMDSL | Emissions: DSL to COM | PJ | PJa
R2,R3,R4,R5,R6 | PRE | SECOMKER | Emissions: KER to COM | PJ | PJa
* DUMMY
R2,R3,R4,R5,R6 | DMD | ZZDMYCSH | Commercial Heating - ZZINFES backstop | PJ | PJa
R2,R3,R4,R5,R6 | DMD | ZZDMYCSC | Commercial Cooling - ZZINFES backstop | PJ | PJa
R2,R3,R4,R5,R6 | DMD | ZZDMYCWH | Commercial Water Heating - ZZINFES backstop | PJ | PJa
R2,R3,R4,R5,R6 | DMD | ZZDMYCVT | Commercial Ventilation - ZZINFES backstop | PJ | PJa
R2,R3,R4,R5,R6 | DMD | ZZDMYCCK | Commercial Cooking - ZZINFES backstop | PJ | PJa
R2,R3,R4,R5,R6 | DMD | ZZDMYCLT | Commercial Lighting - ZZINFES backstop | PJ | PJa
R2,R3,R4,R5,R6 | DMD | ZZDMYCRF | Commercial Refrigeration - ZZINFES backstop | PJ | PJa
R2,R3,R4,R5,R6 | DMD | ZZDMYCOF | Commercial Office Equipment - ZZINFES backstop | PJ | PJa
* Other technologies
R2,R3,R4,R5,R6 | PRE | COMBLNBS10 | CSH.NG.BOILER.BS.10 | PJ | PJa
R2,R3,R4,R5,R6 | PRE | COMBLNST10 | CSH.NG.BOILER.ST.10 | PJ | PJa
R2,R3,R4,R5,R6 | PRE | COMBLNHE10 | CSH.NG.BOILER.HE.10 | PJ | PJa
R2,R3,R4,R5,R6 | PRE | COMBLNST20 | CSH.NG.BOILER.ST.20 | PJ | PJa
R2,R3,R4,R5,R6 | PRE | COMBLNHE20 | CSH.NG.BOILER.HE.20 | PJ | PJa
R2,R3,R4,R5,R6 | PRE | COMBLNST30 | CSH.NG.BOILER.ST.30 | PJ | PJa
R2,R3,R4,R5,R6 | PRE | COMBLDBS05 | CSH.DSL.BOILER.BS | PJ | PJa
R2,R3,R4,R5,R6 | PRE | COMBLDST10 | CSH.DSL.BOILER.ST.10 | PJ | PJa
R2,R3,R4,R5,R6 | PRE | COMBLDHE10 | CSH.DSL.BOILER.HE.10 | PJ | PJa
R2,R3,R4,R5,R6 | PRE | COMBLDST20 | CSH.DSL.BOILER.ST.20 | PJ | PJa
R2,R3,R4,R5,R6 | PRE | COMBLDHE20 | CSH.DSL.BOILER.HE.20 | PJ | PJa
* Combined Heat and Power (CHP)
R2,R3,R4,R5,R6 | PRE | COMEREGDST | Commercial existing DST RICE CHP | PJ | GW
R2,R3,R4,R5,R6 | PRE | COMEREGNGA | Commercial existing NGA RICE CHP | PJ | GW
R2,R3,R4,R5,R6 | PRE | COMECCTDST | Commercial existing DST turbine CHP | PJ | GW
R2,R3,R4,R5,R6 | PRE | COMECCTNGA | Commercial existing NGA turbine CHP | PJ | GW
R2,R3,R4,R5,R6 | PRE | COMESTDST | Commercial existing DST STM turbine CHP | PJ | GW
R2,R3,R4,R5,R6 | PRE | COMESTNGA | Commercial existing NGA STM turbine CHP | PJ | GW
R2,R3,R4,R5,R6 | PRE | COMEMTTNGA | Commercial existing NGA microturbine CHP | PJ | GW
R2,R3,R4,R5,R6 | PRE | COMEFCLNGA | Commercial existing NGA fuel cell CHP | PJ | GW
R2,R3,R4,R5,R6 | PRE | COMNREGDST | Commercial new DST RICE CHP | PJ | GW
R2,R3,R4,R5,R6 | PRE | COMNREGNGA | Commercial new NGA RICE CHP | PJ | GW
R2,R3,R4,R5,R6 | PRE | COMNCCTDST | Commercial new DST turbine CHP | PJ | GW
R2,R3,R4,R5,R6 | PRE | COMNCCTNGA | Commercial new NGA turbine CHP | PJ | GW
R2,R3,R4,R5,R6 | PRE | COMNMTTNGA | Commercial new NGA microturbine CHP | PJ | GW
R2,R3,R4,R5,R6 | PRE | COMNFCLNGA | Commercial new NGA fuel cell CHP | PJ | GW
R2,R3,R4,R5,R6 | PRE | COMAREGNGA | Commercial advanced NGA RICE CHP | PJ | GW
R2,R3,R4,R5,R6 | PRE | COMACCTNGA | Commercial advanced NGA turbine CHP | PJ | GW
R2,R3,R4,R5,R6 | PRE | COMAMTTNGA | Commercial advanced NGA microturbine CHP | PJ | GW
R2,R3,R4,R5,R6 | PRE | COMAFCLNGA | Commercial advanced NGA fuel cell CHP | PJ | GW

## CommData_Demand
CommData | R2,R3,R4,R5,R6 | [24 empty] | *
~FI_T
Region | CommName | *CommDesc | *Units | COM_PROJ~2010 | COM_PROJ~2015 | COM_PROJ~2020 | COM_PROJ~2025 | COM_PROJ~2030 | COM_PROJ~2035 | COM_PROJ~2040 | COM_PROJ~2045 | COM_PROJ~2050 | COM_PROJ~2055 | COM_FR~IDAM | COM_FR~IDPM | COM_FR~IN | COM_FR~IP | COM_FR~SDAM | COM_FR~SDPM | COM_FR~SN | COM_FR~SP | COM_FR~WDAM | COM_FR~WDPM | COM_FR~WN | COM_FR~WP |  | ELF
*Energy Demands by End Use
* Brooklyn
R2 | CSC | Commercial Cooling | PJ | 20.1 | 26.29 | 26.88 | 28.45 | 29.05 | 29.05 | 29.1 | 31.35 | 31.21 | 32.86 | 0.02 | 0.04 | 0.02 | 0 | 0.26 | 0.44 | 0.19 | 0.02 | 0 | 0.01 | 0 | 0 | 1 | 0.68
R2 | COF | Commercial Office Equipment | PJ | - | - | - | - | - | - | - | - | - | - | 0.13 | 0.18 | 0.03 | 0.01 | 0.13 | 0.18 | 0.02 | 0.01 | 0.12 | 0.18 | 0.02 | 0 | 1 | 0.84
R2 | CSH | Commercial Heating | PJ | 24.97 | 24.7 | 22.17 | 22.64 | 22.78 | 22.47 | 21.21 | 20.86 | 19.65 | 19.23 | 0.11 | 0.02 | 0.16 | 0 | - | - | - | - | 0.25 | 0.1 | 0.35 | 0.01 | 1 | 0.62
R2 | CCK | Commercial Cooking | PJ | - | - | - | - | - | - | - | - | - | - | 0.1 | 0.17 | 0.07 | 0 | 0.09 | 0.19 | 0.04 | 0.01 | 0.09 | 0.19 | 0.04 | 0 | 1 | 0.65
R2 | CLT | Commercial Lighting | bn-lum-yr | 11.26 | 14.71 | 15.67 | 17.01 | 17.78 | 18.69 | 19.58 | 19.81 | 20 | 20.16 | 0.1 | 0.14 | 0.09 | 0 | 0.1 | 0.15 | 0.07 | 0 | 0.1 | 0.16 | 0.08 | 0 | 1 | 0.8
R2 | CMD | Commercial Misc - DSL | PJ | - | - | - | - | - | - | - | - | - | - | [13 empty] | 1
R2 | CME | Commercial Misc - ELC | PJ | 14.71 | 14.58 | 16.25 | 18.31 | 20.11 | 22.06 | 24.2 | 26.56 | 29.16 | 32 | 0.11 | 0.18 | 0.04 | 0 | 0.11 | 0.18 | 0.03 | 0.01 | 0.11 | 0.19 | 0.03 | 0 | 1 | 0.68
R2 | CMN | Commercial Misc - NG | PJ | 1.22 | 1.2 | 1.27 | 1.39 | 1.55 | 1.82 | 2.18 | 2.18 | 2.19 | 2.2 | [13 empty] | 1
R2 | CML | Commercial Misc - LPG | PJ | - | - | - | - | - | - | - | - | - | - | [13 empty] | 1
R2 | CMR | Commercial Misc - RFL | PJ | - | - | - | - | - | - | - | - | - | - | [13 empty] | 1
R2 | CRF | Commercial Refrigeration | PJ | - | - | - | - | - | - | - | - | - | - | 0.08 | 0.1 | 0.15 | 0 | 0.1 | 0.12 | 0.13 | 0 | 0.08 | 0.11 | 0.13 | 0 | 1 | 0.5
R2 | CVT | Commercial Ventilation | tcfm-hr | - | - | - | - | - | - | - | - | - | - | 0.08 | 0.1 | 0.15 | 0 | 0.1 | 0.12 | 0.13 | 0 | 0.07 | 0.11 | 0.12 | 0 | 1 | 0.68
R2 | CWH | Commercial Water Heating | PJ | 3.98 | 4.04 | 4.12 | 4.3 | 4.39 | 4.46 | 4.51 | 4.56 | 4.61 | 4.64 | 0.08 | 0.19 | 0.07 | 0 | 0.07 | 0.15 | 0.04 | 0 | 0.1 | 0.23 | 0.06 | 0 | 1 | 0.61
*Bronx
R3 | CSC | Commercial Cooling | PJ | 9.51 | 12.43 | 12.86 | 13.63 | 13.9 | 13.9 | 13.95 | 15.06 | 15.02 | 15.82 | 0.02 | 0.05 | 0.02 | 0 | 0.26 | 0.43 | 0.19 | 0.02 | 0 | 0 | 0 | 0 | 1 | 0.68
R3 | COF | Commercial Office Equipment | PJ | - | - | - | - | - | - | - | - | - | - | 0.13 | 0.18 | 0.03 | 0.01 | 0.13 | 0.18 | 0.02 | 0.01 | 0.12 | 0.18 | 0.02 | 0 | 1 | 0.84
R3 | CSH | Commercial Heating | PJ | 11.81 | 11.81 | 10.61 | 10.83 | 10.89 | 10.77 | 10.19 | 10.03 | 9.46 | 9.26 | 0.11 | 0.02 | 0.15 | 0 | - | - | - | - | 0.25 | 0.1 | 0.35 | 0.01 | 1 | 0.62
R3 | CCK | Commercial Cooking | PJ | - | - | - | - | - | - | - | - | - | - | 0.1 | 0.17 | 0.07 | 0 | 0.09 | 0.19 | 0.04 | 0.01 | 0.09 | 0.19 | 0.04 | 0 | 1 | 0.65
R3 | CLT | Commercial Lighting | bn-lum-yr | 5.95 | 7.04 | 7.51 | 8.14 | 8.51 | 8.96 | 9.41 | 9.53 | 9.63 | 9.71 | 0.1 | 0.14 | 0.09 | 0 | 0.1 | 0.15 | 0.07 | 0 | 0.1 | 0.16 | 0.08 | 0 | 1 | 0.8
R3 | CMD | Commercial Misc - DSL | PJ | - | - | - | - | - | - | - | - | - | - | [13 empty] | 1
R3 | CME | Commercial Misc - ELC | PJ | 6.96 | 6.97 | 7.78 | 8.76 | 9.62 | 10.58 | 11.63 | 12.78 | 14.04 | 15.41 | 0.11 | 0.18 | 0.04 | 0 | 0.11 | 0.18 | 0.03 | 0.01 | 0.11 | 0.19 | 0.03 | 0 | 1 | 0.68
R3 | CMN | Commercial Misc - NG | PJ | 0.57 | 0.58 | 0.61 | 0.67 | 0.74 | 0.87 | 1.05 | 1.05 | 1.05 | 1.06 | [13 empty] | 1
R3 | CML | Commercial Misc - LPG | PJ | - | - | - | - | - | - | - | - | - | - | [13 empty] | 1
R3 | CMR | Commercial Misc - RFL | PJ | - | - | - | - | - | - | - | - | - | - | [13 empty] | 1
R3 | CRF | Commercial Refrigeration | PJ | - | - | - | - | - | - | - | - | - | - | 0.08 | 0.1 | 0.15 | 0 | 0.1 | 0.12 | 0.13 | 0 | 0.08 | 0.11 | 0.13 | 0 | 1 | 0.5
R3 | CVT | Commercial Ventilation | tcfm-hr | - | - | - | - | - | - | - | - | - | - | 0.08 | 0.1 | 0.15 | 0 | 0.1 | 0.12 | 0.13 | 0 | 0.07 | 0.11 | 0.12 | 0 | 1 | 0.68
R3 | CWH | Commercial Water Heating | PJ | 1.88 | 1.93 | 1.98 | 2.06 | 2.1 | 2.14 | 2.17 | 2.2 | 2.22 | 2.24 | 0.08 | 0.19 | 0.07 | 0 | 0.07 | 0.15 | 0.04 | 0 | 0.1 | 0.23 | 0.06 | 0 | 1 | 0.61
*Manhattan
R4 | CSC | Commercial Cooling | PJ | 39.71 | 50.76 | 52.71 | 55.73 | 55.54 | 55.55 | 55.47 | 59.52 | 59.03 | 61.86 | 0.03 | 0.06 | 0.03 | 0 | 0.25 | 0.42 | 0.19 | 0.02 | 0 | 0 | 0 | 0 | 1 | 0.68
R4 | COF | Commercial Office Equipment | PJ | - | - | - | - | - | - | - | - | - | - | 0.13 | 0.18 | 0.03 | 0.01 | 0.13 | 0.18 | 0.02 | 0.01 | 0.12 | 0.18 | 0.02 | 0 | 1 | 0.84
R4 | CSH | Commercial Heating | PJ | 48.2 | 47.33 | 42.43 | 42.29 | 42.56 | 41.86 | 39.35 | 38.54 | 36.16 | 35.21 | 0.11 | 0.02 | 0.15 | 0 | - | - | - | - | 0.25 | 0.11 | 0.36 | 0.01 | 1 | 0.62
R4 | CCK | Commercial Cooking | PJ | - | - | - | - | - | - | - | - | - | - | 0.1 | 0.17 | 0.07 | 0 | 0.09 | 0.19 | 0.04 | 0.01 | 0.09 | 0.19 | 0.04 | 0 | 1 | 0.65
R4 | CLT | Commercial Lighting | bn-lum-yr | 36.9 | 28.85 | 30.69 | 32.52 | 34 | 35.62 | 37.18 | 37.46 | 37.66 | 37.78 | 0.1 | 0.14 | 0.09 | 0 | 0.1 | 0.15 | 0.07 | 0 | 0.1 | 0.16 | 0.08 | 0 | 1 | 0.8
R4 | CMD | Commercial Misc - DSL | PJ | - | - | - | - | - | - | - | - | - | - | [13 empty] | 1
R4 | CME | Commercial Misc - ELC | PJ | 28.4 | 28.59 | 31.83 | 35.01 | 38.46 | 42.05 | 45.96 | 50.23 | 54.89 | 59.97 | 0.11 | 0.18 | 0.04 | 0 | 0.11 | 0.18 | 0.03 | 0.01 | 0.11 | 0.19 | 0.03 | 0 | 1 | 0.68
R4 | CMN | Commercial Misc - NG | PJ | 2.35 | 2.36 | 2.49 | 2.66 | 2.97 | 3.48 | 4.13 | 4.13 | 4.12 | 4.11 | [13 empty] | 1
R4 | CML | Commercial Misc - LPG | PJ | - | - | - | - | - | - | - | - | - | - | [13 empty] | 1
R4 | CMR | Commercial Misc - RFL | PJ | - | - | - | - | - | - | - | - | - | - | [13 empty] | 1
R4 | CRF | Commercial Refrigeration | PJ | - | - | - | - | - | - | - | - | - | - | 0.08 | 0.1 | 0.15 | 0 | 0.1 | 0.12 | 0.13 | 0 | 0.08 | 0.11 | 0.13 | 0 | 1 | 0.5
R4 | CVT | Commercial Ventilation | tcfm-hr | - | - | - | - | - | - | - | - | - | - | 0.08 | 0.1 | 0.15 | 0 | 0.1 | 0.12 | 0.13 | 0 | 0.07 | 0.11 | 0.12 | 0 | 1 | 0.68
R4 | CWH | Commercial Water Heating | PJ | 7.68 | 7.92 | 8.08 | 8.22 | 8.4 | 8.49 | 8.56 | 8.63 | 8.67 | 8.7 | 0.08 | 0.19 | 0.07 | 0 | 0.07 | 0.15 | 0.04 | 0 | 0.1 | 0.23 | 0.06 | 0 | 1 | 0.61
*Staten Island
R5 | CSC | Commercial Cooling | PJ | 16.8 | 21.62 | 22.19 | 23.55 | 23.75 | 23.67 | 23.57 | 25.27 | 25.03 | 26.22 | 0.04 | 0.1 | 0.05 | 0 | 0.22 | 0.37 | 0.16 | 0.01 | 0.01 | 0.03 | 0.01 | 0 | 1 | 0.68
R5 | COF | Commercial Office Equipment | PJ | - | - | - | - | - | - | - | - | - | - | 0.13 | 0.18 | 0.03 | 0.01 | 0.13 | 0.18 | 0.02 | 0.01 | 0.12 | 0.18 | 0.02 | 0 | 1 | 0.84
R5 | CSH | Commercial Heating | PJ | 3.83 | 3.75 | 3.35 | 3.32 | 3.29 | 3.23 | 3.03 | 2.97 | 2.78 | 2.71 | 0.1 | 0.01 | 0.13 | 0 | - | - | - | - | 0.26 | 0.11 | 0.37 | 0.01 | 1 | 0.62
R5 | CCK | Commercial Cooking | PJ | - | - | - | - | - | - | - | - | - | - | 0.1 | 0.17 | 0.07 | 0 | 0.09 | 0.19 | 0.04 | 0.01 | 0.09 | 0.19 | 0.04 | 0 | 1 | 0.65
R5 | CLT | Commercial Lighting | bn-lum-yr | 1.91 | 2.26 | 2.4 | 2.53 | 2.61 | 2.72 | 2.84 | 2.86 | 2.87 | 2.89 | 0.1 | 0.14 | 0.09 | 0 | 0.1 | 0.15 | 0.07 | 0 | 0.1 | 0.16 | 0.08 | 0 | 1 | 0.8
R5 | CMD | Commercial Misc - DSL | PJ | - | - | - | - | - | - | - | - | - | - | [13 empty] | 1
R5 | CME | Commercial Misc - ELC | PJ | 2.26 | 2.24 | 2.49 | 2.72 | 2.95 | 3.22 | 3.51 | 3.83 | 4.19 | 4.58 | 0.11 | 0.18 | 0.04 | 0 | 0.11 | 0.18 | 0.03 | 0.01 | 0.11 | 0.19 | 0.03 | 0 | 1 | 0.68
R5 | CMN | Commercial Misc - NG | PJ | 0.19 | 0.19 | 0.19 | 0.21 | 0.23 | 0.27 | 0.32 | 0.31 | 0.31 | 0.31 | [13 empty] | 1
R5 | CML | Commercial Misc - LPG | PJ | - | - | - | - | - | - | - | - | - | - | [13 empty] | 1
R5 | CMR | Commercial Misc - RFL | PJ | - | - | - | - | - | - | - | - | - | - | [13 empty] | 1
R5 | CRF | Commercial Refrigeration | PJ | - | - | - | - | - | - | - | - | - | - | 0.08 | 0.1 | 0.15 | 0 | 0.1 | 0.12 | 0.13 | 0 | 0.08 | 0.11 | 0.13 | 0 | 1 | 0.5
R5 | CVT | Commercial Ventilation | tcfm-hr | - | - | - | - | - | - | - | - | - | - | 0.08 | 0.1 | 0.15 | 0 | 0.1 | 0.12 | 0.13 | 0 | 0.07 | 0.11 | 0.12 | 0 | 1 | 0.68
R5 | CWH | Commercial Water Heating | PJ | 0.61 | 0.62 | 0.63 | 0.64 | 0.64 | 0.65 | 0.65 | 0.66 | 0.66 | 0.66 | 0.08 | 0.19 | 0.07 | 0 | 0.07 | 0.15 | 0.04 | 0 | 0.1 | 0.23 | 0.06 | 0 | 1 | 0.61
*Queens
R6 | CSC | Commercial Cooling | PJ | 3.13 | 4.04 | 4.14 | 4.36 | 4.32 | 4.26 | 4.24 | 4.55 | 4.5 | 4.72 | 0.04 | 0.09 | 0.04 | 0 | 0.22 | 0.38 | 0.16 | 0.02 | 0.01 | 0.02 | 0.01 | 0 | 1 | 0.68
R6 | COF | Commercial Office Equipment | PJ | - | - | - | - | - | - | - | - | - | - | 0.13 | 0.18 | 0.03 | 0.01 | 0.13 | 0.18 | 0.02 | 0.01 | 0.12 | 0.18 | 0.02 | 0 | 1 | 0.84
R6 | CSH | Commercial Heating | PJ | 20.53 | 20.06 | 18.06 | 18.21 | 18.26 | 17.91 | 16.82 | 16.46 | 15.43 | 15.03 | 0.1 | 0.01 | 0.13 | 0 | - | - | - | - | 0.26 | 0.11 | 0.37 | 0.01 | 1 | 0.62
R6 | CCK | Commercial Cooking | PJ | - | - | - | - | - | - | - | - | - | - | 0.1 | 0.17 | 0.07 | 0 | 0.09 | 0.19 | 0.04 | 0.01 | 0.09 | 0.19 | 0.04 | 0 | 1 | 0.65
R6 | CLT | Commercial Lighting | bn-lum-yr | 5.33 | 12.15 | 12.97 | 13.91 | 14.49 | 15.14 | 15.78 | 15.89 | 15.96 | 16.01 | 0.1 | 0.14 | 0.09 | 0 | 0.1 | 0.15 | 0.07 | 0 | 0.1 | 0.16 | 0.08 | 0 | 1 | 0.8
R6 | CMD | Commercial Misc - DSL | PJ | - | - | - | - | - | - | - | - | - | - | [13 empty] | 1
R6 | CME | Commercial Misc - ELC | PJ | 12.1 | 12.03 | 13.45 | 14.97 | 16.39 | 17.87 | 19.51 | 21.3 | 23.26 | 25.42 | 0.11 | 0.18 | 0.04 | 0 | 0.11 | 0.18 | 0.03 | 0.01 | 0.11 | 0.19 | 0.03 | 0 | 1 | 0.68
R6 | CMN | Commercial Misc - NG | PJ | 1 | 0.99 | 1.05 | 1.14 | 1.27 | 1.48 | 1.75 | 1.75 | 1.75 | 1.74 | [13 empty] | 1
R6 | CML | Commercial Misc - LPG | PJ | - | - | - | - | - | - | - | - | - | - | [13 empty] | 1
R6 | CMR | Commercial Misc - RFL | PJ | - | - | - | - | - | - | - | - | - | - | [13 empty] | 1
R6 | CRF | Commercial Refrigeration | PJ | - | - | - | - | - | - | - | - | - | - | 0.08 | 0.1 | 0.15 | 0 | 0.1 | 0.12 | 0.13 | 0 | 0.08 | 0.11 | 0.13 | 0 | 1 | 0.5
R6 | CVT | Commercial Ventilation | tcfm-hr | - | - | - | - | - | - | - | - | - | - | 0.08 | 0.1 | 0.15 | 0 | 0.1 | 0.12 | 0.13 | 0 | 0.07 | 0.11 | 0.12 | 0 | 1 | 0.68
R6 | CWH | Commercial Water Heating | PJ | 3.27 | 3.34 | 3.41 | 3.52 | 3.58 | 3.61 | 3.63 | 3.66 | 3.68 | 3.69 | 0.08 | 0.19 | 0.07 | 0 | 0.07 | 0.15 | 0.04 | 0 | 0.1 | 0.23 | 0.06 | 0 | 1 | 0.61
*

## TechData_COM
TechData | R2,R3,R4,R5,R6 | [12 empty] | R2 | R3 | R4 | R5 | R6 | R2 | R3 | R4 | R5 | R6 | R2 | R3 | R4 | R5 | R6
~FI_T
Region | TechName | *TechDesc | *Units | CommIN | CommOUT | NCAP_START | NCAP_TLIFE | NCAP_COST | EFF | Share~UP~2010 | Share~UP~2055 | NCAP_FOM | NCAP_DRATE | PRC_RESID~R2~2010 | PRC_RESID~R3~2010 | PRC_RESID~R4~2010 | PRC_RESID~R5~2010 | PRC_RESID~R6~2010 | NCAP_AF~R2 | NCAP_AF~R3 | NCAP_AF~R4 | NCAP_AF~R5 | NCAP_AF~R6 | CAP_BND~FX~R2~2010 | CAP_BND~FX~R3~2010 | CAP_BND~FX~R4~2010 | CAP_BND~FX~R5~2010 | CAP_BND~FX~R6~2010 | CAP_BND~FX~2015 | NCAP_BND~0 | NCAP_BND~UP~2010 | NCAP_BND~UP~2015 | NCAP_BND~UP~2020 | NCAP_BND~UP~2025 | NCAP_BND~UP~2030 | NCAP_BND~UP~2035 | NCAP_BND~UP~2040 | NCAP_BND~UP~2045 | NCAP_BND~UP~2050 | NCAP_BND~UP~2055
* Space Heating
*Commercial Rooftop Air-source Heat Pumps
R2,R3,R4,R5,R6 | CSHAHPST10 | CSH.ELC.AHP.Ver1.10 | PJ, PJ/a | COMELC | CSH | 2010 | 15 | 7.5395 | 3.3 |  |  | 0.13659 | 0.18 | 1.7765 | 0.84002 | 1.9613 | 0.27268 | 1.4607 | 0.28 | 0.28 | 0.28 | 0.28 | 0.28 | [6 empty] | 3 | 0 |  | 0 | 0 | 0 | 0 | 0 | 0 | 0 | 0
*Commercial Ground Source Heat Pumps
*R2,R3,R4,R5,R6 | CSHGHPST10 | CSH.ELC.GHP.Ver1.10 | PJ, PJ/a | COMELC | CSH | 2010 | 20 | 13.7678 | 3.5 |  |  | 1.6521 | 0.24 | 6.2805 | 2.9698 | 6.9338 | 0.964 | 5.1643 | 0.28 | 0.28 | 0.28 | 0.28 | 0.28 | [6 empty] | 3 | 0 |  | 0 | 0 | 0 | 0 | 0 | 0 | 0 | 0
* Natural Gas Heat Pump
*R2,R3,R4,R5,R6 | CSHNHPST10 | CSH.NG.HEATPUMP.ST.10 | PJ, PJ/a | COMNGAEA | CSH | 2010 | 30 | 30.7318 | 1.4 |  |  | 0.45073 | 0.18 | 27.6058 | 13.0537 | 30.4776 | 4.2373 | 22.6995 | 0.28 | 0.28 | 0.28 | 0.28 | 0.28 | [6 empty] | 3 | 0 |  | 0 | 0 | 0 | 0 | 0 | 0 | 0 | 0
* Space Heating Commercial Electric Resistance Unit Heaters
R2,R3,R4,R5,R6 | CSHERUST10 | CSH.ELC.RSU.STANDARD.SMALL.12 | PJ, PJ/a | COMELC | CSH | 2010 | 18 | 3.7717 | 1 |  |  | 0.02 | 0.18 | 0.71777 | 0.3394 | 0.79244 | 0.11017 | 0.5902 | 0.28 | 0.28 | 0.28 | 0.28 | 0.28 | [6 empty] | 3 | 0 |  | 0 | 0 | 0 | 0 | 0 | 0 | 0 | 0
R2,R3,R4,R5,R6 | CSHERUSTL10 | CSH.ELC.RSU.STANDARD.LARGE.12 | PJ, PJ/a | COMELC | CSH | 2010 | 18 | 2.2722 | 1 |  |  | 0.02 | 0.18 | 6.2805 | 2.9698 | 6.9338 | 0.964 | 5.1643 | 0.28 | 0.28 | 0.28 | 0.28 | 0.28 | [6 empty] | 3 | 0 |  | 0 | 0 | 0 | 0 | 0 | 0 | 0 | 0
*Commercial Gas-Fired Furnaces
R2,R3,R4,R5,R6 | CSHNGFST10 | CSH.NG.FURNACE.Ver1.10 | PJ, PJ/a | COMNGAEA | CSH | 2010 | 17.5 | 0.96724 | 0.77525 |  |  | 0.095139 | 0.18 | 16.4626 | 7.7845 | 18.1752 | 2.5269 | 13.5367 | 0.28 | 0.28 | 0.28 | 0.28 | 0.28 | [6 empty] | 3 | 0 |  | 0 | 0 | 0 | 0 | 0 | 0 | 0 | 0
*Commercial Gas-fired Boilers
R2,R3,R4,R5,R6 | CSHNGBST10 | CSH.NG.BOILER | PJ, PJ/a | COMNGAEA | CSH | 2010 | 30 | 1.5901 | 0.78 |  |  | 0.07092 | 0.18 | 27.6058 | 13.0537 | 30.4776 | 4.2373 | 22.6995 | 0.28 | 0.28 | 0.28 | 0.28 | 0.28 | [6 empty] | 3 |  |  | 0 | 0 | 0 | 0 | 0 | 0 | 0 | 0
*Commercial Oil-fired Furnaces | bar: R2 to R6; R2 to R6
R2,R3,R4,R5,R6 | CSHDSFST10 | CSH.DSL.FURNACE.ST.10 | PJ, PJ/a | COMDSLEA | CSH | 2010 | 18.5 | 1.3062 | 0.79525 |  |  | 0.092746 | 0.18 | 5.1981 | 2.458 | 5.7389 | 0.79787 | 4.2743 | 0.28 | 0.28 | 0.28 | 0.28 | 0.28 | [6 empty] | 3 | 0 |  | 0 | 0 | 0 | 0 | 0 | 0 | 0 | 0
*Commercial Oil-fired Boilers | bar: R2 to R6; R2 to R6
R2,R3,R4,R5,R6 | CSHDSBST10 | CSH.DSL.BOILER.BS.10 | PJ, PJ/a | COMDSLEA | CSH | 2010 | 25 | 1.79 | 0.77 |  |  | 0.02 | 0.18 | 21.8678 | 10.3404 | 24.1426 | 3.3565 | 17.9812 | 0.28 | 0.28 | 0.28 | 0.28 | 0.28 | [6 empty] | 3 | 0 |  | 0 | 0 | 0 | 0 | 0 | 0 | 0 | 0
*UTILITY SCALE CHP - SH
R4 | CSHNUTIBOI | CSH.NG.UTILITY.BOILER | PJ, PJ/a | COMSTNB | CSH | 2010 | 30 | 2.5216 | 0.78 |  |  | 0.07092 | 0.18 | 0 | 0 | 31.6745 | 0 | 0 | 0.28 | 0.28 | 0.28 | 0.28 | 0.28 | 0 | 0 | 31.6745 | 0 | 0 |  | 3 | 0 |  | 0 | 0 | 0 | 0 | 0 | 0 | 0 | 0
R4 | CSHNUTICHP | CSH.NG.UTILITY.CHP | PJ, PJ/a | COMSTNUC | CSH | 2010 | 30 | 2.5216 | 0.78 |  |  | 0.07092 | 0.18 | 0 | 0 | 42.0248 | 0 | 0 | 0.28 | 0.28 | 0.28 | 0.28 | 0.28 | 0 | 0 | 42.0248 | 0 | 0 |  | 3 | 0
R4 | CSHBUTICHP | CSH.DSL.UTILITY.CHP | PJ, PJ/a | COMSTBUC | CSH | 2010 | 30 | 2.5216 | 0.78 |  |  | 0.07092 | 0.18 | 0 | 0 | 0.037068 | 0 | 0 | 0.28 | 0.28 | 0.28 | 0.28 | 0.28 | 0 | 0 | 0.037068 | 0 | 0 |  | 3 | 0
* Space Cooling
*Electric techs
R2,R3,R4,R5,R6 | CSCAHPST10 | CSC.ELC.AHP.ST.10 | PJ, PJ/a | COMELC | CSC | 2010 | 15 | 7.5395 | 3.2239 |  |  | 0.13659 | 0.18 | 7.3863 | 3.4938 | 14.5927 | 6.1728 | 1.1499 | 0.17 | 0.17 | 0.17 | 0.17 | 0.17 | [6 empty] | 3 | 0 |  |  | 0 | 0 | 0 | 0 | 0 | 0 | 0
*R2,R3,R4,R5,R6 | CSCGHPST10 | CSC.ELC.GHP.ST.10 | PJ, PJ/a | COMELC | CSC | 2010 | 20 | 13.7678 | 4.1032 |  |  | 1.6521 | 0.24 | 0 | 0 | 0 | 0 | 0 | 0.17 | 0.17 | 0.17 | 0.17 | 0.17 | [6 empty] | 3 | 0 |  |  | 0 | 0 | 0 | 0 | 0 | 0 | 0
R2,R3,R4,R5,R6 | CSCCRCST10 | CSC.ELC.CRC.ST.10 | PJ, PJ/a | COMELC | CSC | 2010 | 20 | 4.8146 | 3.9078 |  |  | 0.26634 | 0.18 | 11.7246 | 5.5459 | 23.1637 | 9.7983 | 1.8253 | 0.17 | 0.17 | 0.17 | 0.17 | 0.17 | [6 empty] | 3 | 0 |  |  | 0 | 0 | 0 | 0 | 0 | 0 | 0
R2,R3,R4,R5,R6 | CSCCCCST10 | CSC.ELC.CCC.ST.10 | PJ, PJ/a | COMELC | CSC | 2010 | 25 | 0 | 6.6787 |  |  | 0.18439 | 0.18 | 5.6519 | 2.6734 | 11.1661 | 4.7233 | 0.87988 | 0.17 | 0.17 | 0.17 | 0.17 | 0.17 | [6 empty] | 3 | 0 |  |  | 0 | 0 | 0 | 0 | 0 | 0 | 0
R2,R3,R4,R5,R6 | CSCRACST10 | CSC.ELC.RAC.ST.10 | PJ, PJ/a | COMELC | CSC | 2010 | 15 | 9.0693 | 3.3294 |  |  | 0.24585 | 0.18 | 44.73 | 21.1577 | 88.3703 | 37.381 | 6.9635 | 0.17 | 0.17 | 0.17 | 0.17 | 0.17 | [6 empty] | 3 | 0 |  |  | 0 | 0 | 0 | 0 | 0 | 0 | 0
R2,R3,R4,R5,R6 | CSCWACST10 | CSC.ELC.WAC.ST.10 | PJ, PJ/a | COMELC | CSC | 2010 | 11 | 2.5194 | 2.9308 |  |  | 0.093659 | 0.18 | 8.6138 | 4.0744 | 17.0178 | 7.1986 | 1.341 | 0.17 | 0.17 | 0.17 | 0.17 | 0.17 | [6 empty] | 3 | 0 |  |  | 0 | 0 | 0 | 0 | 0 | 0 | 0
R2,R3,R4,R5,R6 | CSCCACST10 | CSC.ELC.CAC.ST.10 | PJ, PJ/a | COMELC | CSC | 2010 | 16.5 | 9.7886 | 4.025 |  |  | 0.19122 | 0.18 | 15.8541 | 7.4991 | 31.322 | 13.2493 | 2.4681 | 0.17 | 0.17 | 0.17 | 0.17 | 0.17 | [6 empty] | 3 | 0 |  |  | 0 | 0 | 0 | 0 | 0 | 0 | 0
*NG techs | bar: R2 to R6; R2 to R6
*R2,R3,R4,R5,R6 | CSCNHPST10 | CSC.NG.HEATPUMP.ST.10 | PJ, PJ/a | COMNGAEA | CSC | 2010 | 30 | 30.7318 | 1.1 |  |  | 0.45073 | 0.18 | 0 | 0 | 0 | 0 | 0 | 0.17 | 0.17 | 0.17 | 0.17 | 0.17 | [6 empty] | 3 | 0 |  |  | 0 | 0 | 0 | 0 | 0 | 0 | 0
R2,R3,R4,R5,R6 | CSCCHAST10 | CSC.NG.CHA.ST.10 | PJ, PJ/a | COMNGAEA | CSC | 2010 | 23 | 6.761 | 1.1 |  |  | 0.18439 | 0.18 | 18.1078 | 8.5651 | 35.7744 | 15.1327 | 2.819 | 0.17 | 0.17 | 0.17 | 0.17 | 0.17 | [6 empty] | 3 | 0 |  |  | 0 | 0 | 0 | 0 | 0 | 0 | 0
* Water Heating
*heatpump
R2,R3,R4,R5,R6 | CWHEHPST10 | CWH.ELC.HEATPUMP.ST.10 | PJ, PJ/a | COMELC | CWH | 2010 | 13 | 25.9903 | 2 |  |  | 0.21073 | 0.24 | 0.0067374 | 0.0031859 | 0.013007 | 0.0010341 | 0.00554 | 0.44 | 0.44 | 0.44 | 0.44 | 0.44 | [6 empty] | 3 | 0 |  | 0 | 0 | 0 | 0 | 0 | 0 | 0 | 0
*ewh
R2,R3,R4,R5,R6 | CWHEWHBS10 | CWH.ELC.EWH.BS.10 | PJ, PJ/a | COMELC | CWH | 2010 | 13 | 3.3015 | 0.97 |  |  | 0.033015 | 0.18 | 0.047074 | 0.022259 | 0.090879 | 0.0072255 | 0.038707 | 0.44 | 0.44 | 0.44 | 0.44 | 0.44 | [6 empty] | 3 | 0
*nwh
R2,R3,R4,R5,R6 | CWHNGIBS10 | CWH.NG.INSTANT.BS.10 | PJ, PJ/a | COMNGAEA | CWH | 2010 | 13 | 2.5216 | 0.78 |  |  | 0.06304 | 0.18 | 6.8979 | 3.2617 | 13.3169 | 1.0588 | 5.672 | 0.44 | 0.44 | 0.44 | 0.44 | 0.44 | [6 empty] | 3 | 0
*dwh
R2,R3,R4,R5,R6 | CWHDWHBS10 | CWH.DSL.DWH.BS.10 | PJ, PJ/a | COMDSLEA | CWH | 2010 | 13 | 1.994 | 0.784 |  |  | 0.062724 | 1.75 | 2.1291 | 1.0067 | 4.1103 | 0.32679 | 1.7507 | 0.44 | 0.44 | 0.44 | 0.44 | 0.44 | [6 empty] | 3 | 0 | 0 | 0 | 0 | 0 | 0 | 0 | 0 | 0 | 0
*chp-wh
R2,R3,R4,R5,R6 | CWHNOTRCHP | CWH.NG.OTHERCHP | PJ, PJ/a | COMSTNOC | CWH | 2010 |  |  | 1 |  |  |  |  | 0 | 0 | 2.3635 | 0 | 0 | 1 | 1 | 1 | 1 | 1 | [6 empty] | 3 | 0
*UTILITY SCALE CHP - WH
R4 | CWHNUTIBOI | CWH.NG.UTILITY.BOILER | PJ, PJ/a | COMSTNB | CWH | 2010 | 30 | 2.5216 | 0.78 |  |  | 0.07092 | 0.18 | 0 | 0 | 1.7814 | 0 | 0 | 0.44 | 0.44 | 0.44 | 0.44 | 0.44 | 0 | 0 | 1.7814 | 0 | 0 |  | 3 | 0 |  | 0 | 0 | 0 | 0 | 0 | 0 | 0 | 0
R4 | CWHNUTICHP | CWH.NG.UTILITY.CHP | PJ, PJ/a | COMSTNUC | CWH | 2010 | 30 | 2.5216 | 0.78 |  |  | 0.07092 | 0.18 | 0 | 0 | 2.3635 | 0 | 0 | 0.44 | 0.44 | 0.44 | 0.44 | 0.44 | 0 | 0 | 2.3635 | 0 | 0 |  | 3 | 0
R4 | CWHBUTICHP | CWH.DSL.UTILITY.CHP | PJ, PJ/a | COMSTBUC | CWH | 2010 | 30 | 2.5216 | 0.78 |  |  | 0.07092 | 0.18 | 0 | 0 | 0.0034266 | 0 | 0 | 0.44 | 0.44 | 0.44 | 0.44 | 0.44 | 0 | 0 | 0.0034266 | 0 | 0 |  | 3 | 0
* Ventillation
* Cooking
* Refrigeration
* Lighting
R2,R3,R4,R5,R6 | CLTINCBS | CLT_INC_100W_BS | bn-lum-yr, bn-lum | COMELC | CLT | 2010 | 15 | 97.0105 | 0.31711 |  |  | 4.9917 | 0.18 | 0.5285 | 0.27915 | 1.7317 | 0.089784 | 0.25015 | 0.42 | 0.42 | 0.42 | 0.42 | 0.42 | [6 empty] | 3 | 0 | 0 | 0 | 0 | 0 | 0 | 0 | 0 | 0 | 0
R2,R3,R4,R5,R6 | CLTCFLBS | CLT_CFL_26W_BS | bn-lum-yr, bn-lum | COMELC | CLT | 2010 | 15 | 97.422 | 1.2811 |  |  | 1.9665 | 0.18 | 1.4986 | 0.79154 | 4.9103 | 0.25459 | 0.70931 | 0.42 | 0.42 | 0.42 | 0.42 | 0.42 | [6 empty] | 3 | 0 | 0 | 0 | 0 | 0 | 0 | 0 | 0 | 0 | 0
R2,R3,R4,R5,R6 | CLTHAL9010 | CLT_HAL_90W_10 | bn-lum-yr, bn-lum | COMELC | CLT | 2010 | 15 | 63.0955 | 0.6152 |  |  | 6.0334 | 0.18 | 0.35425 | 0.18711 | 1.1608 | 0.060183 | 0.16768 | 0.42 | 0.42 | 0.42 | 0.42 | 0.42 | [6 empty] | 3 | 0 |  | 0 | 0 | 0 | 0 | 0 | 0 | 0 | 0
R2,R3,R4,R5,R6 | CLTT8MAGBS | CLT_LFL_T8_F32_MAG_BS | bn-lum-yr, bn-lum | COMELC | CLT | 2010 | 15 | 31.7284 | 1.871 |  |  | 0.85954 | 0.18 | 2.1444 | 1.1326 | 7.0264 | 0.3643 | 1.015 | 0.42 | 0.42 | 0.42 | 0.42 | 0.42 | [6 empty] | 3 | 0
R2,R3,R4,R5,R6 | CLTT810 | CLT_LFL_T8_F32_10 | bn-lum-yr, bn-lum | COMELC | CLT | 2010 | 15 | 24.2948 | 1.5892 |  |  | 1.0665 | 0.18 | 2.9204 | 1.5425 | 9.5692 | 0.49614 | 1.3823 | 0.42 | 0.42 | 0.42 | 0.42 | 0.42 | [6 empty] | 3 | 0 |  | 0 | 0 | 0 | 0 | 0 | 0 | 0 | 0
R2,R3,R4,R5,R6 | CLTT8HE10 | CLT_LFL_T8_F32_HE_10 | bn-lum-yr, bn-lum | COMELC | CLT | 2010 | 15 | 25.3591 | 2.5557 |  |  | 1.2194 | 0.24 | 14.9789 | 7.9118 | 49.0806 | 2.5447 | 7.0899 | 0.42 | 0.42 | 0.42 | 0.42 | 0.42 | [6 empty] | 3 | 0 |  | 0 | 0 | 0 | 0 | 0 | 0 | 0 | 0
R2,R3,R4,R5,R6 | CLTT8LBS | CLT_LFL_T8_F96_BS | bn-lum-yr, bn-lum | COMELC | CLT | 2010 | 15 | 13.6772 | 2.3308 |  |  | 0.76656 | 0.18 | 0.4678 | 0.24709 | 1.5328 | 0.079473 | 0.22142 | 0.42 | 0.42 | 0.42 | 0.42 | 0.42 | [6 empty] | 3 | 0 | 0 | 0 | 0 | 0 | 0 | 0 | 0 | 0 | 0
R2,R3,R4,R5,R6 | CLTT8LHEBS | CLT_LFL_T8_F96_HE_BS | bn-lum-yr, bn-lum | COMELC | CLT | 2010 | 15 | 14.4869 | 2.6352 |  |  | 0.80139 | 0.24 | 0.7047 | 0.37222 | 2.3091 | 0.11972 | 0.33355 | 0.42 | 0.42 | 0.42 | 0.42 | 0.42 | [6 empty] | 3 | 0 | 0
R2,R3,R4,R5,R6 | CLTT5BS | CLT_LFL_T5_BS | bn-lum-yr, bn-lum | COMELC | CLT | 2010 | 15 | 37.8319 | 2.2578 |  |  | 0.927 | 0.18 | 1.7147 | 0.90568 | 5.6184 | 0.2913 | 0.81159 | 0.42 | 0.42 | 0.42 | 0.42 | 0.42 | [6 empty] | 3 | 0 | 0 | 0 | 0 | 0 | 0 | 0 | 0 | 0 | 0
R2,R3,R4,R5,R6 | CLTHIDLBBS | CLT_HID_LB_BS | bn-lum-yr, bn-lum | COMELC | CLT | 2010 | 15 | 67.1641 | 1.0687 |  |  | 1.5222 | 0.18 | 0.84237 | 0.44493 | 2.7601 | 0.14311 | 0.39871 | 0.42 | 0.42 | 0.42 | 0.42 | 0.42 | [6 empty] | 3 | 0 | 0 | 0 | 0 | 0 | 0 | 0 | 0 | 0 | 0
R2,R3,R4,R5,R6 | CLTHIDHBBS | CLT_HID_HB_BS | bn-lum-yr, bn-lum | COMELC | CLT | 2010 | 15 | 35.7106 | 1.6043 |  |  | 0.74297 | 0.18 | 0.65845 | 0.34779 | 2.1575 | 0.11186 | 0.31166 | 0.42 | 0.42 | 0.42 | 0.42 | 0.42 | [6 empty] | 3 | 0 | 0 | 0 | 0 | 0 | 0 | 0 | 0 | 0 | 0
* Other and Non-Building Uses
R2,R3,R4,R5,R6 | CMELCBS01 | Miscellaneous.ELC.BS.00 | PJ, PJ/a | COMELC | CME | 2010 | 45 |  | 1 |  |  |  | 0.18 | 14.7094 | 6.9554 | 28.3973 | 2.2578 | 12.0951 | 1 | 1 | 1 | 1 | 1 | [6 empty] | 3
R2,R3,R4,R5,R6 | CMNGABS02 | Miscellaneous.NG.BS.00 | PJ, PJ/a | COMNGAEA | CMN | 2010 | 45 |  | 1 |  |  |  | 0.18 | 1.2152 | 0.57463 | 2.3461 | 0.18653 | 0.99925 | 1 | 1 | 1 | 1 | 1 | [6 empty] | 3

## TechData_SESC
TechData | R2,R3,R4,R5,R6 | [11 empty] | R2 | R3 | R4 | R5 | R6 | R2 | R3 | R4 | R5 | R6
~FI_T
Region | TechName | *TechDesc | *Units | CommIN | CommOUT | NCAP_START | NCAP_TLIFE | EFF | ACT_COST | NCAP_AF | PRC_CAPACT | Peak | ACT_BND~R2~2010 | ACT_BND~R3~2010 | ACT_BND~R4~2010 | ACT_BND~R5~2010 | ACT_BND~R6~2010 | ACT_BND~R2~2015 | ACT_BND~R3~2015 | ACT_BND~R4~2015 | ACT_BND~R5~2015 | ACT_BND~R6~2015 | Input | Output
* Collectors
R2,R3,R4,R5,R6 | SCCOMELC | Collector: ELC to COM | PJ | ELC | COMELC | 2010 |  | 1 | 42.9423 | 1 | 1 | 1 | [10 empty] | 1 | 1
R2,R3,R4,R5,R6 | SCCOMCHPEL | Collector: CHP ELC to COM | PJ | COMELCC | COMELC | 2010 | 45 | 1 |  | 1 | 1 |  | 0.0086566 | 0 | 0.14743 | 0 | 0 | 0.080794 | 0.019703 | 0.16235 | 0 | 0.004432 | 1 | 1
R2,R3,R4,R5,R6 | SCCOMSOL | Collector: SOL to COM | PJ | SOL | COMSOL | 2010 |  | 1 | [14 empty] | 1 | 1

## Sol_PV
TechData | R2,R3,R4,R5,R6 | [43 empty] | * | *
~FI_T
Region | TechName | *TechDesc | *Units | CommIN | CommOUT | NCAP_START | NCAP_TLIFE | PRC_CAPACT | EFF | Peak | PRC_RESID~2010 | *NCAP_BND~2015 | *NCAP_BND~2020 | NCAP_COST~2010 | NCAP_COST~2015 | NCAP_COST~2020 | NCAP_COST~2025 | NCAP_COST~2030 | NCAP_COST~2035 | NCAP_COST~2040 | NCAP_COST~2045 | NCAP_COST~2050 | NCAP_COST~2055 | NCAP_FOM | NCAP_AF~IDAM | NCAP_AF~IDPM | *NCAP_AF~IP | NCAP_AF~IP | NCAP_AF~IN | NCAP_AF~SDAM | NCAP_AF~SDPM | *NCAP_AF~SP | NCAP_AF~SP | NCAP_AF~SN | NCAP_AF~WDAM | NCAP_AF~WDPM | *NCAP_AF~WP | NCAP_AF~WP | NCAP_AF~WN | NCAP_DRATE | Input | Output | ACT_BND~LO~2010 | ACT_BND~FX~2015 | *ACT_BND~LO~2010 | *ACT_BND~LO~2015 | ACT_BND~LO~2020 | ACT_BND~LO~2025 | ACT_BND~LO~2030 | ACT_BND~LO~2035 | ACT_BND~LO~2040 | ACT_BND~LO~2045 | ACT_BND~LO~2050 | ACT_BND~LO~2055 | ACT_BND~UP~2020 | ACT_BND~UP~2025 | ACT_BND~UP~2030 | ACT_BND~UP~2035 | ACT_BND~UP~2040 | ACT_BND~UP~2045 | ACT_BND~UP~2050 | ACT_BND~UP~2055
* Solar PV Technologies
* | ESOLPVCOM | Solar PV Distributed Commercial Generation |  | SOL | COMELC | 2010 | 30 | 31.536 | 0.34965 | 0.1 |  |  |  | 5896.6231 | 3499.3376 | 2942.3321 | 2385.3266 | 2317.7132 | 2250.0999 | 2217.2794 | 2201.1085 | 2193.0821 | 2189.0835 | 10 | 0.31735 | 0.31735 | 0.31735 | 0.06347 | 0 | 0.30542 | 0.30542 | 0.30542 | 0.061083 | 0 | 0.29272 | 0.29272 | 0.29272 | 0.058543 | 0 | 0.15 | 2.86 | 1
R2 | ESOLPVCOM | Solar PV Distributed Commercial Generation |  | SOL | COMELC | 2010 | 30 | 31.536 | 0.34965 | 0.1 | 0.00081752 | 0.004825 | 0.010811 | 5896.6231 | 3499.3376 | 2942.3321 | 2385.3266 | 2317.7132 | 2250.0999 | 2217.2794 | 2201.1085 | 2193.0821 | 2189.0835 | 10 | 0.31735 | 0.31735 | 0.31735 | 0.06347 | 0 | 0.30542 | 0.30542 | 0.30542 | 0.061083 | 0 | 0.29272 | 0.29272 | 0.29272 | 0.058543 | 0 | 0.15 | 2.86 | 1 | 0.0035012 | 0.053204 | 0.0035012 | 0.076665 | 0.11921 | 0.20945 | 0.29968 | 0.38992 | 0.48016 | 0.56689 | 0.60393 | 0.69416 | 0.18317 | 0.31276 | 0.44273 | 0.57232 | 0.70229 | 0.83188 | 0.96185 | 1.0914
R3 | ESOLPVCOM | Solar PV Distributed Commercial Generation |  | SOL | COMELC | 2010 | 30 | 31.536 | 0.34965 | 0.1 | 0.0021997 | 0.003909 | 0.0073551 | 5896.6231 | 3499.3376 | 2942.3321 | 2385.3266 | 2317.7132 | 2250.0999 | 2217.2794 | 2201.1085 | 2193.0821 | 2189.0835 | 10 | 0.31735 | 0.31735 | 0.31735 | 0.06347 | 0 | 0.30542 | 0.30542 | 0.30542 | 0.061083 | 0 | 0.29272 | 0.29272 | 0.29272 | 0.058543 | 0 | 0.15 | 2.86 | 1 | 0.002202 | 0.043102 | 0.002202 | 0.062109 | 0.081101 | 0.12188 | 0.16266 | 0.20344 | 0.24421 | 0.28279 | 0.28047 | 0.32124 | 0.1484 | 0.25338 | 0.35867 | 0.46366 | 0.56895 | 0.67394 | 0.88421 | 0.88421
R4 | ESOLPVCOM | Solar PV Distributed Commercial Generation |  | SOL | COMELC | 2010 | 30 | 31.536 | 0.34965 | 0.1 | 0.00047142 | 0.00055552 | 0.0010665 | 5896.6231 | 3499.3376 | 2942.3321 | 2385.3266 | 2317.7132 | 2250.0999 | 2217.2794 | 2201.1085 | 2193.0821 | 2189.0835 | 10 | 0.31735 | 0.31735 | 0.31735 | 0.06347 | 0 | 0.30542 | 0.30542 | 0.30542 | 0.061083 | 0 | 0.29272 | 0.29272 | 0.29272 | 0.058543 | 0 | 0.15 | 2.86 | 1 | 0.00078756 | 0.0061254 | 0.00078756 | 0.0088265 | 0.01176 | 0.016136 | 0.020511 | 0.024886 | 0.029262 | 0.032849 | 0.031099 | 0.035474 | 0.021089 | 0.036009 | 0.050972 | 0.065892 | 0.080856 | 0.095776 | 0.12566 | 0.12566
R5 | ESOLPVCOM | Solar PV Distributed Commercial Generation |  | SOL | COMELC | 2010 | 30 | 31.536 | 0.34965 | 0.1 | 0.00021186 | 0.0021779 | 0.003878 | 5896.6231 | 3499.3376 | 2942.3321 | 2385.3266 | 2317.7132 | 2250.0999 | 2217.2794 | 2201.1085 | 2193.0821 | 2189.0835 | 10 | 0.31735 | 0.31735 | 0.31735 | 0.06347 | 0 | 0.30542 | 0.30542 | 0.30542 | 0.061083 | 0 | 0.29272 | 0.29272 | 0.29272 | 0.058543 | 0 | 0.15 | 2.86 | 1 | 0.00013072 | 0.024014 | 0.00013072 | 0.034604 | 0.042762 | 0.081209 | 0.11966 | 0.1581 | 0.19655 | 0.23487 | 0.2493 | 0.28775 | 0.082678 | 0.14117 | 0.19983 | 0.25833 | 0.31699 | 0.37548 | 0.49264 | 0.49264
R6 | ESOLPVCOM | Solar PV Distributed Commercial Generation |  | SOL | COMELC | 2010 | 30 | 31.536 | 0.34965 | 0.1 | 0.0023417 | 0.01241 | 0.01241 | 5896.6231 | 3499.3376 | 2942.3321 | 2385.3266 | 2317.7132 | 2250.0999 | 2217.2794 | 2201.1085 | 2193.0821 | 2189.0835 | 10 | 0.31735 | 0.31735 | 0.31735 | 0.06347 | 0 | 0.30542 | 0.30542 | 0.30542 | 0.061083 | 0 | 0.29272 | 0.29272 | 0.29272 | 0.058543 | 0 | 0.15 | 2.86 | 1 | 0.0037674 | 0.05081 | 0.0037674 | 0.073215 | 0.13684 | 0.26077 | 0.38469 | 0.50862 | 0.63255 | 0.75271 | 0.82582 | 0.94975 | 0.17493 | 0.29869 | 0.42281 | 0.54657 | 0.67069 | 0.79445 | 1.0423 | 1.0423

## TechData_CHP
TechData | R2,R3,R4,R5,R6 | [15 empty] | R2 | R3 | R4 | R5 | R6 | R2 | R3 | R4 | R5 | R6 | R2 | R3 | R4 | R5 | R6 | R2 | R3 | R4 | R5 | R6 | R2 | R3 | R4 | R5 | R6 | R2 | R3 | R4 | R5 | R6 | R2 | R3 | R4 | R5 | R6 | R2 | R3 | R4 | R5 | R6 | [6 empty] | R2 | R3 | R4 | R5 | R6 | [12 empty] | * | * | * | * | * | R2 | R3 | R4 | R5 | R6 | * | * | * | * | * | R2 | R3 | R4 | R5 | R6
~FI_T
Region | TechName | *TechDesc | *Units | CommIN | CommOUT | NCAP_START | NCAP_TLIFE | PRC_CAPACT | NCAP_DRATE | EFF | Share~UP | NCAP_COST~2010 | NCAP_COST~2055 | NCAP_FOM | ACT_COST | NCAP_AF | PRC_RESID~R2~2010 | PRC_RESID~R3~2010 | PRC_RESID~R4~2010 | PRC_RESID~R5~2010 | PRC_RESID~R6~2010 | PRC_RESID~R2~2015 | PRC_RESID~R3~2015 | PRC_RESID~R4~2015 | PRC_RESID~R5~2015 | PRC_RESID~R6~2015 | PRC_RESID~R2~2020 | PRC_RESID~R3~2020 | PRC_RESID~R4~2020 | PRC_RESID~R5~2020 | PRC_RESID~R6~2020 | PRC_RESID~R2~2025 | PRC_RESID~R3~2025 | PRC_RESID~R4~2025 | PRC_RESID~R5~2025 | PRC_RESID~R6~2025 | PRC_RESID~R2~2030 | PRC_RESID~R3~2030 | PRC_RESID~R4~2030 | PRC_RESID~R5~2030 | PRC_RESID~R6~2030 | PRC_RESID~R2~2035 | PRC_RESID~R3~2035 | PRC_RESID~R4~2035 | PRC_RESID~R5~2035 | PRC_RESID~R6~2035 | PRC_RESID~R2~2040 | PRC_RESID~R3~2040 | PRC_RESID~R4~2040 | PRC_RESID~R5~2040 | PRC_RESID~R6~2040 | PRC_RESID~R2~2055 | PRC_RESID~R3~2055 | PRC_RESID~R4~2055 | PRC_RESID~R5~2055 | PRC_RESID~R6~2055 | CAP_BND~FX | NCAP_BND~FX~2010 | NCAP_BND~FX~2020 | NCAP_BND~FX~2025 | NCAP_BND~FX~2030 | NCAP_BND~FX~2055 | NCAP_BND~UP~R2~2015 | NCAP_BND~UP~R3~2015 | NCAP_BND~UP~R4~2015 | NCAP_BND~UP~R5~2015 | NCAP_BND~UP~R6~2015 | NCAP_BND~UP~2020 | NCAP_BND~UP~2025 | NCAP_BND~UP~2030 | NCAP_BND~UP~2035 | NCAP_BND~UP~2040 | NCAP_BND~UP~2045 | NCAP_BND~UP~2050 | NCAP_BND~UP~2055 | *GROWTH~2010 | *GROWTH~2055 | Input | Output | *ACT_BND_LO~R2~2010 | *ACT_BND_LO~R3~ACT_BND_LO~2010 | *ACT_BND_LO~R4~2010 | *ACT_BND_LO~R5~2010 | *ACT_BND_LO~R6~2010 | ACT_BND_UP~R2~2010 | ACT_BND_UP~R3~2010 | ACT_BND_UP~R4~2010 | ACT_BND_UP~R5~2010 | ACT_BND_UP~R6~2010 | *ACT_BND_LO~R2~2015 | *ACT_BND_LO~R3~ACT_BND_LO~2015 | *ACT_BND_LO~R4~2015 | *ACT_BND_LO~R5~2015 | *ACT_BND_LO~R6~2015 | ACT_BND_UP~R2~2015 | ACT_BND_UP~R3~2015 | ACT_BND_UP~R4~2015 | ACT_BND_UP~R5~2015 | ACT_BND_UP~R6~2015 | ACT_BND_UP~2030
* Existing Boilers
R4 | COMBLDBS05 | CSH.DSL.BOILER.DISTRICTHEAT.BS | PJ, PJ/a | COMDSLEA | COMSTDB | 2010 | 25 | 1 | 0.18 | 0.77 |  | 1.79 | 1.79 | 0.02 |  | 0.28 | [41 empty] | - | - | - | - | - | - | - | - | - | - | - | - | - | - | - | - | - | - |  |  | 1.2987 | 1
R4 | COMBLNG10 | CSH.NG.BOILER.DISTRICTHEAT.10 | PJ, PJ/a | COMNGAEA | COMSTNB | 2010 | 25 | 1 | 0.18 | 0.73 |  | 2.52 | 2.52 | 0.08 |  | 0.28 | [42 empty] | - | - | - | - | - | - | - | - | - | [10 empty] | 1.3699 | 1 | [5 empty] | 0 | 0 | 40.61 | 0 | 0
* Existing CHP Technologies
R2,R3,R4,R5,R6 | COMEREGDST | Commercial existing DST RICE CHP | PJ, GW | COMDSL |  | 2010 | 30 | 31.54 | 0.2 | 0.78 |  | 957.64 | 957.64 |  | 4.55 | 0.2 | - | 0.01 | - | - | 0 | - | 0.01 | - | - | 0 | - | 0.01 | - | - | 0 | - | 0.01 | - | - | 0 | - | 0.01 | - | - | 0 | - | - | - | - | 0 | - | - | - | - | - | - | - | - | - | - |  | - | - | - | - | - | - | - | - | - | - | - | - | - | - | - | - | - | - | 1.026 | 1.0262 | 1.2755 | 0.4696 | 0 |  | 0 |  |  | 0 |  | 0 |  |  | 0 |  |  |  |  | 0 |  |  |  |  | 0
R2,R3,R4,R5,R6 |  |  |  |  | COMELCC | [5 empty] | 0.47 | [67 empty] | 0.5304
R2,R3,R4,R5,R6 |  |  |  |  | COMSTDOC | [5 empty] | 0.53
R2,R3,R4,R5,R6 | COMEREGNGA | Commercial existing NGA RICE CHP | PJ, GW | COMNGA |  | 2010 | 30 | 31.54 | 0.15 | 0.8 |  | 844.38 | 844.38 |  | 5.75 | 0.2 | 0.03 | 0.01 | 0.04 | 0.01 | 0 | 0.03 | 0.01 | 0.04 | 0.01 | 0 | 0.02 | 0.01 | 0.04 | 0.01 | 0 | 0.02 | 0.01 | 0.04 | 0.01 | 0 | 0.02 | 0.01 | 0.04 | 0.01 | 0 | 0.02 | 0 | 0.04 | 0.01 | 0 | - | 0 | 0.02 | - | - | - | 0 | 0.02 | - | - |  |  | - | - | - | - | - | - | - | - | - | [8 empty] | 1.026 | 1.0262 | 1.25 | 0.3378 | 0.1593 | 0.0424 | 0.2223 |  | 0.009 | [5 empty] | 0.0546 | 0.0143 | 0.0919 |  | 0.003 | 0.0682 | 0.0179 | 0.1148 |  | 0.0038
R2,R3,R4,R5,R6 |  |  |  |  | COMELCC | [5 empty] | 0.34 | [67 empty] | 0.6622
R2,R3,R4,R5,R6 |  |  |  |  | COMSTNOC | [5 empty] | 0.66
R2,R3,R4,R5,R6 | COMECCTDST | Commercial existing DST Combustion Turbine CHP | PJ, GW | COMDSL |  | 2010 | 30 | 31.54 | 0.2 | 0.7 |  | 736.53 | 736.53 |  | 2.94 | 0.2 | - | - | - | 0 | - | - | - | - | 0 | - | - | - | - | 0 | - | - | - | - | 0 | - | - | - | - | 0 | - | - | - | - | - | - | - | - | - | - | - | - | - | - | - | - |  | - | - | - | - | - | - | - | - | - | - | - | - | - | - | - | - | - | - | 1.026 | 1.0262 | 1.4205 | 0.4109 |  |  | 0 |  |  |  |  | 0 |  |  |  |  | 0 |  |  |  |  | 0 |  |  | 0
R2,R3,R4,R5,R6 |  |  |  |  | COMELCC | [5 empty] | 0.41 | [67 empty] | 0.5891
R2,R3,R4,R5,R6 |  |  |  |  | COMSTDOC | [5 empty] | 0.59
R2,R3,R4,R5,R6 | COMECCTNGA | Commercial existing NGA Combustion Turbine CHP | PJ, GW | COMNGA |  | 2010 | 30 | 31.54 | 0.15 | 0.71 |  | 616.77 | 616.77 |  | 2.23 | 0.2 | 0 | - | 0 | - | - | 0 | - | 0 | - | - | 0 | 0.02 | 0.01 | - | - | 0 | 0.02 | 0.01 | - | - | 0 | 0.02 | 0.01 | - | - | 0 | 0.02 | 0.01 | - | - | - | 0.02 | 0.01 | - | - | - | 0.02 | 0.01 | - | - |  |  | - | - | - | - | - | - | - | - | - | [8 empty] | 1.026 | 1.0262 | 1.4184 | 0.4714 | 0.0014 |  | 0.0014 |  |  | 0.0018 |  | 0.0018 |  |  | 0.0007 |  | 0.0007 |  |  | 0.0008 |  | 0.0008
R2,R3,R4,R5,R6 |  |  |  |  | COMELCC | [5 empty] | 0.47 | [67 empty] | 0.5286
R2,R3,R4,R5,R6 |  |  |  |  | COMSTNOC | [5 empty] | 0.53
R2,R3,R4,R5,R6 | COMESTDST | Commercial existing DST STM turbine CHP | PJ, GW | COMSTDB |  | 2010 | 50 | 31.54 | 0.2 | 1 |  | 42.08 | 42.08 | 0 | 2.78 | 0.2 | [41 empty] | - | - | - | - | - | - | - | - | - | - | - | - | - | - | - | - | - | - | 1.026 | 1.0262 | 1.0043 | 0.0617 | [20 empty] | 0 | bar: R2 to R6
R2,R3,R4,R5,R6 |  |  |  |  | COMELCC | [5 empty] | 0.06 | [67 empty] | 0.9383
R2,R3,R4,R5,R6 |  |  |  |  | COMSTDSC | [5 empty] | 0.94
R2,R3,R4,R5,R6 | COMESTNGA | Commercial existing NGA STM turbine CHP | PJ, GW | COMSTNB |  | 2010 | 50 | 31.54 | 0.15 | 1 |  | 61.11 | 61.11 | 0 | 2.78 | 0.2 | - | - | 0.01 | - | - | - | - | 0.01 | - | - | - | - | 0.01 | - | - | - | - | 0.01 | - | - | - | - | 0.01 | - | - | - | - | 0.01 | - | - | - | - | 0.01 | - | - | - | - | 0.01 | - | - |  |  | - | - | - | - | - | - | - | - | - | [8 empty] | 1.026 | 1.0262 | 1.004 | 0.0918 |  |  | 0.0845 |  |  |  |  | 0.1056 |  |  |  |  | 0.0078 |  |  |  |  | 0.0097
R2,R3,R4,R5,R6 |  |  |  |  | COMELCC | [5 empty] | 0.09 | [67 empty] | 0.9082
R2,R3,R4,R5,R6 |  |  |  |  | COMSTNSC | [5 empty] | 0.91
R2,R3,R4,R5,R6 | COMEMTTNGA | Commercial existing NGA microturbine CHP | PJ, GW | COMNGA |  | 2010 | 50 | 31.54 | 0.15 | 0.7 |  | 1403.43 | 1403.43 | 4.06 | 2.78 | 0.2 | 0 | - | 0 | - | - | 0 | - | 0.01 | - | 0 | 0 | - | 0.01 | - | 0 | 0 | - | 0.01 | - | 0 | 0 | - | 0.01 | - | 0 | 0 | - | 0.01 | - | 0 | 0 | - | 0.01 | - | 0 | 0 | - | 0.01 | - | 0 |  |  | - | - | - | - | - | - | - | - | - | [8 empty] | 1.026 | 1.0262 | 1.4368 | 0.4233 | 0.0023 |  | 0.0213 |  | 0 | 0.0026 |  | 0.0266 |  |  | 0.001 |  | 0.0167 |  | 0.0002 | 0.0012 |  | 0.0209 |  | 0.0002
R2,R3,R4,R5,R6 |  |  |  |  | COMELCC | [5 empty] | 0.42 | [67 empty] | 0.5767
R2,R3,R4,R5,R6 |  |  |  |  | COMSTNOC | [5 empty] | 0.58
R2,R3,R4,R5,R6 | COMEFCLNGA | Commercial existing NGA fuel cell CHP | PJ, GW | COMNGA |  | 2010 | 50 | 31.54 | 0.15 | 0.81 |  | 2545.7 | 2545.7 |  | 8.62 | 0.2 | - | - | - | - | - | 0 | - | 0 | 0 | - | 0 | - | 0 | 0 | - | 0 | - | 0 | 0 | - | 0 | - | 0 | 0 | - | 0 | - | 0 | 0 | - | 0 | - | 0 | 0 | - | 0 | - | 0 | 0 | - |  |  | - | - | - | - | - | - | - | - | - | [8 empty] | 1.026 | 1.0262 | 1.2346 | 0.422 |  |  | 0 |  | 0 |  |  | 0 |  | 0 |  |  | 0.0011 |  | 0 |  |  | 0.0013 |  | 0
R2,R3,R4,R5,R6 |  |  |  |  | COMELCC | [5 empty] | 0.42 | [67 empty] | 0.578
R2,R3,R4,R5,R6 |  |  |  |  | COMSTNOC | [5 empty] | 0.58
* New Boilers
* | COMBLDST10 | CSH.DSL.BOILER.ST.10 | PJ, PJ/a | COMDSLEA | COMSTDB | 2010 | 25 | 1 | 1.75 | 0.81 |  | 1.79 | 1.79 | 0.02 |  | 0.28 | [41 empty] | - | - | - | - | - | - | - | - | - | - | - | - | - | - | - | - | - | - |  |  | 1.2346 | 1
* | COMBLDHE10 | CSH.DSL.BOILER.HE.10 | PJ, PJ/a | COMDSLEA | COMSTDB | 2010 | 25 | 1 | 1.75 | 0.87 |  | 2.46 | 2.46 | 0.01 |  | 0.28 | [41 empty] | - | - | - | - | - | - | - | - | - | - | - | - | - | - | - | - | - | - |  |  | 1.1494 | 1
* | COMBLDST20 | CSH.DSL.BOILER.ST.20 | PJ, PJ/a | COMDSLEA | COMSTDB | 2020 | 25 | 1 | 1.75 | 0.82 |  | 1.78 | 1.78 | 0.02 |  | 0.28 | [41 empty] | - |  |  |  |  | - | - | - | - | - | - | - | - | - | - | - | - | - |  |  | 1.227 | 1
* | COMBLDHE20 | CSH.DSL.BOILER.HE.20 | PJ, PJ/a | COMDSLEA | COMSTDB | 2020 | 25 | 1 | 1.75 | 0.87 |  | 2.46 | 2.46 | 0.01 |  | 0.28 | [41 empty] | - |  |  |  |  | - | - | - | - | - | - | - | - | - | - | - | - | - |  |  | 1.1494 | 1
* | COMBLNST10 | CSH.NG.BOILER.ST.10 | PJ, PJ/a | COMNGAEA | COMSTNB | 2010 | 25 | 1 | 0.18 | 0.78 |  | 2.52 | 2.52 | 0.07 |  | 0.28 | [41 empty] | - | - | - | - | - | - | - | - | - | - | [10 empty] | 1.2821 | 1
* | COMBLNHE10 | CSH.NG.BOILER.HE.10 | PJ, PJ/a | COMNGAEA | COMSTNB | 2010 | 25 | 1 | 0.6 | 0.97 |  | 3.74 | 3.74 | 0.06 |  | 0.28 | [41 empty] | - | - | - | - | - | - | - | - | - | - | [10 empty] | 1.0309 | 1
* | COMBLNST20 | CSH.NG.BOILER.ST.20 | PJ, PJ/a | COMNGAEA | COMSTNB | 2020 | 25 | 1 | 0.18 | 0.8 |  | 2.46 | 2.46 | 0.07 |  | 0.28 | [41 empty] | - |  |  | - | - | - | - | - | - | - | [10 empty] | 1.25 | 1
* | COMBLNHE20 | CSH.NG.BOILER.HE.20 | PJ, PJ/a | COMNGAEA | COMSTNB | 2020 | 25 | 1 | 0.6 | 0.97 |  | 3.74 | 3.74 | 0.06 |  | 0.28 | [41 empty] | - |  |  |  |  | - | - | - | - | - | [10 empty] | 1.0309 | 1
* | COMBLNST30 | CSH.NG.BOILER.ST.30 | PJ, PJ/a | COMNGAEA | COMSTNB | 2030 | 25 | 1 | 0.18 | 0.8 |  | 2.46 | 2.46 | 0.07 |  | 0.28 | [41 empty] | - |  |  |  |  | - | - | - | - | - | [10 empty] | 1.25 | 1
* New CHP Technologies
* | COMNREGDST | Commercial new DST RICE CHP | PJ, GW | COMDSL |  | 2015 | 40 | 31.54 | 0.2 | 0.9 |  | 1053.4 | 1053.4 |  | 4.55 | 0.2 | [46 empty] | 0 | 0 | 0 | 0 | 0 | [8 empty] | 1.026 | 1.0262 | 1.1091 | 0.4696
* |  |  |  |  | COMELCC | [5 empty] | 0.47 | [67 empty] | 0.5304
* |  |  |  |  | COMSTDOC | [5 empty] | 0.53
* | COMNREGNGA | Commercial new NGA RICE CHP | PJ, GW | COMNGA |  | 2015 | 40 | 31.54 | 0.15 | 0.92 |  | 928.82 | 928.82 |  | 5.75 | 0.2 | [46 empty] | 0 | 0 | 0 | 0 | 0 | [8 empty] | 1.026 | 1.0262 | 1.087 | 0.3378
* |  |  |  |  | COMELCC | [5 empty] | 0.34 | [67 empty] | 0.6622
* |  |  |  |  | COMSTNOC | [5 empty] | 0.66
* | COMNCCTDST | Commercial new DST turbine CHP | PJ, GW | COMDSL |  | 2015 | 40 | 31.54 | 0.2 | 0.81 |  | 810.18 | 810.18 |  | 2.94 | 0.2 | [46 empty] | 0.01 | 0.01 | 0.01 | 0.01 | 0.01 | - | - | - | - | - | - | - | - | 1.026 | 1.0262 | 1.2352 | 0.4109 | [20 empty] | 0
* |  |  |  |  | COMELCC | [5 empty] | 0.41 | [67 empty] | 0.5891
* |  |  |  |  | COMSTDOC | [5 empty] | 0.59
* | COMNCCTNGA | Commercial new NGA turbine CHP | PJ, GW | COMNGA |  | 2015 | 40 | 31.54 | 0.15 | 0.81 |  | 678.44 | 678.44 |  | 2.23 | 0.2 | [46 empty] | 0.04 | 0.04 | 0.04 | 0.04 | 0.04 | [8 empty] | 1.026 | 1.0262 | 1.2334 | 0.4714
* |  |  |  |  | COMELCC | [5 empty] | 0.47 | [67 empty] | 0.5286
* |  |  |  |  | COMSTNOC | [5 empty] | 0.53
* | COMNMTTNGA | Commercial new NGA microturbine CHP | PJ, GW | COMNGA |  | 2015 | 40 | 31.54 | 0.15 | 0.8 |  | 1543.77 | 1543.77 | 4.06 | 2.78 | 0.2 | [46 empty] | 0 | 0 | 0 | 0 | 0 | [8 empty] | 1.026 | 1.0262 | 1.2494 | 0.4233
* |  |  |  |  | COMELCC | [5 empty] | 0.42 | [67 empty] | 0.5767
* |  |  |  |  | COMSTNOC | [5 empty] | 0.58
* | COMNFCLNGA | Commercial new NGA fuel cell CHP | PJ, GW | COMNGA |  | 2015 | 40 | 31.54 | 0.15 | 0.93 |  | 2800.27 | 2800.27 |  | 8.62 | 0.2 | [46 empty] | 0 | 0 | 0 | 0 | 0 | [8 empty] | 1.026 | 1.0262 | 1.0735 | 0.422
* |  |  |  |  | COMELCC | [5 empty] | 0.42 | [67 empty] | 0.578
* |  |  |  |  | COMSTNOC | [5 empty] | 0.58
* Advanced CHP Technologies
* | COMAREGNGA | Commercial advanced NGA RICE CHP | PJ, GW | COMNGA |  | 2035 | 40 | 31.54 | 0.15 | 0.89 |  | 268.99 | 268.99 | 16.81 | 4.17 | 0.2 | [59 empty] | 1.026 | 1.0262 | 1.1203 | 0.4203
* |  |  |  |  | COMELCC | [5 empty] | 0.42 | [67 empty] | 0.5797
* |  |  |  |  | COMSTNOC | [5 empty] | 0.58
* | COMACCTNGA | Commercial advanced NGA turbine CHP | PJ, GW | COMNGA |  | 2035 | 40 | 31.54 | 0.15 | 0.66 |  | 694.22 | 694.22 | 7.07 | 1.67 | 0.2 | [59 empty] | 1.026 | 1.0262 | 1.5263 | 0.5181
* |  |  |  |  | COMELCC | [5 empty] | 0.52 | [67 empty] | 0.4819
* |  |  |  |  | COMSTNOC | [5 empty] | 0.48
* | COMAMTTNGA | Commercial advanced NGA microturbine CHP | PJ, GW | COMNGA |  | 2035 | 40 | 31.54 | 0.15 | 0.8 |  | 426.68 | 426.68 | 12.48 | 1.67 | 0.2 | [59 empty] | 1.026 | 1.0262 | 1.247 | 0.505
* |  |  |  |  | COMELCC | [5 empty] | 0.5 | [67 empty] | 0.495
* |  |  |  |  | COMSTNOC | [5 empty] | 0.5
* | COMAFCLNGA | Commercial advanced NGA fuel cell CHP | PJ, GW | COMNGA |  | 2035 | 40 | 31.54 | 0.15 | 0.73 |  | 2362.89 | 2362.89 | 146.99 | 5.56 | 0.2 | [59 empty] | 1.026 | 1.0262 | 1.3736 | 0.735
* |  |  |  |  | COMELCC | [5 empty] | 0.73 | [67 empty] | 0.265
* |  |  |  |  | COMSTNOC | [5 empty] | 0.27

## TechData_Emis
TechData | R2,R3,R4,R5,R6
~FI_T
Region | TechName | *TechDesc | *Units | CommIN | CommOUT | *NCAP_START | *NCAP_TLIFE | EFF | ENV_ACT~CO2 | ENV_ACT~NOX | ENV_ACT~PM10 | ENV_ACT~PM25 | ENV_ACT~VOC | ENV_ACT~CO | ENV_ACT~CH4 | ENV_ACT~N2O | ENV_ACT~BC | ENV_ACT~OC | ENV_ACT~SO2 | ENV_ACT~CO2C | ENV_ACT~NOXC | ENV_ACT~PM10C | ENV_ACT~SO2C | ENV_ACT~NOX2CC | ENV_ACT~NOX~2010 | ENV_ACT~NOX~2015 | ENV_ACT~NOX~2020 | ENV_ACT~NOX~2055 | ENV_ACT~SO2~2010 | ENV_ACT~SO2~2015 | ENV_ACT~SO2~2020 | ENV_ACT~SO2~2055 | ENV_ACT~PM10~2010 | ENV_ACT~PM10~2015 | ENV_ACT~PM10~2020 | ENV_ACT~PM10~2055 | ENV_ACT~PM25~2010 | ENV_ACT~PM25~2015 | ENV_ACT~PM25~2020 | ENV_ACT~PM25~2055 | ENV_ACT~VOC~2010 | ENV_ACT~VOC~2015 | ENV_ACT~VOC~2020 | ENV_ACT~VOC~2055 | ENV_ACT~CO~2010 | ENV_ACT~CO~2015 | ENV_ACT~CO~2020 | ENV_ACT~CO~2055 | ENV_ACT~NOXC~2010 | ENV_ACT~NOXC~2015 | ENV_ACT~NOXC~2020 | ENV_ACT~NOXC~2055 | ENV_ACT~SO2C~2010 | ENV_ACT~SO2C~2015 | ENV_ACT~SO2C~2020 | ENV_ACT~SO2C~2055 | ENV_ACT~PM10C~2010 | ENV_ACT~PM10C~2015 | ENV_ACT~PM10C~2020 | ENV_ACT~PM10C~2055 | ENV_ACT~NOX2CC~2010 | ENV_ACT~NOX2CC~2015 | ENV_ACT~NOX2CC~2020 | ENV_ACT~NOX2CC~2055
* | SECOMCOA | Emissions: COA to COM | PJ | COMCOA | COMCOAEA | 2010 | 45 | 1 | 0.1006
R2,R3,R4,R5,R6 | SECOMNGA | Emissions: NGA to COM | PJ | COMNGA | COMNGAEA | 2010 | 45 | 1 | 0.055984 | 0.041783 | 0.0036351 | 0.0031755 | 0.0022981 | 0.035098 | 0.00096091 | 0.00085304 | 0.00019053 | 0.001149 | 0.0002507 | 55.9836 | 0.041783 | 0.0036351 | 0.0002507 | 0.041783
R2,R3,R4,R5,R6 | SECOMRFH | Emissions: RFH to COM | PJ | COMRFH | COMRFHEA | 2010 | 45 | 1 | 0.083142 | 0.1536 | 0.047142 | 0.25393 | 0.0032456 | 0.014361 | 0.0013643 | 0.00028435 | 0.020314 | 9.7369e-05 | 1.0146 | 83.1419 | 0.1536 | 0.047142 | 1.0146 | 0.1536
R2,R3,R4,R5,R6 | SECOMRFL | Emissions: RFL to COM | PJ | COMRFL | COMRFLEA | 2010 | 45 | 1 | 0.083142 | 0.1536 | 0.018131 | 0.0094449 | 0.0032456 | 0.014361 | 0.0013643 | 0.00028435 | 0.00075559 | 9.7369e-05 | 1.0146 | 83.1419 | 0.1536 | 0.018131 | 1.0146 | 0.1536
R2,R3,R4,R5,R6 | SECOMDSL | Emissions: DSL to COM | PJ | COMDSL | COMDSLEA | 2010 | 45 | 1 | 0.077181 | 0.047059 | 0.0073781 | 0.0066031 | 0.001054 | 0.0155 | 0.00066961 | 0.00037913 | 0.0019809 | 9.4861e-05 | 0.13282 | 77.1806 | 0.047059 | 0.0073781 | 0.13282 | 0.047059
R2,R3,R4,R5,R6 | SECOMKER | Emissions: KER to COM | PJ | COMKER | COMKEREA | 2010 | 45 | 1 | 0.076294 | 0.061466 | 0.0074524 | 0.006688 | 0.001051 | 0.015287 | 0.00066961 | 0.00037913 | 0.00053504 | 0.0001051 | 0.13567 | 76.2943 | 0.061466 | 0.0074524 | 0.13567 | 0.061466
R2,R3,R4,R5,R6 | SECOMLPG | Emissions: LPG to COM | PJ | COMLPG | COMLPGEA | 2010 | 45 | 1 | 0.065712 | 0.066734 | 0.00048229 | 0.00046606 | 0.0024395 | 0.036684 | 0.00093826 | 0.0037913 | 6.0587e-05 | 0.00024395 | 0.0067704 | 65.7116 | 0.066734 | 0.00048229 | 0.0067704 | 0.066734
* CHP Technologies
R2,R3,R4,R5,R6 | COMEREGDST | Commercial existing DST RICE CHP | PJ, GW | COMDSL | COMELCC | 2010 | 45 |  | 0.098342 | [5 empty] | 0.00024179 | 0.00048358 | 0.032518 | 0.0087799 |  | 98.3418 |  |  |  |  | 2.4146 | 2.4146 | 2.4146 | 2.4146 | 0.19133 | 0.19133 | 0.19133 | 0.19133 | 0.10839 | 0.10839 | 0.10839 | 0.10839 | 0.097555 | 0.097555 | 0.097555 | 0.097555 | 0.11929 | 0.11929 | 0.11929 | 0.11929 | 0.5102 | 0.5102 | 0.5102 | 0.5102 | 2.4146 | 2.4146 | 2.4146 | 2.4146 | 0.19133 | 0.19133 | 0.19133 | 0.19133 | 0.10839 | 0.10839 | 0.10839 | 0.10839 | 2.4146 | 2.4146 | 2.4146 | 2.4146
R2,R3,R4,R5,R6 | COMEREGNGA | Commercial existing NGA RICE CHP | PJ, GW | COMNGA | COMELCC | 2010 | 45 |  | 0.07 | [5 empty] | 0.67165 | 0.0010663 | 0.00045754 | 0.0038129 |  | 70 |  |  |  |  | 0.45572 | 0.45572 | 0.45572 | 0.45572 | 0.00031337 | 0.00031337 | 0.00031337 | 0.00031337 | 0.0076257 | 0.0076257 | 0.0076257 | 0.0076257 | 0.0076257 | 0.0076257 | 0.0076257 | 0.0076257 | 0.055218 | 0.055218 | 0.055218 | 0.055218 | 0.79982 | 0.79982 | 0.79982 | 0.79982 | 0.45572 | 0.45572 | 0.45572 | 0.45572 | 0.00031337 | 0.00031337 | 0.00031337 | 0.00031337 | 0.0076257 | 0.0076257 | 0.0076257 | 0.0076257 | 0.45572 | 0.45572 | 0.45572 | 0.45572
R2,R3,R4,R5,R6 | COMECCTDST | Commercial existing DST Combustion Turbine CHP | PJ, GW | COMDSL | COMELCC | 2010 | 45 |  | 0.10952 | [5 empty] | 0.00026927 | 0.00053855 | 0.0068689 | 0.0016496 |  | 109.5206 |  |  |  |  | 0.14639 | 0.14639 | 0.14639 | 0.14639 | 0.020048 | 0.020048 | 0.020048 | 0.020048 | 0.022896 | 0.022896 | 0.022896 | 0.022896 | 0.018329 | 0.018329 | 0.018329 | 0.018329 | 0.0017992 | 0.0017992 | 0.0017992 | 0.0017992 | 0.011744 | 0.011744 | 0.011744 | 0.011744 | 0.14639 | 0.14639 | 0.14639 | 0.14639 | 0.020048 | 0.020048 | 0.020048 | 0.020048 | 0.022896 | 0.022896 | 0.022896 | 0.022896 | 0.14639 | 0.14639 | 0.14639 | 0.14639
R2,R3,R4,R5,R6 | COMECCTNGA | Commercial existing NGA Combustion Turbine CHP | PJ, GW | COMNGA | COMELCC | 2010 | 45 |  | 0.07943 | [5 empty] | 0.052408 | 0.0012099 | 0.00016149 | 0.0020021 |  | 79.4304 |  |  |  |  | 0.15602 | 0.15602 | 0.15602 | 0.15602 | 0.0020496 | 0.0020496 | 0.0020496 | 0.0020496 | 0.0040041 | 0.0040041 | 0.0040041 | 0.0040041 | 0.0040041 | 0.0040041 | 0.0040041 | 0.0040041 | 0.0012737 | 0.0012737 | 0.0012737 | 0.0012737 | 0.04974 | 0.04974 | 0.04974 | 0.04974 | 0.15602 | 0.15602 | 0.15602 | 0.15602 | 0.0020496 | 0.0020496 | 0.0020496 | 0.0020496 | 0.0040041 | 0.0040041 | 0.0040041 | 0.0040041 | 0.15602 | 0.15602 | 0.15602 | 0.15602
R2,R3,R4,R5,R6 | COMEMTTNGA | Commercial existing NGA microturbine CHP | PJ, GW | COMNGA | COMELCC | 2010 | 45 |  | 0.08046 | [5 empty] | 0.053088 | 0.0012256 | 0.00016358 | 0.002028 |  | 80.4598 |  |  |  |  | 0.15805 | 0.15805 | 0.15805 | 0.15805 | 0.0020761 | 0.0020761 | 0.0020761 | 0.0020761 | 0.004056 | 0.004056 | 0.004056 | 0.004056 | 0.004056 | 0.004056 | 0.004056 | 0.004056 | 0.0012902 | 0.0012902 | 0.0012902 | 0.0012902 | 0.050385 | 0.050385 | 0.050385 | 0.050385 | 0.15805 | 0.15805 | 0.15805 | 0.15805 | 0.0020761 | 0.0020761 | 0.0020761 | 0.0020761 | 0.004056 | 0.004056 | 0.004056 | 0.004056 | 0.15805 | 0.15805 | 0.15805 | 0.15805
R2,R3,R4,R5,R6 | COMEFCLNGA | Commercial existing NGA fuel cell CHP | PJ, GW | COMNGA | COMELCC | 2010 | 45 |  | 0.069136 | [10 empty] | 69.1358
* | COMNREGDST | Commercial new DST RICE CHP | PJ, GW | COMDSL | COMELCC | 2015 | 45 |  | 0.085515 | [5 empty] | 0.00021025 | 0.0004205 | 0.028277 | 0.0076347 |  | 85.5146 | [5 empty] | 2.0997 | 2.0997 | 2.0997 |  | 0.16637 | 0.16637 | 0.16637 |  | 0.094256 | 0.094256 | 0.094256 |  | 0.08483 | 0.08483 | 0.08483 |  | 0.10373 | 0.10373 | 0.10373 |  | 0.44366 | 0.44366 | 0.44366 |  | 2.0997 | 2.0997 | 2.0997 |  | 0.16637 | 0.16637 | 0.16637 |  | 0.094256 | 0.094256 | 0.094256 |  | 2.0997 | 2.0997 | 2.0997
* | COMNREGNGA | Commercial new NGA RICE CHP | PJ, GW | COMNGA | COMELCC | 2015 | 45 |  | 0.06087 | [5 empty] | 0.58404 | 0.00092721 | 0.00039786 | 0.0033155 |  | 60.8696 | [5 empty] | 0.39628 | 0.39628 | 0.39628 |  | 0.0002725 | 0.0002725 | 0.0002725 |  | 0.0066311 | 0.0066311 | 0.0066311 |  | 0.0066311 | 0.0066311 | 0.0066311 |  | 0.048016 | 0.048016 | 0.048016 |  | 0.69549 | 0.69549 | 0.69549 |  | 0.39628 | 0.39628 | 0.39628 |  | 0.0002725 | 0.0002725 | 0.0002725 |  | 0.0066311 | 0.0066311 | 0.0066311 |  | 0.39628 | 0.39628 | 0.39628
* | COMNCCTDST | Commercial new DST turbine CHP | PJ, GW | COMDSL | COMELCC | 2015 | 45 |  | 0.095235 | [5 empty] | 0.00023415 | 0.0004683 | 0.005973 | 0.0014344 |  | 95.2353 | [5 empty] | 0.12729 | 0.12729 | 0.12729 |  | 0.017433 | 0.017433 | 0.017433 |  | 0.01991 | 0.01991 | 0.01991 |  | 0.015938 | 0.015938 | 0.015938 |  | 0.0015645 | 0.0015645 | 0.0015645 |  | 0.010212 | 0.010212 | 0.010212 |  | 0.12729 | 0.12729 | 0.12729 |  | 0.017433 | 0.017433 | 0.017433 |  | 0.01991 | 0.01991 | 0.01991 |  | 0.12729 | 0.12729 | 0.12729
* | COMNCCTNGA | Commercial new NGA turbine CHP | PJ, GW | COMNGA | COMELCC | 2015 | 45 |  | 0.06907 | [5 empty] | 0.045573 | 0.0010521 | 0.00014042 | 0.0017409 |  | 69.0699 | [5 empty] | 0.13567 | 0.13567 | 0.13567 |  | 0.0017823 | 0.0017823 | 0.0017823 |  | 0.0034819 | 0.0034819 | 0.0034819 |  | 0.0034819 | 0.0034819 | 0.0034819 |  | 0.0011076 | 0.0011076 | 0.0011076 |  | 0.043253 | 0.043253 | 0.043253 |  | 0.13567 | 0.13567 | 0.13567 |  | 0.0017823 | 0.0017823 | 0.0017823 |  | 0.0034819 | 0.0034819 | 0.0034819 |  | 0.13567 | 0.13567 | 0.13567
* | COMNMTTNGA | Commercial new NGA microturbine CHP | PJ, GW | COMNGA | COMELCC | 2015 | 45 |  | 0.069965 | [5 empty] | 0.046163 | 0.0010658 | 0.00014224 | 0.0017635 |  | 69.965 | [5 empty] | 0.13743 | 0.13743 | 0.13743 |  | 0.0018053 | 0.0018053 | 0.0018053 |  | 0.003527 | 0.003527 | 0.003527 |  | 0.003527 | 0.003527 | 0.003527 |  | 0.0011219 | 0.0011219 | 0.0011219 |  | 0.043813 | 0.043813 | 0.043813 |  | 0.13743 | 0.13743 | 0.13743 |  | 0.0018053 | 0.0018053 | 0.0018053 |  | 0.003527 | 0.003527 | 0.003527 |  | 0.13743 | 0.13743 | 0.13743
* | COMNFCLNGA | Commercial new NGA fuel cell CHP | PJ, GW | COMNGA | COMELCC | 2015 | 45 |  | 0.060118 | [10 empty] | 60.1181
* | COMAREGNGA | Commercial advanced NGA RICE CHP | PJ, GW | COMNGA | COMELCC | 2035 | 45 |  | 0.062738 | [5 empty] | 0.60197 | 0.00095567 | 0.00041008 | 0.0034173 |  | 62.7381 | [5 empty] | 0.40845 | 0.40845 | 0.40845 |  | 0.00028086 | 0.00028086 | 0.00028086 |  | 0.0068346 | 0.0068346 | 0.0068346 |  | 0.0068346 | 0.0068346 | 0.0068346 |  | 0.04949 | 0.04949 | 0.04949 |  | 0.71684 | 0.71684 | 0.71684 |  | 0.40845 | 0.40845 | 0.40845 |  | 0.00028086 | 0.00028086 | 0.00028086 |  | 0.0068346 | 0.0068346 | 0.0068346 |  | 0.40845 | 0.40845 | 0.40845
* | COMACCTNGA | Commercial advanced NGA turbine CHP | PJ, GW | COMNGA | COMELCC | 2035 | 45 |  | 0.08547 | [5 empty] | 0.056393 | 0.0013019 | 0.00017377 | 0.0021543 |  | 85.4701 | [5 empty] | 0.16789 | 0.16789 | 0.16789 |  | 0.0022054 | 0.0022054 | 0.0022054 |  | 0.0043086 | 0.0043086 | 0.0043086 |  | 0.0043086 | 0.0043086 | 0.0043086 |  | 0.0013706 | 0.0013706 | 0.0013706 |  | 0.053523 | 0.053523 | 0.053523 |  | 0.16789 | 0.16789 | 0.16789 |  | 0.0022054 | 0.0022054 | 0.0022054 |  | 0.0043086 | 0.0043086 | 0.0043086 |  | 0.16789 | 0.16789 | 0.16789
* | COMAMTTNGA | Commercial advanced NGA microturbine CHP | PJ, GW | COMNGA | COMELCC | 2035 | 45 |  | 0.069834 | [5 empty] | 0.046077 | 0.0010638 | 0.00014198 | 0.0017602 |  | 69.8341 | [5 empty] | 0.13717 | 0.13717 | 0.13717 |  | 0.001802 | 0.001802 | 0.001802 |  | 0.0035204 | 0.0035204 | 0.0035204 |  | 0.0035204 | 0.0035204 | 0.0035204 |  | 0.0011198 | 0.0011198 | 0.0011198 |  | 0.043731 | 0.043731 | 0.043731 |  | 0.13717 | 0.13717 | 0.13717 |  | 0.001802 | 0.001802 | 0.001802 |  | 0.0035204 | 0.0035204 | 0.0035204 |  | 0.13717 | 0.13717 | 0.13717
* | COMAFCLNGA | Commercial advanced NGA fuel cell CHP | PJ, GW | COMNGA | COMELCC | 2035 | 45 |  | 0.076923

## TechData_ZZ
TechData | R2,R3,R4,R5,R6
[8 empty] | MA(ENT) | OUT(DM)
~FI_T
Region | TechName | *TechDesc | *Units | CommIN | CommOUT | EFF | ACT_COST | Input | Output
* ZZ<dm>INFES Backstop Technologies
R2,R3,R4,R5,R6 | ZZDMYCSH | Commercial Heating - ZZINFES backstop | PJ | ZZDMY | CSH | 1 | 9999 | 1 | 1
R2,R3,R4,R5,R6 | ZZDMYCSC | Commercial Cooling - ZZINFES backstop | PJ | ZZDMY | CSC | 1 | 9999 | 1 | 1
R2,R3,R4,R5,R6 | ZZDMYCWH | Commercial Water Heating - ZZINFES backstop | PJ | ZZDMY | CWH | 1 | 9999 | 1 | 1
R2,R3,R4,R5,R6 | ZZDMYCVT | Commercial Ventilation - ZZINFES backstop | PJ | ZZDMY | CVT | 1 | 9999 | 1 | 1
R2,R3,R4,R5,R6 | ZZDMYCCK | Commercial Cooking - ZZINFES backstop | PJ | ZZDMY | CCK | 1 | 9999 | 1 | 1
R2,R3,R4,R5,R6 | ZZDMYCLT | Commercial Lighting - ZZINFES backstop | PJ | ZZDMY | CLT | 1 | 9999 | 1 | 1
R2,R3,R4,R5,R6 | ZZDMYCRF | Commercial Refrigeration - ZZINFES backstop | PJ | ZZDMY | CRF | 1 | 9999 | 1 | 1
R2,R3,R4,R5,R6 | ZZDMYCOF | Commercial Office Equipment - ZZINFES backstop | PJ | ZZDMY | COF | 1 | 9999 | 1 | 1

## 2014 GHG Inventory
|  | CY2005 |  |  | CY2013 |  |  | CY2014 |  |  | 1.0551e-06
StationaryEnergy
Residential(smallandlargeresidential) | [7 empty] | Consumed | tCo2e | SourceMMBtu | Source (PJ)
#2fueloil | liters | 498239306 | 1354474 | 18384023.22 | 491812064 | 1337001 | 18146870.99 | 507050151 | 1378426 | 18709125.58 | 19.7392
#4fueloil | liters | 267675096 | 779887 | 10430946.82 | 237973212 | 693349 | 9273503.43 | 260158943 | 757988 | 10138052.2 | 10.6962
#6fueloil | liters | 738901866 | 2217745 | 29648234.55 | 346561003 | 1040171 | 13905665.1 | 201715682 | 605431 | 8093786.37 | 8.5394
Biofuel | liters | 197098 | 0 | 6728.79 | 39461668 | 80 | 1347195.76 | 31639191 | 64 | 1080141.47 | 1.1396
Electricity | kwh | 14168364734 | 5860795 | 142251024.18 | 15653318348 | 4623479 | 137096240.02 | 15164274320 | 4439199 | 132250770.44 | 139.5319
Naturalgas | GJ | 180307273 | 9089420 | 179443211.69 | 176778626 | 8911539 | 175931474.55 | 187300788 | 9441968 | 186403212.57 | 196.6658
Steam | kg | 1998982584 | 332201 | 5861975.08 | 3035418339 | 318768 | 6567956.12 | 2914003579 | 322749 | 6708223.33 | 7.0776
CommercialandInstitutional(commercialinstitutionalandstreetlights)
#2fueloil | liters | 282335121 | 767534 | 10417595.24 | 278693024 | 757633 | 10283209.21 | 287327924 | 781107 | 10601819.59 | 11.1855
#4fueloil | liters | 47774309 | 139193 | 1861702.07 | 42473155 | 123748 | 1655123.05 | 46432836 | 135285 | 1809426.61 | 1.909
#6fueloil | liters | 90670639 | 272140 | 3638134.51 | 42526496 | 127639 | 1706364 | 24752529 | 74292 | 993188.43 | 1.0479
Biofuel | liters | 49615 | 0 | 1693.83 | 9933615 | 20 | 339127.16 | 7964477 | 16 | 271902.06 | 0.28687
Electricity | kwh | 25720435183 | 10639328 | 258234335.15 | 24013980197 | 7092945 | 210321308.22 | 24094056831 | 7053308 | 210129249.3 | 221.6981
Naturalgas | GJ | 60301084 | 3039821 | 60012111.88 | 104182740 | 5251927 | 103683479.85 | 113177353 | 5705352 | 112634988.72 | 118.8362
Steam | kg | 7457786326 | 1239372 | 21869804.15 | 5691660761 | 597717 | 12315461.65 | 5463998032 | 605180 | 12578474.29 | 13.271
Manufacturingandconstruction(industrial)
#2fueloil | liters | 65089976 | 176474 | 2401688.54 | 64250321 | 174197 | 2370706.98 | 66241025 | 179595 | 2444159.91 | 2.5787
#4fueloil | liters | 10293146 | 29910 | 401110.39 | 9150994 | 26591 | 356602.2 | 10004121 | 29070 | 389847.45 | 0.41131
#6fueloil | liters | 7001414 | 20959 | 280929.8 | 3283815 | 9830 | 131762.17 | 1911343 | 5722 | 76692.11 | 0.080914
Biofuel | liters | 8808 | 0 | 300.69 | 1763429 | 4 | 60202.31 | 1413865 | 3 | 48268.42 | 0.050926
Electricity | kwh | 8779889926 | 3631833 | 88150492.85 | 8914989284 | 2633196 | 78080026.45 | 8896415029 | 2604342 | 77587474.14 | 81.8591
Naturalgas | GJ | 18090325 | 910137 | 18003633.57 | 24097257 | 1212350 | 23981779.42 | 26871577 | 1351928 | 26742803.94 | 28.2152
Steam | kg | 2237335898 | 371812 | 6560941.24 | 1707498231 | 179315 | 3694638.5 | 1639199412 | 181554 | 3773542.29 | 3.9813
ElectricityT&Dlosses | GJ | 1604831 | 184401 |  | 1190333 | 97663 |  | 705041 | 57332 |  | 0
SteamT&Dlosseskg |  | 334042605 | 55513 |  | 292536309 | 30721 |  | 237330875 | 26286 |  | 0
Fugitivenaturalgas | [10 empty] | 0
CH4-naturalgasdistribution | GJ | 442833 | 207588 |  | 522190 | 244789 |  | 560347 | 262676 |  | 0
Transportationwithincity(Basic)
On-Road | [10 empty] | 0
Gasoline-passengercars | liters | 2956960860 | 7171573 | 94897868.24 | 2875977547 | 6975163 | 92298867.38 | 2884413472 | 6995622 | 92569601.89 | 97.6661
Diesel-passengercars | liters | 13636640 | 36562 | 504591.59 | 14104152 | 37816 | 521890.78 | 14155425 | 37953 | 523788 | 0.55263
Gasoline-lighttrucks | liters | 387703944 | 940306 | 12442598.86 | 401465065 | 973681 | 12884235.06 | 402924507 | 977220 | 12931073 | 13.643
Diesel-lighttrucks | liters | 34436253 | 92328 | 1274232.05 | 41467149 | 111179 | 1534393.72 | 41617894 | 111583 | 1539971.69 | 1.6248
Diesel-heavytrucks | liters | 350949585 | 941739 | 12986058.96 | 327451162 | 878683 | 12116555.43 | 328641543 | 881877 | 12160602.64 | 12.8301
Diesel-transitbus | liters | 182539690 | 490133 | 6754435.42 | 179119246 | 480949 | 6627870.24 | 183147184 | 491765 | 6776914.26 | 7.15
Diesel-non-transitbus | liters | 68793026 | 184715 | 2545517.92 | 7164770 | 19238 | 265114.81 | 7325887 | 19671 | 271076.57 | 0.286
CNG-transitbus | GJ | 249113 | 13363 | 247919.07 | 1441096 | 77304 | 1434190.08 | 1173494 | 62949 | 1167870.59 | 1.2322
Biofuel | liters | - | - | - | - | - | - | - | - | -
Ethanol | liters | 371629423 | 49008 | 8381214.53 | 364160290 | 48023 | 8212766.08 | 365259775 | 48168 | 8237562.34 | 8.6911
Railways | [10 empty] | 0
Electricity-subwayandcommuterra | kwh | 2728682604 | 1128538 | 26017291.6 | 2819611178 | 832821 | 24694076.69 | 2827567062 | 827744 | 24659796.74 | 26.0175
Diesel-commuterrail | liters | 5207217 | 14089 | 192680.36 | 5457605 | 14766 | 201945.36 | 5470547 | 14801 | 202424.23 | 0.21357
MarineNavigation
Diesel-marinenavigation | liters | 18247504 | 49555 | 672306.45 | 13979731 | 37965 | 515065.69 | 14092419 | 38271 | 519217.54 | 0.5478
Aviation | [10 empty] | 0
Jetfuel-aviation | liters | 933093 | 2323 | 33272.69 | 849442 | 2115 | 31431.54 | 898529 | 2237 | 33247.88 | 0.035078
Waste | [10 empty] | 0
Landfills | [10 empty] | 0
Exportedsolidwaste-landfill | Mg | 5963979 | 2786944 | - | 4865719 | 2250738 |  | 4822473 | 2228484 |  | 0
Closedlandfillsincity | Mg | 10059 | 251475 | - | 4154 | 103852 |  | 3065 | 76626 |  | 0
Incineration | [10 empty] | 0
Exportedsolidwaste-wastetoener | Mg | 875480 | 134873 |  | 975151 | 161335 |  | 982507 | 137306 |  | 0
Biologicaltreatment | [10 empty] | 0
CH4andN2O-composting | Mg | - | - |  | - | 2910 |  | - | 2910 |  | 0
Wastewatertreatment
CH4-wastewatertreatmentplants | Mg | 6536 | 163402 |  | 6490 | 162254 |  | 5661 | 141516 |  | 0
N2O-wastewatertreatmentplants | Mg | 286 | 85120 |  | 248 | 73794 |  | 254 | 75841 |  | 0

## Original
|  | 2015 NYC GHG Inventory (CY 2014) |  |  | Citywide Site MMBtu, by Fuel Type, per 2015 NYC GHG Inventory (CY2014) | [6 empty] | Fuel Oil | [7 empty] | Electricity | [7 empty] | Natural Gas | [7 empty] | Steam | [7 empty] | MMBtu by End Use
| Description of Typical Building | CY2014 Site MMBtu | CY2014 Site MMBtu % of Total | CY2014 Site kBtu/SF | #2 fuel oil | #4 fuel oil | #6 fuel oil | Biofuel | Electricity | Natural gas | Steam | % Fuel Oil, Space Heating | % Fuel Oil, DHW | % Fuel Oil, Space Cooling | % Fuel Oil, Ventilation | % Fuel Oil, Lighting | % Fuel Oil, Conveyance | % Fuel Oil, Process Loads | % Fuel Oil, Plug Loads/Misc | % Electricity, Space Heating | % Electricity, DHW | % Electricity, Space Cooling | % Electricity, Ventilation | % Electricity, Lighting | % Electricity, Conveyance | % Electricity, Process Loads | % Electricity, Plug Loads/Misc | % Natural Gas, Space Heating | % Natural Gas, DHW | % Natural Gas, Space Cooling | % Natural Gas, Ventilation | % Natural Gas, Lighting | % Natural Gas, Conveyance | % Natural Gas, Process Loads | % Natural Gas, Plug Loads/Misc | % Steam, Space Heating | % Steam, DHW | % Steam, Space Cooling | % Steam, Ventilation | % Steam, Lighting | % Steam, Conveyance | % Steam, Process Loads | % Steam, Plug Loads/Misc | Space Heating | DHW | Space Cooling | Ventilation | Lighting | Conveyance | Process Loads | Plug Loads/Misc
1 to 4 | 1 to 4 Family, Freestanding, Wood Frame | 34397279.6177 | 6.263% | 55.3836 | 3139269.7532 | 373088.3616 | 93126.8493 | 61486.8087 | 8619051.6035 | 22111256.2414 | 0 | 3060305.6637 | 606666.1091 | 0 | 0 | 0 | 0 | 0 | 0 | 172381.0321 | 258571.5481 | 1465238.7726 | 0 | 1637619.8047 | 0 | 0 | 5085240.4461 | 15829244.5996 | 6282011.6418 | 0 | 0 | 0 | 0 | 0 | 0 | 0 | 0 | 0 | 0 | 0 | 0 | 0 |  | 19061931.2954 | 7147249.299 | 1465238.7726 | 0 | 1637619.8047 | 0 | 0 | 5085240.4461 | 34397279.6177
| 1 to 4 Family, Row House, Masonry | 44962795.526 | 8.187% | 55.3836 | 4103532.1857 | 487686.698 | 121731.8209 | 80373.1818 | 11266491.3965 | 28902980.2431 | 0 | 3920530.1321 | 872793.7544 | 0 | 0 | 0 | 0 | 0 | 0 | 225329.8279 | 337994.7419 | 1915303.5374 | 0 | 2140633.3653 | 0 | 0 | 6647229.9239 | 20685590.1241 | 8217390.1189 | 0 | 0 | 0 | 0 | 0 | 0 | 0 | 0 | 0 | 0 | 0 | 0 | 0 | 0 | 24831450.0841 | 9428178.6152 | 1915303.5374 | 0 | 2140633.3653 | 0 | 0 | 6647229.9239 | 44962795.526
Multifamily | Multifamily, NYCHA | 0 | 0% | 0 | 0 | 0 | 0 | 0 | 0 | 0 | 0 | 0 | 0 | 0 | 0 | 0 | 0 | 0 | 0 | 0 | 0 | 0 | 0 | 0 | 0 | 0 | 0 | 0 | 0 | 0 | 0 | 0 | 0 | 0 | 0 | 0 | 0 | 0 | 0 | 0 | 0 | 0 | 0 | 0 | 0 | 0 | 0 | 0 | 0 | 0 | 0 | 0
| Multifamily, Post-1980 >7 stories | 15347555.1175 | 2.795% | 92.3251 | 894733.8605 | 727824.0311 | 618523.4065 | 73567.5672 | 2526671.9476 | 10033937.6789 | 472296.6258 | 1674553.9025 | 640094.9628 | 0 | 0 | 0 | 0 | 0 | 0 | 101687.8363 | 15651.0926 | 510031.842 | 219597.2104 | 560848.0719 | 220104.1269 | 80459.3167 | 818292.4506 | 6621879.4125 | 2990361.2979 | 146714.1218 | 0 | 0 | 0 | 59878.8072 | 215104.0395 | 335837.6681 | 136458.9576 | 0 | 0 | 0 | 0 | 0 | 0 | 8733958.8195 | 3782566.3109 | 656745.9638 | 219597.2104 | 560848.0719 | 220104.1269 | 140338.1238 | 1033396.4901 | 15347555.1175
| Multifamily, Post-1980 up to 7 stories | 9775689.7233 | 1.78% | 92.3251 | 569904.4922 | 463590.5749 | 393971.0829 | 46859.171 | 1609374.3142 | 6391158.7677 | 300831.3204 | 1087319.1817 | 387006.1393 | 0 | 0 | 0 | 0 | 0 | 0 | 52744.2685 | 7833.6525 | 189737.6397 | 112144.0159 | 490099.4715 | 69103.1673 | 44811.8997 | 642900.1991 | 4162711.5008 | 2001773.4881 | 0 | 0 | 0 | 0 | 0 | 226673.7788 | 300831.3204 | 0 | 0 | 0 | 0 | 0 | 0 | 0 | 5603606.2714 | 2396613.2798 | 189737.6397 | 112144.0159 | 490099.4715 | 69103.1673 | 44811.8997 | 869573.9779 | 9775689.7233
| Multifamily, Post-war >7 stories | 29488103.8965 | 5.369% | 92.3251 | 1719101.5009 | 1398408.4424 | 1188403.1258 | 141349.4232 | 4854634.1311 | 19278757.7241 | 907449.5491 | 3367038.5104 | 961497.2419 | 118726.74 | 0 | 0 | 0 | 0 | 0 | 458100.473 | 90534.0025 | 997559.4594 | 343545.6415 | 1044313.7466 | 411164.9844 | 157665.958 | 1351749.8658 | 11716275.5112 | 6415268.9986 | 525550.5713 | 0 | 0 | 0 | 91338.9029 | 530323.7401 | 515834.8851 | 251675.4133 | 139939.2506 | 0 | 0 | 0 | 0 | 0 | 16057249.3797 | 7718975.6562 | 1781776.0213 | 343545.6415 | 1044313.7466 | 411164.9844 | 249004.8609 | 1882073.6059 | 29488103.8965
| Multifamily, Post-war up to 7 stories | 23935005.2401 | 4.358% | 92.3251 | 1395366.1984 | 1135064.9575 | 964607.1223 | 114730.9843 | 3940426.0706 | 15648248.1467 | 736561.7602 | 2624514.1567 | 934770.827 | 50484.2788 | 0 | 0 | 0 | 0 | 0 | 169716.879 | 48736.7919 | 531778.8269 | 192001.2402 | 1294596.4117 | 357113.4848 | 143757.1126 | 1202725.3235 | 10789896.8786 | 4659798.3434 | 16694.1918 | 0 | 0 | 0 | 19414.9219 | 162443.8109 | 504583.6226 | 231978.1377 | 0 | 0 | 0 | 0 | 0 | 0 | 14088711.5368 | 5875284.1 | 598957.2976 | 192001.2402 | 1294596.4117 | 357113.4848 | 163172.0345 | 1365169.1344 | 23935005.2401
| Multifamily, Pre-war >7 stories | 16610568.5372 | 3.025% | 92.3251 | 968365.189 | 787719.6634 | 669424.241 | 79621.7448 | 2734602.1718 | 10859671.6701 | 511163.8572 | 1879371.1136 | 625745.1185 | 0 | 0 | 0 | 0 | 0 | 14.6061 | 56223.7173 | 127817.403 | 373327.4758 | 78583.1434 | 796593.0395 | 315192.9558 | 84312.1926 | 902552.2444 | 7049694.2244 | 3316152.7858 | 0 | 0 | 0 | 0 | 90424.7895 | 403399.8703 | 342864.0435 | 168299.8137 | 0 | 0 | 0 | 0 | 0 | 0 | 9328153.0989 | 4238015.1209 | 373327.4758 | 78583.1434 | 796593.0395 | 315192.9558 | 174736.9821 | 1305966.7208 | 16610568.5372
| Multifamily, Pre-war up to 7 stories | 78375533.7137 | 14.27% | 92.3251 | 4569147.549 | 3716787.2308 | 3158620.4924 | 375688.3292 | 12902984.2794 | 51240423.2997 | 2411882.5332 | 8652265.4779 | 3167978.1234 | 0 | 0 | 0 | 0 | 0 | 0 | 895064.589 | 210870.6649 | 1757502.0345 | 203770.5284 | 4372867.9796 | 1094017.398 | 290102.8315 | 4078788.2534 | 35329320.8717 | 15261320.8683 | 135.7365 | 0 | 0 | 0 | 63110.8743 | 586534.9489 | 1631033.8933 | 780848.6399 | 0 | 0 | 0 | 0 | 0 | 0 | 46507684.8319 | 19421018.2965 | 1757637.771 | 203770.5284 | 4372867.9796 | 1094017.398 | 353213.7058 | 4665323.2023 | 78375533.7137
| Multifamily, VeryLarge | 19991192.0193 | 3.64% | 92.3251 | 1165449.2376 | 948038.2934 | 805667.0977 | 95826.5567 | 3291155.0854 | 13069858.5744 | 615197.174 | 2005770.7506 | 1009210.4349 | 0 | 0 | 0 | 0 | 0 | 0 | 647923.3668 | 150950.3405 | 526039.4198 | 134887.8393 | 744069.7016 | 203339.3065 | 87693.0584 | 796252.0525 | 6954956.5114 | 5049265.2736 | 678159.066 | 0 | 0 | 0 | 17382.1505 | 370095.573 | 408924.5901 | 203791.365 | 2481.2189 | 0 | 0 | 0 | 0 | 0 | 10017575.2189 | 6413217.4139 | 1206679.7047 | 134887.8393 | 744069.7016 | 203339.3065 | 105075.2089 | 1166347.6255 | 19991192.0193
Commercial | Commercial, Post-1980 >7 stories | 4442987.8062 | 0.809% | 141.6046 | 169259.1752 | 39183.8431 | 21859.0988 | 4909.2263 | 1858111.8173 | 2144566.6445 | 205098.0009 | 137934.0268 | 97277.3167 | 0 | 0 | 0 | 0 | 0 | 0 | 140576.7215 | 12443.728 | 373753.553 | 359660.2244 | 401941.4218 | 70590.525 | 116825.6693 | 382319.9742 | 1100353.0825 | 1010626.7033 | 0 | 0 | 0 | 0 | 17302.8889 | 16283.9698 | 132025.2597 | 54804.6477 | 0 | 0 | 0 | 0 | 18268.0936 | 0 | 1510889.0905 | 1175152.3957 | 373753.553 | 359660.2244 | 401941.4218 | 70590.525 | 152396.6518 | 398603.944 | 4442987.8062
| Commercial, Post-1980 up to 7 stories | 8169233.5181 | 1.487% | 141.6046 | 311213.4868 | 72046.5548 | 40191.8913 | 9026.4971 | 3416473.3284 | 3943172.1351 | 377109.6246 | 432478.43 | 0 | 0 | 0 | 0 | 0 | 0 | 0 | 104084.0343 | 26391.4645 | 614021.9581 | 462107.205 | 833042.0827 | 152820.746 | 150115.9364 | 1073889.9015 | 3519474.5995 | 402798.3 | 0 | 0 | 0 | 0 | 20899.2355 | 0 | 186238.1853 | 190871.4394 | 0 | 0 | 0 | 0 | 0 | 0 | 4242275.2491 | 620061.2039 | 614021.9581 | 462107.205 | 833042.0827 | 152820.746 | 171015.1719 | 1073889.9015 | 8169233.5181
| Commercial, Post-war >7 stories | 5880425.3125 | 1.071% | 141.6046 | 224019.507 | 51860.9712 | 28931.1616 | 6497.5058 | 2459265.7555 | 2838397.1621 | 271453.2492 | 216126.2093 | 95182.9363 | 0 | 0 | 0 | 0 | 0 | 0 | 85249.5709 | 11895.3119 | 358786.6626 | 316930.8485 | 581493.7209 | 142879.8466 | 74215.2645 | 887814.5295 | 1596893.5483 | 570827.2747 | 622123.3833 | 0 | 0 | 0 | 973.698 | 47579.2579 | 158181.0885 | 24894.615 | 88377.5458 | 0 | 0 | 0 | 0 | 0 | 2056450.4169 | 702800.1379 | 1069287.5918 | 316930.8485 | 581493.7209 | 142879.8466 | 75188.9625 | 935393.7874 | 5880425.3125
| Commercial, Post-war up to 7 stories | 8936194.1314 | 1.627% | 141.6046 | 340431.465 | 78810.5761 | 43965.2683 | 9873.941 | 3737225.6332 | 4313373.0495 | 412514.1982 | 395618.3902 | 77462.8603 | 0 | 0 | 0 | 0 | 0 | 0 | 97028.5335 | 30831.7031 | 509509.2325 | 213033.68 | 828961.9893 | 52957.6697 | 89973.0579 | 1914929.7672 | 3197591.127 | 528926.295 | 244655.9869 | 0 | 0 | 0 | 107566.5711 | 234633.0697 | 192682.2213 | 5875.6934 | 213956.2835 | 0 | 0 | 0 | 0 | 0 | 3882920.2719 | 643096.5517 | 968121.5029 | 213033.68 | 828961.9893 | 52957.6697 | 197539.6289 | 2149562.8369 | 8936194.1314
| Commercial, Pre-war >7 stories | 24011211.6937 | 4.372% | 141.6046 | 914726.3201 | 211761.0024 | 118132.9936 | 26530.9018 | 10041782.2741 | 11589868.3358 | 1108409.8659 | 1131949.9174 | 139098.5742 | 0 | 0 | 0 | 0 | 0 | 102.7262 | 153017.3566 | 120172.0684 | 2012264.5993 | 994494.4652 | 2503680.4403 | 839592.8837 | 352019.1132 | 3066541.3473 | 7344800.4364 | 2260162.9561 | 749953.9273 | 0 | 0 | 0 | 596568.0563 | 638382.9597 | 999014.4782 | 104814.5786 | 0 | 0 | 0 | 0 | 4558.5029 | 22.3063 | 9628782.1886 | 2624248.1774 | 2762218.5266 | 994494.4652 | 2503680.4403 | 839592.8837 | 953145.6724 | 3705049.3395 | 24011211.6937
| Commercial, Pre-war up to 7 stories | 23497676.7528 | 4.279% | 141.6046 | 895162.7956 | 207232.0068 | 115606.448 | 25963.4775 | 9827015.6837 | 11341992.3674 | 1084703.9738 | 1158807.0052 | 85157.7227 | 0 | 0 | 0 | 0 | 0 | 0 | 291635.7059 | 164970.0024 | 1759308.9043 | 1019206.0228 | 2460315.9204 | 245311.521 | 422349.8673 | 3463917.7395 | 8039578.3763 | 2185836.3868 | 582131.6917 | 0 | 0 | 0 | 157972.423 | 376473.4896 | 1084703.9738 | 0 | 0 | 0 | 0 | 0 | 0 | 0 | 10574725.0612 | 2435964.1119 | 2341440.596 | 1019206.0228 | 2460315.9204 | 245311.521 | 580322.2904 | 3840391.2291 | 23497676.7528
| Commercial, VeryLarge | 51321318.4085 | 9.345% | 141.6046 | 1955126.6853 | 452615.8018 | 252496.2528 | 56706.8782 | 21463202.7759 | 24772066.0983 | 2369103.9162 | 2506828.8751 | 210116.743 | 0 | 0 | 0 | 0 | 0 | 0 | 673084.2874 | 60820.114 | 3280161.1701 | 3604871.3887 | 5236646.1461 | 725372.905 | 1584772.7835 | 6297473.9809 | 12373881.4525 | 3906258.955 | 6906360.6438 | 294677.9365 | 0 | 0 | 0 | 1290887.1105 | 1475986.3082 | 244963.4417 | 632755.2606 | 12282.4384 | 49.0744 | 0 | 28.0403 | 3039.3527 | 17029780.9232 | 4422159.2538 | 10819277.0745 | 3911831.7636 | 5236695.2205 | 725372.905 | 1584800.8238 | 7591400.4441 | 51321318.4085
| Commercial, Mixed use | 24931224.5219 | 4.54% | 141.6046 | 949774.9449 | 219874.8303 | 122659.3736 | 27547.459 | 10426542.8862 | 12033945.3646 | 1150879.6633 | 973904.6349 | 337001.612 | 8949.0783 | 0 | 0 | 0 | 0 | 1.2826 | 361984.7097 | 88025.1402 | 1780466.8304 | 1318812.1591 | 2475680.8443 | 442917.974 | 466119.2633 | 3492535.9652 | 7916677.5939 | 3700405.4141 | 86146.7683 | 0 | 0 | 0 | 43130.5801 | 287585.0081 | 827016.7655 | 294283.0647 | 29579.8332 | 0 | 0 | 0 | 0 | 0 | 10079583.7039 | 4419715.231 | 1905142.5102 | 1318812.1591 | 2475680.8443 | 442917.974 | 509249.8434 | 3780122.2559 | 24931224.5219
Industrial | Industrial, 3 stories of more warehouse/factory building | 9902317.5424 | 1.803% | 199.9495 | 385851.8503 | 61543.9933 | 12107.1432 | 7619.9839 | 4840100.3852 | 4060971.9174 | 534122.2691 | 441131.4379 | 25991.5327 | 0 | 0 | 0 | 0 | 0 | 0 | 194622.3767 | 109952.3054 | 631958.4457 | 561009.8239 | 2312431.8372 | 401398.737 | 75495.7387 | 553231.1206 | 3975291.4974 | 68576.8906 | 0 | 0 | 0 | 0 | 16990.0256 | 113.5039 | 357859.9443 | 176262.3249 | 0 | 0 | 0 | 0 | 0 | 0 | 4968905.2563 | 380783.0535 | 631958.4457 | 561009.8239 | 2312431.8372 | 401398.737 | 92485.7643 | 553344.6244 | 9902317.5424
| Industrial, 3 stories or less warehouse/factory building | 30432882.1889 | 5.541% | 199.9495 | 1185841.9861 | 189143.7119 | 37208.9928 | 23418.5655 | 14875124.3508 | 12480621.7744 | 1641522.8074 | 1372869.0065 | 62744.2499 | 0 | 0 | 0 | 0 | 0 | 0 | 637653.949 | 409501.2053 | 2286383.1696 | 671721.3313 | 6293049.2567 | 583677.1545 | 2136992.0715 | 1856146.2129 | 11750552.2366 | 364440.3232 | 0 | 0 | 0 | 0 | 280955.0239 | 84674.1907 | 1099812.17 | 541710.6374 | 0 | 0 | 0 | 0 | 0 | 0 | 14860887.362 | 1378396.4158 | 2286383.1696 | 671721.3313 | 6293049.2567 | 583677.1545 | 2417947.0954 | 1940820.4036 | 30432882.1889
| Industrial, Transportation, Garages, and Utilities | 21772801.9405 | 3.965% | 199.9495 | 848394.9215 | 135320.3601 | 26620.6804 | 16754.5021 | 10642210.4328 | 8929095.322 | 1174405.7215 | 836881.0656 | 190209.3985 | 0 | 0 | 0 | 0 | 0 | 0 | 461930.8656 | 49996.449 | 1004531.2533 | 1365548.5754 | 3640490.8667 | 862352.6079 | 1842260.5998 | 1415099.2151 | 8557564.091 | 371531.231 | 0 | 0 | 0 | 0 | 0 | 0 | 1116028.8289 | 58376.8926 | 0 | 0 | 0 | 0 | 0 | 0 | 10972404.8512 | 670113.9711 | 1004531.2533 | 1365548.5754 | 3640490.8667 | 862352.6079 | 1842260.5998 | 1415099.2151 | 21772801.9405
Institutional | Institutional, Hospital and Health Facilities | 16652838.7256 | 3.032% | 117.9472 | 1252079.6222 | 121098.8293 | 63312.2247 | 27001.0964 | 5017909.532 | 9064746.4766 | 1106690.9443 | 1137241.6209 | 326250.1518 | 0 | 0 | 0 | 0 | 0 | 0 | 97764.1443 | 727.5124 | 963798.3824 | 1022049.9099 | 1538782.5608 | 140870.3509 | 242865.2208 | 1011051.4506 | 6885020.5947 | 1707030.818 | 208611.306 | 0 | 0 | 0 | 0 | 264083.7579 | 1034927.2914 | 71763.6529 | 0 | 0 | 0 | 0 | 0 | 0 | 9154953.6513 | 2105772.135 | 1172409.6884 | 1022049.9099 | 1538782.5608 | 140870.3509 | 242865.2208 | 1275135.2085 | 16652838.7256
| Institutional, Institutional General | 12860737.7089 | 2.342% | 117.9472 | 966962.3226 | 93522.8105 | 48895.0821 | 20852.542 | 3875256.3093 | 7000567.8164 | 854680.8262 | 688004.5418 | 322722.6532 | 33417.1935 | 0 | 0 | 0 | 86088.3686 | 0 | 65064.7546 | 9318.8609 | 581162.7714 | 1268168.8604 | 773271.2507 | 98967.8061 | 141230.1878 | 938071.8174 | 5068799.7869 | 723209.5733 | 996808.5124 | 1314.391 | 3019.547 | 0 | 31302.5869 | 176113.4188 | 572755.3606 | 84023.9891 | 197887.4444 | 0 | 0 | 0 | 0 | 14.0321 | 6394624.4438 | 1139275.0765 | 1809275.9218 | 1269483.2515 | 776290.7977 | 98967.8061 | 258621.1434 | 1114199.2683 | 12860737.7089
| Institutional, K-12 Schools | 21495373.1825 | 3.914% | 117.9472 | 1616176.0272 | 156313.5614 | 81722.9975 | 34852.8352 | 6477084.1635 | 11700714.3065 | 1428509.2913 | 1727296.9977 | 140724.4045 | 0 | 0 | 0 | 0 | 21044.0191 | 0 | 153249.3868 | 52584.293 | 791597.1034 | 1191254.7416 | 2720084.1966 | 115857.1568 | 290443.8772 | 1162013.4081 | 8501405.3288 | 1153717.8386 | 1654240.5823 | 0 | 0 | 0 | 206073.2887 | 185277.268 | 918853.5636 | 52561.0615 | 457094.6662 | 0 | 0 | 0 | 0 | 0 | 11300805.277 | 1399587.5977 | 2902932.3519 | 1191254.7416 | 2720084.1966 | 115857.1568 | 517561.185 | 1347290.6761 | 21495373.1825
| Institutional, Religious | 6876260.3858 | 1.252% | 117.9472 | 517006.4785 | 50003.912 | 26142.7706 | 11149.2444 | 2071986.2303 | 3742998.9044 | 456972.8456 | 600955.1494 | 3347.2561 | 0 | 0 | 0 | 0 | 0 | 0 | 19448.0087 | 91076.4379 | 426850.1667 | 11046.667 | 765123.5959 | 102053.6536 | 122611.1692 | 533776.5312 | 3317646.6658 | 375471.7078 | 0 | 0 | 0 | 0 | 0 | 49880.5308 | 306176.2287 | 150796.6169 | 0 | 0 | 0 | 0 | 0 | 0 | 4244226.0526 | 620692.0187 | 426850.1667 | 11046.667 | 765123.5959 | 102053.6536 | 122611.1692 | 583657.062 | 6876260.3858
| Institutional, University | 5126798.6832 | 0.9335% | 117.9472 | 385469.4244 | 37281.891 | 19491.5135 | 8312.6479 | 1544830.4283 | 2790703.1987 | 340709.5793 | 204440.3537 | 177393.172 | 68721.9511 | 0 | 0 | 0 | 0 | 0 | 8158.4535 | 1625.3881 | 212082.5933 | 228368.8789 | 235423.6869 | 30114.622 | 0 | 829056.8057 | 1674732.0321 | 916723.3599 | 0 | 0 | 0 | 0 | 5841.7452 | 193406.0616 | 340709.5793 | 0 | 0 | 0 | 0 | 0 | 0 | 0 | 2228040.4186 | 1095741.92 | 280804.5444 | 228368.8789 | 235423.6869 | 30114.622 | 5841.7452 | 1022462.8673 | 5126798.6832
| NoData | [42 empty] | 277360574.7547 | 92254677.3441 | 41313813.0389 | 16201089.1673 | 46685130.0312 | 7677771.5837 | 10954205.7838 | 56746744.1905 | 549194005.8941
Total |  | 549194005.8941 | 100% |  | 31442366.9795 | 12215822.9093 | 9073419.1315 | 1386521.0708 | 164319512.9866 | 310284093.2196 | 20472269.5968 | 42234136.5517 | 11496443.2952 | 280299.2418 | 0 | 0 | 0 | 107132.3877 | 118.6148 | 6323724.8488 | 2489292.2223 | 25853155.8044 | 15892814.4013 | 46682061.4099 | 7677771.5837 | 8997092.1899 | 50403600.5262 | 213959832.084 | 74439886.8438 | 13418286.4895 | 295992.3276 | 3019.547 | 0 | 1827126.5695 | 6339949.3584 | 14842881.2702 | 3829054.9828 | 1762071.5033 | 12282.4384 | 49.0744 | 0 | 22854.6367 | 3075.6911 | 0.50503 | 0.16798 | 0.075226 | 0.0295 | 0.085007 | 0.01398 | 0.019946 | 0.10333 | 1
|  | 0.39003 | [16 empty] | 54118130.0912 | [7 empty] | 164319512.9866 | [7 empty] | 310284093.2196 |  | steam | [5 empty] | 20472269.5968 | [8 empty] | 0
[12 empty] | 11311586.1524 | 12.25% | rfo | [5 empty] | 2250345.6676 | 2.437% | elc | [5 empty] | 70536854.6247 | 76.4% | 12051032.802 | 43.91% |  |  |  |  | 8229270.3038 | 8.913% | 1619651.0337 | 0.059013
1279652.8008
2011735.4028
27445535.9862
92328056.7486

## 2010 GHG Inventory
Citywide GHG Emissions Summary 2010 | Sector | Fuel Type | Units | Consumed | MgCO2e | Source GJ | Source PJ
There is no sub-classification for buildings | buildings | #2 fuel oil | liters | 2196468297 | 5954831 | 84482415 | 84.4824
| buildings | #4 fuel oil | liters | 342015072 | 995301 | 13917473 | 13.9175 |  | PJ
| buildings | #6 fuel oil | liters | 949937922 | 2842565 | 39714471 | 39.7145 |  | 138.1144
| buildings | Electricity | GJ | 178090456 | 15652183 | 447638338 | 447.6383 |  | 447.6383
| buildings | Natural gas | GJ | 271992112 | 13701775 | 271992112 | 271.9921 |  | 271.9921
| buildings | Steam | kg | 10569902787 | 1511301 | 26017955 | 26.018 | 857744809 | 857.7448 | 9392763537.9061
transit bus | transportation | CNG | GJ | 1420989 | 78637 | 1420989 | 1.421
commuter rail | transportation | Diesel | liters | 5064028 | 13789 | 195751 | 0.19575
heavy truck | transportation | Diesel | liters | 326200350 | 881007 | 12555252 | 12.5553
light truck | transportation | Diesel | light | 35234181 | 95080 | 1356142 | 1.3561
non-transit bus | transportation | Diesel | liters | 7545275 | 20391 | 290413 | 0.29041
passenger cars | transportation | Diesel | liters | 14166357 | 38228 | 545254 | 0.54525
solid waste trn rail | transportation | Diesel | liters | 5671501 | 15443 | 219257 | 0.21926
solid waste trn truck | transportation | Diesel | liters | 28064413 | 75797 | 1080300 | 1.0803
transit bus | transportation | Diesel | liters | 188631878 | 509784 | 7260325 | 7.2603
subway and commuter rail | transportation | Electricity | GJ | 10118346 | 889291 | 25432916 | 25.4329
light truck | transportation | Gasoline | liters | 440373688 | 946065 | 14846296 | 14.8463
passenger cars | transportation | Gasoline | liters | 3629210490 | 7790907 | 122351394 | 122.3514
| Street light and traffic signals | Electricity | GJ | 855804 | 75216 | 2151100 | 2.1511

## Pop
Population Projections for calculations
Region | 2010 | 2015 | 2020 | 2025 | 2030 | 2035 | 2040 | 2045 | 2050 | 2055
New England | 0 | 0 | 0 | 0 | 0 | 0 | 0 | 0 | 0 | 0
Brooklyn | 2552911 | 2593655 | 2647112 | 2760391 | 2820822 | 2860506 | 2894388 | 2928160 | 2956932 | 2980001
Bronx | 1385108 | 1423160 | 1454816 | 1515667 | 1548245 | 1573786 | 1595881 | 1616845 | 1633550 | 1646673
Manhattan | 1585873 | 1636537 | 1668548 | 1698050 | 1735482 | 1754534 | 1768412 | 1781885 | 1791292 | 1796986
Staten Island | 468730 | 477525 | 484897 | 491202 | 495047 | 498769 | 502327 | 505464 | 507920 | 510354
Queens | 2250002 | 2294943 | 2349324 | 2418636 | 2463405 | 2483716 | 2500457 | 2517076 | 2528763 | 2537200
West North Central | 0 | 0 | 0 | 0 | 0 | 0 | 0 | 0 | 0 | 0 | 0 | 0
Mountain | 0 | 0 | 0 | 0 | 0 | 0 | 0 | 0 | 0 | 0 | 0 | 0
Pacific | 0 | 0 | 0 | 0 | 0 | 0 | 0 | 0 | 0 | 0 | 0 | 0
Attachment 1 -- 2055 Socioeconomic and Demographic Forecasts (population)
Population (in 000s)
| AREA NAME | 2010 | 2015 | 2017 | 2020 | 2025 | 2030 | 2035 | 2040 | 2045 | 2050 | 2055
| FORECAST REGION | 22282010 | 22645974 | 22869314 | 22927085.6396 | 23395598.5102 | 23807304.6891 | 24406004.243 | 24862623.1256 | 25193199.3916 | 25508291.7195 | 25807114.0474
| Bronx County | 1385108 | 1423160 | 1443220 | 1454816 | 1515667 | 1548245 | 1573786 | 1595881 | 1616845 | 1633550 | 1646673
| Kings County | 2552911 | 2593655 | 2650441 | 2647112 | 2760391 | 2820822 | 2860506 | 2894388 | 2928160 | 2956932 | 2980001
| New York County | 1585873 | 1636537 | 1663244 | 1668548 | 1698050 | 1735482 | 1754534 | 1768412 | 1781885 | 1791292 | 1796986
| Queens County | 2250002 | 2294943 | 2323062 | 2349324 | 2418636 | 2463405 | 2483716 | 2500457 | 2517076 | 2528763 | 2537200
| Richmond County | 468730 | 477525 | 482793 | 484897 | 491202 | 495047 | 498769 | 502327 | 505464 | 507920 | 510354
| New York City Total | 8242624 | 8425820 | 8562760 | 8604697 | 8883946 | 9063001 | 9171311 | 9261465 | 9349430 | 9418457 | 9471214
| Nassau County | 1339532 | 1354612 | 1363069 | 1354851.6344 | 1363996.0764 | 1383373.7978 | 1440707.8046 | 1479799.3596 | 1493006.7646 | 1520307.8999 | 1547609.0352
| Suffolk County | 1493350 | 1501373 | 1497595 | 1500733.7012 | 1515083.6523 | 1535434.0139 | 1593636.4155 | 1632768.0874 | 1653572.8903 | 1673843.5829 | 1694114.2755
| Long Island Total | 2832882 | 2855985 | 2860664 | 2855585.3356 | 2879079.7286 | 2918807.8116 | 3034344.2201 | 3112567.447 | 3146579.6549 | 3194151.4828 | 3241723.3106
| Dutchess County | 297488 | 296928 | 295685 | 298977.7957 | 302732.6524 | 306660.6768 | 311938.9941 | 315980.5611 | 317344.126 | 318344.5599 | 319344.9938
| Orange County | 372813 | 375384 | 378174 | 382921.6377 | 396312.8388 | 413156.1072 | 433294.9232 | 452288.1292 | 468309.5986 | 484819.8194 | 501330.0403
| Putnam County | 99710 | 99488 | 99464 | 98918.5986 | 99186.7255 | 101004.7259 | 104221.0387 | 106525.7649 | 107613.9665 | 108090.0201 | 108566.0738
| Rockland County | 311687 | 320688 | 325027 | 321338.1178 | 332005.7654 | 343483.7437 | 360101.1029 | 376094.9523 | 390376.6612 | 405819.4779 | 421262.2947
| Sullivan County | 77547 | 76330 | 75783 | 79676.0413 | 81832.6828 | 83347.0045 | 86641.9843 | 87146.4268 | 87055.0568 | 86735.021 | 86414.9853
| Ulster County | 182493 | 181300 | 180129 | 182026.7639 | 183140.1878 | 183766.7142 | 186835.9613 | 186221.3837 | 184028.5897 | 181786.3531 | 179544.1165
| Westchester County | 949113 | 967315 | 975321 | 968823.2442 | 969276.6113 | 975584.9706 | 995610.5734 | 1008589.6335 | 1009784.6634 | 1008043.9438 | 1006303.2242
| Mid-Hudson Total | 2290851 | 2317433 | 2329583 | 2332682.1991 | 2364487.4639 | 2407003.9429 | 2478644.5779 | 2532846.8514 | 2564512.6622 | 2593639.1954 | 2622765.7285
| Bergen County | 905116 | 926330 | 937920 | 929861.1756 | 944937.1486 | 965414.4723 | 997118.0752 | 1028379.3459 | 1055613.314 | 1083869.0831 | 1112124.8521
| Essex County | 783969 | 791609 | 800401 | 800275.7049 | 812141.6745 | 822080.6734 | 856747.3251 | 879863.3942 | 900210.5978 | 920334.5243 | 940458.4508
| Hudson County | 634266 | 662619 | 679756 | 675059.7152 | 698570.2095 | 719878.3787 | 760716.0549 | 794388.3999 | 824306.3208 | 856947.0053 | 889587.6898
| Hunterdon County | 127351 | 126250 | 125717 | 126922.1844 | 127051.073 | 127632.4957 | 130229.5472 | 131183.0013 | 132030.8186 | 132858.0361 | 133685.2537
| Mercer County | 367511 | 370212 | 373362 | 387644.6599 | 390091.0911 | 392365.4006 | 405454.5787 | 409909.6132 | 412348.4895 | 415235.7259 | 418122.9624
| Middlesex County | 809858 | 830300 | 837288 | 837396.4995 | 854612.6183 | 871636.0012 | 896182.7002 | 915202.3483 | 927323.047 | 939723.1259 | 952123.2048
| Monmouth County | 630380 | 629185 | 627551 | 630213.4672 | 632218.7113 | 633313.1107 | 645950.9135 | 659384.5378 | 665963.3615 | 669624.1153 | 673284.8692
| Morris County | 492276 | 498192 | 498847 | 500828.6908 | 502637.0323 | 505283.8837 | 513851.8181 | 518916.3305 | 524363.3405 | 528759.5897 | 533155.8388
| Ocean County | 576567 | 583450 | 589699 | 597538.6702 | 616016.964 | 638917.2838 | 663763.7101 | 686473.4674 | 707129.3796 | 727652.7656 | 748176.1517
| Passaic County | 501226 | 507574 | 510563 | 515028.9431 | 524617.5088 | 535108.8901 | 558962.5734 | 574966.5277 | 588040.8761 | 599627.9782 | 611215.0803
| Somerset County | 323444 | 330604 | 333316 | 336521.0038 | 341783.9769 | 346042.9407 | 353811.273 | 360296.6023 | 363036.8633 | 363485.6654 | 363934.4674
| Sussex County | 149265 | 145930 | 143570 | 146004.0236 | 146474.2377 | 146865.6369 | 149705.167 | 151604.2155 | 151761.9345 | 152336.552 | 152911.1694
| Union County | 536499 | 548744 | 557320 | 554211.6896 | 563661.8872 | 576296.862 | 595930.3484 | 616884.986 | 634789.2925 | 652580.9666 | 670372.6408
| Warren County | 108692 | 107226 | 107088 | 109717.3946 | 110796.4394 | 111472.7394 | 113885.759 | 114573.1973 | 115128.6269 | 115320.1803 | 115511.7336
| New Jersey Total | 6946420 | 7058225 | 7122398 | 7147223.8224 | 7265610.5726 | 7392308.7693 | 7642309.8437 | 7842025.9671 | 8002046.2626 | 8158355.3137 | 8314664.3647
| Fairfield County | 916829 | 939983 | 947328 | 944218.8739 | 953407.2374 | 970386.6518 | 1007000.5631 | 1036974.0674 | 1059029.8114 | 1078947.9782 | 1098866.145
| Litchfield County | 189927 | 186304 | 184454 | 183698.9647 | 180485.8233 | 177584.4606 | 174954.0071 | 170067.2053 | 163014.991 | 155294.2115 | 147573.4319
| New Haven County | 862477 | 862224 | 862127 | 858979.4438 | 868581.6844 | 878212.0529 | 897440.031 | 906676.5874 | 908586.0094 | 909446.538 | 910307.0666
| Connecticut Total | 1969233 | 1988511 | 1993909 | 1986897.2825 | 2002474.7451 | 2026183.1653 | 2079394.6012 | 2113717.8601 | 2130630.8118 | 2143688.7277 | 2156746.6436

## Conversion Factors
Conversion Factors
Hours per day | 24
Days per year | 365
j per btu | 1055.056
btu per watthr | 3.412
j per pj | 1000000000000000
dollar($) per $m | 1000000
cfm hrs per trillion cfm hrs | 1000000000000
lumens per billion lumens | 1000000000
Quads to PJ | 1054
NIPA Table 1.1.9. Implicit Price Deflators for Gross Domestic Product
[Index numbers, 2009=100]
US Department of Commerce: Bureau of Economic Analysis
http://www.bea.gov/national/nipaweb/SelectTable.asp?Selected=Y
Downloaded on 1/09/2014 Last Revised 12/23/2013
Year | Deflator | To bring to $2005
1983 | 53.623 | 1.7155
1984 | 55.525 | 1.6567
1985 | 57.302 | 1.6054
1986 | 58.458 | 1.5736
1987 | 59.949 | 1.5345
1988 | 62.048 | 1.4826
1989 | 64.46 | 1.4271
1990 | 66.845 | 1.3762
1991 | 69.069 | 1.3319
1992 | 70.644 | 1.3022
1993 | 72.325 | 1.2719
1994 | 73.865 | 1.2454
1995 | 75.406 | 1.2199
1996 | 76.783 | 1.1981
1997 | 78.096 | 1.1779
1998 | 78.944 | 1.1653
1999 | 80.071 | 1.1489
2000 | 81.891 | 1.1233
2001 | 83.766 | 1.0982
2002 | 85.054 | 1.0816
2003 | 86.754 | 1.0604
2004 | 89.132 | 1.0321
2005 | 91.991 | 1
2006 | 94.818 | 0.97018
2007 | 97.335 | 0.9451
2008 | 99.236 | 0.92699
2009 | 100 | 0.91991
2010 | 101.211 | 0.9089
2011 | 103.199 | 0.89139
2012 | 105.002 | 0.87609
Quad= | 1055 | PJ
| 10^(15) | BTU
PJ= | 947867298578.1991 | BTU