## Commodities
~FI_Comm
Region | Csets | CommName | CommDesc | Unit | LimType | CTSLvl | PeakTS | Ctype
*Other - End Use demand
R2,R3,R4,R5,R6 | DEM | IOT | Other Industry End Demand | PJ
R2,R3,R4,R5,R6 | NRG | IOTFEED | Other Industry Feedstock Demand | PJ
R2,R3,R4,R5,R6 | NRG | IOTETC | Other Industry Electrochemical Demand | PJ
R2,R3,R4,R5,R6 | NRG | IOTSTM | Other Industry Steam Demand | PJ
R2,R3,R4,R5,R6 | NRG | IOTPRH | Other Industry Process Heat Demand | PJ
R2,R3,R4,R5,R6 | NRG | IOTMDR | Other Industry Machine Drive Demand | PJ
R2,R3,R4,R5,R6 | NRG | IOTFAC | Other Industry Facilities Demand | PJ
R2,R3,R4,R5,R6 | NRG | IOTOHT | Other Industry Other Heat Demand | PJ
*Other - End Use Demand
R2,R3,R4,R5,R6 | NRG | INDELCOT | Industrial Electricity used in Other | PJ |  | DAYNITE | ANNUAL | ELC
* Energy Carriers
R2,R3,R4,R5,R6 | NRG | INDELC | Electricity to Industrial Sector | PJ |  | DAYNITE | ANNUAL | ELC
*Coke plant energy carriers
R2,R3,R4,R5,R6 | NRG | COKE | Imported and Produced Coke | PJ
R2,R3,R4,R5,R6 | NRG | INDMETEA | Metallurgic Coal to Industrial Sector after Emissions Accounting | PJ
*Industrial sector energy carriers after emissions accounting
R2,R3,R4,R5,R6 | NRG | INDBIOEA | Biomass to Industiral Sector after Emissions Accounting | PJ
R2,R3,R4,R5,R6 | NRG | INDCOAEA | Industrial Coal after Emissions Accounting | PJ
R2,R3,R4,R5,R6 | NRG | INDDSTEA | Distillate Fuel Oil to Industrial Sector after Emissions Accounting | PJ
R2,R3,R4,R5,R6 | NRG | INDLPGEA | LPG to Industrial Sector after Emissions Accounting | PJ
R2,R3,R4,R5,R6 | NRG | INDNGAEA | Industrial Natural Gas after Emissions Accounting | PJ
R2,R3,R4,R5,R6 | NRG | INDRFLEA | Industrial Low Sulfur Residual Fuel Oil after Emissions Accounting | PJ
*Emissions Commodities
R2,R3,R4,R5,R6 | ENV | NOXI | NOx emissions from Industrial Sector | kt
R2,R3,R4,R5,R6 | ENV | SO2I | Sulfur Dioxide emissions from Industrial Sector | kt
R2,R3,R4,R5,R6 | ENV | PM10I | PM10 emissions from Industrial Sector | kt
R2,R3,R4,R5,R6 | NRG | INDPTC | Petroleum Coke to Industrial Sector | PJ
R2,R3,R4,R5,R6 | NRG | INDOTH | Other Fuel (ETH,JTF,MTH,DLF,KER) | PJ
R2,R3,R4,R5,R6 | NRG | INDBIO | Biomass to Industiral Sector | PJ
R2,R3,R4,R5,R6 | NRG | INDCOA | Industrial Coal | PJ
R2,R3,R4,R5,R6 | NRG | INDDSL | Industrial Diesel | PJ
R2,R3,R4,R5,R6 | NRG | INDDST | Industrial Distillate fuel oil | PJ
R2,R3,R4,R5,R6 | NRG | INDNGA | Industrial Natural Gas | PJ
R2,R3,R4,R5,R6 | NRG | INDRFL | Industrial Low Sulfur Residual Fuel Oil | PJ
R2,R3,R4,R5,R6 | NRG | INDLPG | Liquified Petroleum Gas to Industrial Sector | PJ
R2,R3,R4,R5,R6 | NRG | METCOA | Metalurgical Coal | PJ
R2,R3,R4,R5,R6 | NRG | INDCOK | Imported and Produced Coke to Industrial Sector | PJ

## Technologies
~FI_Process
Region | Sets | TechName | TechDesc | Tact | Tcap | PrimaryCG | Vintage | Tslvl
*Other
R2,R3,R4,R5,R6 | PRE | INDELC000 | Electricity Going to the Industrial Sector | PJ | Pja |  |  | DAYNITE
* | PRE | IOTEMETCOK | Other Industry Metallurgical Coal Plant | PJ | Pja
* | PRE | IOTEFEDRFL | Other Industry Residual Oil Feedstock | PJ | Pja
* | PRE | IOTEFEDDST | Other Industry Distillate Oil Feedstock | PJ | Pja
* | PRE | IOTEFEDNGA | Other Industry Natural Gas Feedstock | PJ | Pja
* | PRE | IOTEFEDLPG | Other Industry LPG Feedstock | PJ | Pja
* | PRE | IOTEFEDCOK | Other Industry Coke Feedstock | PJ | Pja
* | PRE | IOTEFEDBIO | Other Industry Renewables Feedstock | PJ | Pja
* | PRE | IOTEFEDPTC | Other Industry Petroleum Coke Feedstock | PJ | Pja
* | PRE | IOTEFEDOTP | Other Industry Other Petroleum Feedstock | PJ | Pja
* | PRE | IOTEETCELC | Other Industry Electrochemical | PJ | Pja
* | PRE | IOTEPRHELC | Other Industry Electricity Process Heat | PJ | Pja
* | PRE | IOTEPRHRFL | Other Industry Residual Oil Process Heat | PJ | Pja
* | PRE | IOTEPRHDST | Other Industry Distillate Oil Process Heat | PJ | Pja
* | PRE | IOTEPRHNGA | Other Industry Natural Gas Process Heat | PJ | Pja
* | PRE | IOTEPRHLPG | Other Industry LPG Process Heat | PJ | Pja
* | PRE | IOTEPRHCOA | Other Industry Coal Process Heat | PJ | Pja
* | PRE | IOTEMDRELC | Other Industry Electricity Machine Drive | PJ | Pja
* | PRE | IOTEMDRDST | Other Industry Distillate Oil Machine Drive | PJ | Pja
* | PRE | IOTEMDRNGA | Other Industry Natural Gas Machine Drive | PJ | Pja
* | PRE | IOTEMDRLPG | Other Industry LPG Machine Drive | PJ | Pja
* | PRE | IOTEMDRCOA | Other Industry Coal Machine Drive | PJ | Pja
R2,R3,R4,R5,R6 | PRE | IOTEFACELC | Other Industry Electricity Facilities | PJ | Pja
R2,R3,R4,R5,R6 | PRE | IOTEFACRFL | Other Industry Residual Oil Facilities | PJ | Pja
* | PRE | IOTEFACDST | Other Industry Distillate Oil Facilities | PJ | Pja
R2,R3,R4,R5,R6 | PRE | IOTEFACNGA | Other Industry Natural Gas Facilities | PJ | Pja
* | PRE | IOTEFACLPG | Other Industry LPG Facilities | PJ | Pja
* | PRE | IOTEFACCOA | Other Industry Coal Facilities | PJ | Pja
* | PRE | IOTEOHTELC | Other Industry Electricity Other Heat | PJ | Pja
* | PRE | IOTEOHTRFL | Other Industry Residual Oil Other Heat | PJ | Pja
* | PRE | IOTEOHTDST | Other Industry Distillate Oil Other Heat | PJ | Pja
* | PRE | IOTEOHTNGA | Other Industry Natural Gas Other Heat | PJ | Pja
* | PRE | IOTEOHTLPG | Other Industry LPG Other Heat | PJ | Pja
* | PRE | IOTEOHTBIO | Other Industry Renewables Other Heat | PJ | Pja
* | PRE | IOTEOHTPTC | Other Industry Petroleum Coke Other Heat | PJ | Pja
* | PRE | IOTEOHTOTP | Other Industry Other Petroleum Other Heat | PJ | Pja
R2,R3,R4,R5,R6 | DMD | IOTTECHEXT | Existing Other Industry Technologies | PJ | Pja
*Collector
R2,R3,R4,R5,R6 | PRE | IOTELC00 | Other Industry Electricity collector | PJ | Pja |  | DAYNITE
R2,R3,R4,R5,R6 | PRE | SEINDNGA | Emissions: NGA to IND | PJ | Pja
R2,R3,R4,R5,R6 | PRE | SEINDRFL | Emissions: RFL to IND | PJ | Pja
R2,R3,R4,R5,R6 | PRE | SEINDDSL | Emissions: DSL to IND | PJ | Pja
* | PRE | SEINDDST | Emissions: DST to IND | PJ | Pja
* | PRE | SEINDBIO | Emissions: Biomass combustion | PJ | Pja
* | PRE | SEINDCOA | Emissions: COA to IND | PJ | Pja
* | PRE | SEINDRFL | Emissions: RFL to IND | PJ | Pja
* | PRE | SEINDLPG | Emissions: LPG to IND | PJ | Pja
* | PRE | SEINDMET | Emissions: MET to IND | PJ | Pja

## CommData_DMD
Region | CommName | *CommDesc | *Units | COM_PROJ~2010 | COM_PROJ~2015 | COM_PROJ~2020 | COM_PROJ~2025 | COM_PROJ~2030 | COM_PROJ~2035 | COM_PROJ~2040 | COM_PROJ~2045 | COM_PROJ~2050 | COM_PROJ~2055
*Other
R2 | IOT | Other Industry End Demand | PJ | 47.6194 | 47.8315 | 52.2631 | 54.7128 | 57.2708 | 59.3603 | 62.1394 | 61.5324 | 63.0579 | 64.5861
R3 | IOT | Other Industry End Demand | PJ | 16.6773 | 16.7944 | 19.214 | 20.5714 | 22.0007 | 23.1794 | 24.75 | 24.4559 | 25.34 | 26.2307
R4 | IOT | Other Industry End Demand | PJ | 14.9275 | 15.0598 | 17.8 | 19.2801 | 20.8036 | 21.9964 | 23.5746 | 23.2189 | 24.0739 | 24.9218
R5 | IOT | Other Industry End Demand | PJ | 29.2889 | 29.4771 | 33.3748 | 35.4651 | 37.607 | 39.3335 | 41.6218 | 41.2323 | 42.5062 | 43.7766
R6 | IOT | Other Industry End Demand | PJ | 3.991 | 4.0292 | 4.8452 | 5.2842 | 5.7354 | 6.0873 | 6.5526 | 6.5214 | 6.8041 | 7.088

## TechData_OTR
~FI_T
Region | TechName | *TechDesc | *Units | CommIN | CommOUT | NAP_START | PRC_CAPACT | NCAP_AF | EFF |  |  | Input | Output
R2,R3,R4,R5,R6 | INDELC000 | Electricity Going to the Industrial Sector | PJ, PJ/a | ELC | INDELC | 2010 | 1 | 1 | 1 |  |  | 1 | 1
~FI_T
Region | TechName | *TechDesc | *Units | CommIN | CommOUT | NAP_START | NCAP_TLIFE | PRC_CAPACT | NACP_DRATE | NCAP_COST | NCAP_FOM | *NCAP_BND~FX~2010 | *NCAP_BND~FX~2015 | *NCAP_BND~FX~2055 | PRC_RESID~R2~2010 | PRC_RESID~R3~2010 | PRC_RESID~R4~2010 | PRC_RESID~R5~2010 | PRC_RESID~R6~2010 | PRC_RESID~R2~2015 | PRC_RESID~R3~2015 | PRC_RESID~R4~2015 | PRC_RESID~R5~2015 | PRC_RESID~R6~2015 | PRC_RESID~R2~2055 | PRC_RESID~R3~2055 | PRC_RESID~R4~2055 | PRC_RESID~R5~2055 | PRC_RESID~R6~2055 | NCAP_AF | NCAP_AF | EFF~2010 | EFF~2015 | EFF~2020 | EFF~2025 | EFF~2030 | EFF~2035 | EFF~2040 | EFF~2045 | EFF~2050 | EFF~2055 | Share~UP~R2~2010 | Share~UP~R3~2010 | Share~UP~R4~2010 | Share~UP~R5~2010 | Share~UP~R6~2010 | Share~UP~R2~2015 | Share~UP~R3~2015 | Share~UP~R4~2015 | Share~UP~R5~2015 | Share~UP~R6~2015 | Share~UP~R2~2055 | Share~UP~R3~2055 | Share~UP~R4~2055 | Share~UP~R5~2055 | Share~UP~R6~2055 | Peak | Input~2010 | Input~2015 | Input~2020 | Input~2025 | Input~2030 | Input~2035 | Input~2040 | Input~2045 | Input~2050 | Input~2055 | Output | Output | Input | Output
* Other
* | IOTEMETCOK | Other Industry Metallurgical Coal Plant | PJ, PJ/a | INDMETEA | COKE | 2010 | 30 | 1 | 0.15 | 19.8872 | 3.173 | 0 |  |  | 0.37988 | 0.91456 | 0.41275 | 0.37097 | 0.27476 | 0 | 0.87277 | 0.59115 | 0.29877 | 0.26043 | [5 empty] | 1 |  | 0.76923 | 0.76923 | 0.76923 | 0.76923 | 0.76923 | 0.76923 | 0.76923 | 0.76923 | 0.76923 | 0.76923 | [16 empty] | 1.3 | 1.3 | 1.3 | 1.3 | 1.3 | 1.3 | 1.3 | 1.3 | 1.3 | 1.3 | 1
* | IOTEFEDRFL | Other Industry Residual Oil Feedstock | PJ, PJ/a | INDRFLEA | IOTFEED | 2010 | 30 | 1 | 0.15 |  |  | 0 | [7 empty] | 0 | 0 | 0 | 0.14511 | 0.12649 | [5 empty] | 1 |  | 1 | 1 | 1.005 | 1.0101 | 1.0152 | 1.0204 | 1.0256 | 1.0309 | 1.0363 | 1.0417 | [16 empty] | 1 | 1 | 0.995 | 0.99 | 0.985 | 0.98 | 0.975 | 0.97 | 0.965 | 0.96 | 1
* | IOTEFEDDST | Other Industry Distillate Oil Feedstock | PJ, PJ/a | INDDSTEA | IOTFEED | 2010 | 30 | 1 | 0.15 |  |  | 0 |  |  | 0 | 1.2766 | 0.57614 | 0.612 | 0.45328 | 0.59134 | 0.48062 | 0.32554 | 0.32906 | 0.28683 | [5 empty] | 1 |  | 1 | 1 | 1.005 | 1.0101 | 1.0152 | 1.0204 | 1.0256 | 1.0309 | 1.0363 | 1.0417 | [16 empty] | 1 | 1 | 0.995 | 0.99 | 0.985 | 0.98 | 0.975 | 0.97 | 0.965 | 0.96 | 1
* | IOTEFEDNGA | Other Industry Natural Gas Feedstock | PJ, PJ/a | INDNGAEA | IOTFEED | 2010 | 30 | 1 | 0.15 |  |  | 0 |  |  | 0 | 0 | 0 | 0.20385 | 0.15098 | 0 | 3.1806 | 2.1543 | 0.8166 | 0.71179 | [5 empty] | 1 |  | 1 | 1 | 1.005 | 1.0101 | 1.0152 | 1.0204 | 1.0256 | 1.0309 | 1.0363 | 1.0417 | [16 empty] | 1 | 1 | 0.995 | 0.99 | 0.985 | 0.98 | 0.975 | 0.97 | 0.965 | 0.96 | 1
* | IOTEFEDLPG | Other Industry LPG Feedstock | PJ, PJ/a | INDLPGEA | IOTFEED | 2010 | 30 | 1 | 0.15 |  |  | 0 |  |  | 0 | 0.34311 | 0.15485 | 0 | 0 | 0 | 0 | 0 | 1.0793 | 0.94078 | [5 empty] | 1 |  | 1 | 1 | 1.005 | 1.0101 | 1.0152 | 1.0204 | 1.0256 | 1.0309 | 1.0363 | 1.0417 | [16 empty] | 1 | 1 | 0.995 | 0.99 | 0.985 | 0.98 | 0.975 | 0.97 | 0.965 | 0.96 | 1
* | IOTEFEDCOK | Other Industry Coke Feedstock | PJ, PJ/a | INDCOK | IOTFEED | 2010 | 30 | 1 | 0.15 |  |  | 0 |  |  | 0.37988 | 0.91456 | 0.41275 | 0.37097 | 0.27476 | 0 | 0.87277 | 0.59115 | 0.29877 | 0.26043 | [5 empty] | 1 |  | 1 | 1 | 1.005 | 1.0101 | 1.0152 | 1.0204 | 1.0256 | 1.0309 | 1.0363 | 1.0417 | [16 empty] | 1 | 1 | 0.995 | 0.99 | 0.985 | 0.98 | 0.975 | 0.97 | 0.965 | 0.96 | 1
* | IOTEFEDBIO | Other Industry Renewables Feedstock | PJ, PJ/a | INDBIOEA | IOTFEED | 2010 | 30 | 1 | 0.15 |  |  | 0 |  |  | 0 | 0.93918 | 0.42386 | 5.0573 | 3.7458 | 0.42867 | 0.11079 | 0.07504 | 1.1054 | 0.96348 | [5 empty] | 1 |  | 1 | 1 | 1.005 | 1.0101 | 1.0152 | 1.0204 | 1.0256 | 1.0309 | 1.0363 | 1.0417 | [16 empty] | 1 | 1 | 0.995 | 0.99 | 0.985 | 0.98 | 0.975 | 0.97 | 0.965 | 0.96 | 1
* | IOTEFEDPTC | Other Industry Petroleum Coke Feedstock | PJ, PJ/a | INDPTC | IOTFEED | 2010 | 30 | 1 | 0.15 |  |  | 0 |  |  | 0 | 1.2783 | 0.57691 | 1.0931 | 0.8096 | 0.16735 | 0.092916 | 0.062934 | 0.86116 | 0.75063 | [5 empty] | 1 |  | 1 | 1 | 1.005 | 1.0101 | 1.0152 | 1.0204 | 1.0256 | 1.0309 | 1.0363 | 1.0417 | [16 empty] | 1 | 1 | 0.995 | 0.99 | 0.985 | 0.98 | 0.975 | 0.97 | 0.965 | 0.96 | 1
* | IOTEFEDOTP | Other Industry Other Petroleum Feedstock | PJ, PJ/a | INDOTH | IOTFEED | 2010 | 30 | 1 | 0.15 |  |  | 0 |  |  | 0 | 0.081921 | 0.036972 | 0.025984 | 0.019246 | 0 | 0.0040194 | 0.0027224 | 0.033023 | 0.028784 | [5 empty] | 1 |  | 1 | 1 | 1.005 | 1.0101 | 1.0152 | 1.0204 | 1.0256 | 1.0309 | 1.0363 | 1.0417 | [16 empty] | 1 | 1 | 0.995 | 0.99 | 0.985 | 0.98 | 0.975 | 0.97 | 0.965 | 0.96 | 1
* | IOTEETCELC | Other Industry Electrochemical | PJ, PJ/a | INDELCOT | IOTETC | 2010 | 30 | 1 | 0.15 | 177.5802 | 21.847 | 0 |  |  | 0.92697 | 2.3688 | 1.0691 | 0.90255 | 0.66849 | 1.437 | 3.2679 | 2.2134 | 1.4014 | 1.2215 | [5 empty] | 1 |  | 1 | 1 | 1.0945 | 1.1901 | 1.3018 | 1.4111 | 1.5095 | 1.5083 | 1.5593 | 1.6061 | [16 empty] | 1 | 1 | 0.91368 | 0.84028 | 0.76818 | 0.70865 | 0.66247 | 0.66298 | 0.64131 | 0.62261 | 1
* | IOTEPRHELC | Other Industry Electricity Process Heat | PJ, PJ/a | INDELCOT | IOTPRH | 2010 | 30 | 1 | 0.15 | 25.6632 | 2.5663 | 0 |  |  | 18.7453 | 47.9027 | 21.6189 | 18.2517 | 13.5183 | 17.3323 | 39.4159 | 26.6973 | 16.903 | 14.7334 | [5 empty] | 1 |  | 1 | 1 | 1.0945 | 1.1901 | 1.3018 | 1.4111 | 1.5095 | 1.5083 | 1.5593 | 1.6061 | [16 empty] | 1 | 1 | 0.91368 | 0.84028 | 0.76818 | 0.70865 | 0.66247 | 0.66298 | 0.64131 | 0.62261 | 1
* | IOTEPRHRFL | Other Industry Residual Oil Process Heat | PJ, PJ/a | INDRFLEA | IOTPRH | 2010 | 30 | 1 | 0.15 | 22.0774 | 2.2077 | 0 |  |  | 0.53533 | 0.1174 | 0.052986 | 0.18292 | 0.13548 | 0.46359 | 0 | 0 | 0.096741 | 0.084324 | [5 empty] | 1 |  | 1 | 1 | 1.0945 | 1.1901 | 1.3018 | 1.4111 | 1.5095 | 1.5083 | 1.5593 | 1.6061 | [16 empty] | 1 | 1 | 0.91368 | 0.84028 | 0.76818 | 0.70865 | 0.66247 | 0.66298 | 0.64131 | 0.62261 | 1
* | IOTEPRHDST | Other Industry Distillate Oil Process Heat | PJ, PJ/a | INDDSTEA | IOTPRH | 2010 | 30 | 1 | 0.15 | 21.1478 | 2.1148 | 0 |  |  | 0.23471 | 0.65889 | 0.29736 | 0.25171 | 0.18643 | 0.80191 | 0.55866 | 0.37839 | 0.31874 | 0.27783 | [5 empty] | 1 |  | 1 | 1 | 1.0945 | 1.1901 | 1.3018 | 1.4111 | 1.5095 | 1.5083 | 1.5593 | 1.6061 | [16 empty] | 1 | 1 | 0.91368 | 0.84028 | 0.76818 | 0.70865 | 0.66247 | 0.66298 | 0.64131 | 0.62261 | 1
* | IOTEPRHNGA | Other Industry Natural Gas Process Heat | PJ, PJ/a | INDNGAEA | IOTPRH | 2010 | 30 | 1 | 0.15 | 18.5915 | 1.8592 | 0 |  |  | 41.5773 | 121.5782 | 54.8693 | 37.3385 | 27.6553 | 39.8453 | 96.1541 | 65.1274 | 28.6875 | 25.0053 | [5 empty] | 1 |  | 1 | 1 | 1.0945 | 1.1901 | 1.3018 | 1.4111 | 1.5095 | 1.5083 | 1.5593 | 1.6061 | [16 empty] | 1 | 1 | 0.91368 | 0.84028 | 0.76818 | 0.70865 | 0.66247 | 0.66298 | 0.64131 | 0.62261 | 1
* | IOTEPRHLPG | Other Industry LPG Process Heat | PJ, PJ/a | INDLPGEA | IOTPRH | 2010 | 30 | 1 | 0.15 | 23.2394 | 2.3239 | 0 |  |  | 0.26495 | 0.54234 | 0.24476 | 0.33428 | 0.24759 | 0.21551 | 2.1019 | 1.4237 | 0.65958 | 0.57492 | [5 empty] | 1 |  | 1 | 1 | 1.0945 | 1.1901 | 1.3018 | 1.4111 | 1.5095 | 1.5083 | 1.5593 | 1.6061 | [16 empty] | 1 | 1 | 0.91368 | 0.84028 | 0.76818 | 0.70865 | 0.66247 | 0.66298 | 0.64131 | 0.62261 | 1
* | IOTEPRHCOA | Other Industry Coal Process Heat | PJ, PJ/a | INDCOAEA | IOTPRH | 2010 | 30 | 1 | 0.2 | 23.2394 | 2.3239 | 0 |  |  | 0.4978 | 11.3541 | 5.1242 | 8.4787 | 6.2799 | 1.1838 | 2.6458 | 1.7921 | 1.0704 | 0.93303 | [5 empty] | 1 |  | 1 | 1 | 1.0945 | 1.1901 | 1.3018 | 1.4111 | 1.5095 | 1.5083 | 1.5593 | 1.6061 | [16 empty] | 1 | 1 | 0.91368 | 0.84028 | 0.76818 | 0.70865 | 0.66247 | 0.66298 | 0.64131 | 0.62261 | 1
* | IOTEMDRELC | Other Industry Electricity Machine Drive | PJ, PJ/a | INDELCOT | IOTMDR | 2010 | 30 | 1 | 0.15 | 2.2387 | 0.22387 |  |  |  | 57.9869 | 148.1826 | 66.8761 | 56.4598 | 41.8177 | 44.1842 | 100.4803 | 68.0577 | 43.0898 | 37.559 | [5 empty] | 1 |  | 1 | 1 | 1.0945 | 1.1901 | 1.3018 | 1.4111 | 1.5095 | 1.5083 | 1.5593 | 1.6061 | [16 empty] | 1 | 1 | 0.91368 | 0.84028 | 0.76818 | 0.70865 | 0.66247 | 0.66298 | 0.64131 | 0.62261 | 1
* | IOTEMDRDST | Other Industry Distillate Oil Machine Drive | PJ, PJ/a | INDDSTEA | IOTMDR | 2010 | 30 | 1 | 0.15 | 31.461 | 3.1461 |  |  |  | 0.15648 | 0.43926 | 0.19824 | 0.16781 | 0.12429 | 1.4282 | 0.99494 | 0.6739 | 0.56766 | 0.4948 | [5 empty] | 1 |  | 1 | 1 | 1.0945 | 1.1901 | 1.3018 | 1.4111 | 1.5095 | 1.5083 | 1.5593 | 1.6061 | [16 empty] | 1 | 1 | 0.91368 | 0.84028 | 0.76818 | 0.70865 | 0.66247 | 0.66298 | 0.64131 | 0.62261 | 1
* | IOTEMDRNGA | Other Industry Natural Gas Machine Drive | PJ, PJ/a | INDNGAEA | IOTMDR | 2010 | 30 | 1 | 0.15 | 34.9567 | 3.4957 |  |  |  | 1.4667 | 4.2887 | 1.9355 | 1.3171 | 0.97555 | 1.5488 | 3.7376 | 2.5315 | 1.1151 | 0.97197 | [5 empty] | 1 |  | 1 | 1 | 1.0945 | 1.1901 | 1.3018 | 1.4111 | 1.5095 | 1.5083 | 1.5593 | 1.6061 | [16 empty] | 1 | 1 | 0.91368 | 0.84028 | 0.76818 | 0.70865 | 0.66247 | 0.66298 | 0.64131 | 0.62261 | 1
* | IOTEMDRLPG | Other Industry LPG Machine Drive | PJ, PJ/a | INDLPGEA | IOTMDR | 2010 | 30 | 1 | 0.15 | 34.9567 | 3.4957 | 0 |  |  | 0.037851 | 0.077477 | 0.034966 | 0.047754 | 0.03537 | 0.16163 | 1.5764 | 1.0678 | 0.49469 | 0.43119 | [5 empty] | 1 |  | 1 | 1 | 1.0945 | 1.1901 | 1.3018 | 1.4111 | 1.5095 | 1.5083 | 1.5593 | 1.6061 | [16 empty] | 1 | 1 | 0.91368 | 0.84028 | 0.76818 | 0.70865 | 0.66247 | 0.66298 | 0.64131 | 0.62261 | 1
* | IOTEMDRCOA | Other Industry Coal Machine Drive | PJ, PJ/a | INDCOAEA | IOTMDR | 2010 | 30 | 1 | 0.2 | 34.9572 | 3.4957 | 0 | [7 empty] | 0.23675 | 0.52917 | 0.35842 | 0.21409 | 0.18661 | [5 empty] | 1 |  | 1 | 1 | 1.0945 | 1.1901 | 1.3018 | 1.4111 | 1.5095 | 1.5083 | 1.5593 | 1.6061 | [16 empty] | 1 | 1 | 0.91368 | 0.84028 | 0.76818 | 0.70865 | 0.66247 | 0.66298 | 0.64131 | 0.62261 | 1
R2,R3,R4,R5,R6 | IOTEFACELC | Other Industry Electricity Facilities | PJ, PJ/a | INDELCOT | IOTFAC | 2010 | 30 | 1 | 0.15 | 100 | 1 |  |  |  | 33.7425 | 11.8174 | 10.5774 | 20.7538 | 2.828 | 34.7811 | 12.2132 | 10.9499 | 21.4352 | 2.9294 | 0 | 0 | 0 | 0 | 0 | 1 |  | 1 | 1 | 1.0945 | 1.1901 | 1.3018 | 1.4111 | 1.5095 | 1.5083 | 1.5593 | 1.6061 | [16 empty] | 1 | 1 | 0.91368 | 0.84028 | 0.76818 | 0.70865 | 0.66247 | 0.66298 | 0.64131 | 0.62261 | 1
R2,R3,R4,R5,R6 | IOTEFACRFL | Other Industry Residual Oil Facilities | PJ, PJ/a | INDRFLEA | IOTFAC | 2010 | 30 | 1 | 0.15 | 100 | 1 |  |  |  | 3.4813 | 1.2192 | 1.0913 | 2.1412 | 0.29177 | 1.51 | 0.53014 | 0.47999 | 0.93023 | 0.12997 | 0 | 0 | 0 | 0 | 0 | 1 |  | 1 | 1 | 1.0945 | 1.1901 | 1.3018 | 1.4111 | 1.5095 | 1.5083 | 1.5593 | 1.6061 | [16 empty] | 1 | 1 | 0.91368 | 0.84028 | 0.76818 | 0.70865 | 0.66247 | 0.66298 | 0.64131 | 0.62261 | 1
* | IOTEFACDST | Other Industry Distillate Oil Facilities | PJ, PJ/a | INDDSTEA | IOTFAC | 2010 | 30 | 1 | 0.15 | [5 empty] | 1.5648 | 4.3926 | 1.9824 | 1.6781 | 1.2429 | 1.3365 | 0.9311 | 0.63065 | 0.53124 | 0.46305 | [5 empty] | 1 |  | 1 | 1 | 1.0945 | 1.1901 | 1.3018 | 1.4111 | 1.5095 | 1.5083 | 1.5593 | 1.6061 | [16 empty] | 1 | 1 | 0.91368 | 0.84028 | 0.76818 | 0.70865 | 0.66247 | 0.66298 | 0.64131 | 0.62261 | 1
R2,R3,R4,R5,R6 | IOTEFACNGA | Other Industry Natural Gas Facilities | PJ, PJ/a | INDNGAEA | IOTFAC | 2010 | 30 | 1 | 0.15 | 100 | 1 |  |  |  | 10.3955 | 3.6407 | 3.2587 | 6.3939 | 0.87126 | 11.5404 | 4.0511 | 3.63 | 7.1117 | 0.96981 | 0 | 0 | 0 | 0 | 0 | 1 |  | 1 | 1 | 1.0945 | 1.1901 | 1.3018 | 1.4111 | 1.5095 | 1.5083 | 1.5593 | 1.6061 | [16 empty] | 1 | 1 | 0.91368 | 0.84028 | 0.76818 | 0.70865 | 0.66247 | 0.66298 | 0.64131 | 0.62261 | 1
* | IOTEFACLPG | Other Industry LPG Facilities | PJ, PJ/a | INDLPGEA | IOTFAC | 2010 | 30 | 1 | 0.15 |  |  | 0 |  |  | 0.68131 | 1.3946 | 0.62939 | 0.85958 | 0.63666 | 0.75428 | 7.3567 | 4.9829 | 2.3085 | 2.0122 | [5 empty] | 1 |  | 1 | 1 | 1.0945 | 1.1901 | 1.3018 | 1.4111 | 1.5095 | 1.5083 | 1.5593 | 1.6061 | [16 empty] | 1 | 1 | 0.91368 | 0.84028 | 0.76818 | 0.70865 | 0.66247 | 0.66298 | 0.64131 | 0.62261 | 1
* | IOTEFACCOA | Other Industry Coal Facilities | PJ, PJ/a | INDCOAEA | IOTFAC | 2010 | 30 | 1 | 0.2 |  |  | 0 |  |  | 0.011577 | 0.26405 | 0.11917 | 0.19718 | 0.14604 | 0.71025 | 1.5875 | 1.0753 | 0.64226 | 0.55982 | [5 empty] | 1 |  | 1 | 1 | 1.0945 | 1.1901 | 1.3018 | 1.4111 | 1.5095 | 1.5083 | 1.5593 | 1.6061 | [16 empty] | 1 | 1 | 0.91368 | 0.84028 | 0.76818 | 0.70865 | 0.66247 | 0.66298 | 0.64131 | 0.62261 | 1
* | IOTEOHTELC | Other Industry Electricity Other Heat | PJ, PJ/a | INDELCOT | IOTOHT | 2010 | 30 | 1 | 0.15 |  |  | 0 |  |  | 1.5449 | 3.948 | 1.7818 | 1.5043 | 1.1141 | 2.9845 | 6.7872 | 4.5971 | 2.9106 | 2.537 | [5 empty] | 1 |  | 1 | 1 | 1.0945 | 1.1901 | 1.3018 | 1.4111 | 1.5095 | 1.5083 | 1.5593 | 1.6061 | [16 empty] | 1 | 1 | 0.91368 | 0.84028 | 0.76818 | 0.70865 | 0.66247 | 0.66298 | 0.64131 | 0.62261 | 1
* | IOTEOHTRFL | Other Industry Residual Oil Other Heat | PJ, PJ/a | INDRFLEA | IOTOHT | 2010 | 30 | 1 | 0.15 |  |  | 0 |  |  | 5.4872 | 1.2034 | 0.5431 | 1.8749 | 1.3887 | 0.46359 | 0 | 0 | 0.096741 | 0.084324 | [5 empty] | 1 |  | 1 | 1 | 1.0945 | 1.1901 | 1.3018 | 1.4111 | 1.5095 | 1.5083 | 1.5593 | 1.6061 | [16 empty] | 1 | 1 | 0.91368 | 0.84028 | 0.76818 | 0.70865 | 0.66247 | 0.66298 | 0.64131 | 0.62261 | 1
* | IOTEOHTDST | Other Industry Distillate Oil Other Heat | PJ, PJ/a | INDDSTEA | IOTOHT | 2010 | 30 | 1 | 0.15 |  |  | 0 | [7 empty] | 0.19093 | 0.13301 | 0.090094 | 0.075891 | 0.06615 | [5 empty] | 1 |  | 1 | 1 | 1.0945 | 1.1901 | 1.3018 | 1.4111 | 1.5095 | 1.5083 | 1.5593 | 1.6061 | [16 empty] | 1 | 1 | 0.91368 | 0.84028 | 0.76818 | 0.70865 | 0.66247 | 0.66298 | 0.64131 | 0.62261 | 1
* | IOTEOHTNGA | Other Industry Natural Gas Other Heat | PJ, PJ/a | INDNGAEA | IOTOHT | 2010 | 30 | 1 | 0.15 |  |  | 0 |  |  | 2.7375 | 8.0049 | 3.6127 | 2.4584 | 1.8209 | 3.2703 | 7.8918 | 5.3453 | 2.3545 | 2.0523 | [5 empty] | 1 |  | 1 | 1 | 1.0945 | 1.1901 | 1.3018 | 1.4111 | 1.5095 | 1.5083 | 1.5593 | 1.6061 | [16 empty] | 1 | 1 | 0.91368 | 0.84028 | 0.76818 | 0.70865 | 0.66247 | 0.66298 | 0.64131 | 0.62261 | 1
* | IOTEOHTLPG | Other Industry LPG Other Heat | PJ, PJ/a | INDLPGEA | IOTOHT | 2010 | 30 | 1 | 0.15 |  |  | 0 |  |  | 0.11355 | 0.23243 | 0.1049 | 0.14326 | 0.10611 | 0.10775 | 1.051 | 0.71184 | 0.32979 | 0.28746 | [5 empty] | 1 |  | 1 | 1 | 1.0945 | 1.1901 | 1.3018 | 1.4111 | 1.5095 | 1.5083 | 1.5593 | 1.6061 | [16 empty] | 1 | 1 | 0.91368 | 0.84028 | 0.76818 | 0.70865 | 0.66247 | 0.66298 | 0.64131 | 0.62261 | 1
* | IOTEOHTBIO | Other Industry Renewables Other Heat | PJ, PJ/a | INDBIOEA | IOTOHT | 2010 | 30 | 1 | 0.15 |  |  | 0 | 0 |  | 13.9892 | 0 | 8.143 | 13.1919 | 0 | 10.807 | 0.016318 | 0.011052 | 0.069051 | 0.060188 | [5 empty] | 1 |  | 1 | 1 | 1.0945 | 1.1901 | 1.3018 | 1.4111 | 1.5095 | 1.5083 | 1.5593 | 1.6061 | [16 empty] | 1 | 1 | 0.91368 | 0.84028 | 0.76818 | 0.70865 | 0.66247 | 0.66298 | 0.64131 | 0.62261 | 1
* | IOTEOHTPTC | Other Industry Petroleum Coke Other Heat | PJ, PJ/a | INDPTC | IOTOHT | 2010 | 30 | 1 | 0.15 |  |  | 0 |  |  | 24.817 | 6.1597 | 2.7799 | 0 | 6.1985 | 0.78728 | 0.33977 | 0.23014 | 0.40692 | 0.35469 | [5 empty] | 1 |  | 1 | 1 | 1.0945 | 1.1901 | 1.3018 | 1.4111 | 1.5095 | 1.5083 | 1.5593 | 1.6061 | [16 empty] | 1 | 1 | 0.91368 | 0.84028 | 0.76818 | 0.70865 | 0.66247 | 0.66298 | 0.64131 | 0.62261 | 1
* | IOTEOHTOTP | Other Industry Other Petroleum Other Heat | PJ, PJ/a | INDOTH | IOTOHT | 2010 | 30 | 1 | 0.15 |  |  | 0 |  |  | 0.50843 | 0 | 0 | 8.428 | 0.043778 | 0 | 0.0040194 | 0.0027224 | 0 | 0 | [5 empty] | 1 |  | 1 | 1 | 1.0945 | 1.1901 | 1.3018 | 1.4111 | 1.5095 | 1.5083 | 1.5593 | 1.6061 | [16 empty] | 1 | 1 | 0.91368 | 0.84028 | 0.76818 | 0.70865 | 0.66247 | 0.66298 | 0.64131 | 0.62261 | 1
R2,R3,R4,R5,R6 | IOTTECHEXT | Existing Other Industry Technologies | PJ, PJ/a | IOTFEED |  | 2010 | 50 | 1 |  | 100 | 1 |  |  |  | 47.6194 | 16.6773 | 14.9275 | 29.2889 | 3.991 | 47.8315 | 16.7944 | 15.0598 | 29.4771 | 4.0292 | 0 | 0 | 0 | 0 | 0 | 1 | [11 empty] | 0 | 0 | 0 | 0 | 0 | 0 | 0 | 0 | 0 | 0 | 0 | 0 | 0 | 0 | 0 | [11 empty] | 1 | bar: EFF~2010; EFF~2055
R2,R3,R4,R5,R6 |  |  |  | IOTSTM | [37 empty] | 0 | 0 | 0 | 0 | 0 | 0 | 0 | 0 | 0 | 0 | 0 | 0 | 0 | 0 | 0
R2,R3,R4,R5,R6 |  |  |  | IOTETC | [37 empty] | 0 | 0 | 0 | 0 | 0 | 0 | 0 | 0 | 0 | 0 | 0 | 0 | 0 | 0 | 0
R2,R3,R4,R5,R6 |  |  |  | IOTPRH | [37 empty] | 0 | 0 | 0 | 0 | 0 | 0 | 0 | 0 | 0 | 0 | 0 | 0 | 0 | 0 | 0
R2,R3,R4,R5,R6 |  |  |  | IOTMDR | [37 empty] | 0 | 0 | 0 | 0 | 0 | 0 | 0 | 0 | 0 | 0 | 0 | 0 | 0 | 0 | 0
R2,R3,R4,R5,R6 |  |  |  | IOTFAC | [37 empty] | 1 | 1 | 1 | 1 | 1 | 1 | 1 | 1 | 1 | 1 | 1 | 1 | 1 | 1 | 1
R2,R3,R4,R5,R6 |  |  |  | IOTOHT | [37 empty] | 0 | 0 | 0 | 0 | 0 | 0 | 0 | 0 | 0 | 0 | 0 | 0 | 0 | 0 | 0
R2,R3,R4,R5,R6 |  |  |  |  | IOT

## TechData_X&ZZ
~FI_T
Region | TechName | *TechDesc | *Units | CommIN | CommOUT | NCAP_START | NCAP_TLIFE | Share~UP | EFF | NCAP_AF | ACT_COST | COST
R2,R3,R4,R5,R6 | IOTELC00 | Other Industry Electricity collector | PJ, PJ/a | INDELC | INDELCOT | 2010 | 50 |  | 1 | 1
R2,R3,R4,R5,R6 | SEINDNGA | Emissions: NGA to IND | PJ, PJ/a | INDNGA | INDNGAEA | 2010 | 50 |  | 1
R2,R3,R4,R5,R6 | SEINDRFL | Emissions: RFL to IND | PJ, PJ/a | INDRFL | INDRFLEA | 2010 | 50 |  | 1
R2,R3,R4,R5,R6 | SEINDDSL | Emissions: DSL to IND | PJ, PJ/a | INDDSL | INDDSLEA | 2010 | 50 |  | 1
* | SEINDDST | Emissions: DST to IND | PJ, PJ/a | INDDST | INDDSTEA | 2010 | 50 |  | 1
* | SEINDBIO | Emissions: Biomass combustion | PJ, PJ/a | INDBIO | INDBIOEA | 2010 | 50 |  | 1
* | SEINDCOA | Emissions: COA to IND | PJ, PJ/a | INDCOA | INDCOAEA | 2010 | 50 |  | 1
* | SEINDRFL | Emissions: RFL to IND | PJ, PJ/a | INDRFL | INDRFLEA | 2010 | 50 |  | 1
* | SEINDLPG | Emissions: LPG to IND | PJ, PJ/a | INDLPG | INDLPGEA | 2010 | 50 |  | 1
* | SEINDMET | Emissions: MET to IND | PJ, PJ/a | METCOA | INDMETEA | 2010 | 50 |  | 1
R2,R3,R4,R5,R6 | ZZDMYIOTFC | Dummy backstop for Other Industry Facilities | PJ, PJ/a | ZZDMY | IOTFAC |  |  |  | 1 |  | 9999
R2,R3,R4,R5,R6 | ZZDMYIOT | Dummy backstop for Other Industry DMDand | PJ, PJ/a | ZZDMY | IOT |  |  |  | 1 |  | 9999
R2,R3,R4,R5,R6 | ZZINDELC | Dummy backstop for INDELC | PJ, PJ/a |  | INDELC | [6 empty] | 9000
R2,R3,R4,R5,R6 | ZZINDNGAEA | Dummy backstop for INDNGAEA | PJ, PJ/a |  | INDNGAEA | [6 empty] | 9000
R2,R3,R4,R5,R6 | ZZINDRFLEA | Dummy backstop for INDRFLEA | PJ, PJ/a |  | INDRFLEA | [6 empty] | 9000

## zzzTechData_Emis
TechData | R2,R3,R4,R5,R6
~FI_T
Region | TechName | *TechDesc | *Units | *CommIN | *CommOUT | *NCAP_START | *NCAP_TLIFE | ENV_ACT~CO2 | ENV_ACT~CH4 | ENV_ACT~N2O | ENV_ACT~BC | ENV_ACT~OC | ENV_ACT~CO2I | ENV_ACT~NOX~2010 | ENV_ACT~NOX~2015 | ENV_ACT~NOX~2020 | ENV_ACT~NOX~2055 | ENV_ACT~SO2~2010 | ENV_ACT~SO2~2015 | ENV_ACT~SO2~2020 | ENV_ACT~SO2~2055 | ENV_ACT~PM10~2010 | ENV_ACT~PM10~2015 | ENV_ACT~PM10~2020 | ENV_ACT~PM10~2055 | ENV_ACT~PM25~2010 | ENV_ACT~PM25~2015 | ENV_ACT~PM25~2020 | ENV_ACT~PM25~2055 | ENV_ACT~VOC~2010 | ENV_ACT~VOC~2015 | ENV_ACT~VOC~2020 | ENV_ACT~VOC~2055 | ENV_ACT~CO~2010 | ENV_ACT~CO~2015 | ENV_ACT~CO~2020 | ENV_ACT~CO~2055 | ENV_ACT~NOXI~2010 | ENV_ACT~NOXI~2015 | ENV_ACT~NOXI~2020 | ENV_ACT~NOXI~2055 | ENV_ACT~SO2I~2010 | ENV_ACT~SO2I~2015 | ENV_ACT~SO2I~2020 | ENV_ACT~SO2I~2055 | ENV_ACT~PM10I~2010 | ENV_ACT~PM10I~2015 | ENV_ACT~PM10I~2020 | ENV_ACT~PM10I~2055 | ENV_ACT~NOXDICB~2010 | ENV_ACT~NOXDICB~2015 | ENV_ACT~NOXDICB~2020 | ENV_ACT~NOXDICB~2055 | ENV_ACT~NOXDIGB~2010 | ENV_ACT~NOXDIGB~2015 | ENV_ACT~NOXDIGB~2020 | ENV_ACT~NOXDIGB~2055 | ENV_ACT~NOXDIDB~2010 | ENV_ACT~NOXDIDB~2015 | ENV_ACT~NOXDIDB~2020 | ENV_ACT~NOXDIDB~2055 | ENV_ACT~NOXDIRB~2010 | ENV_ACT~NOXDIRB~2015 | ENV_ACT~NOXDIRB~2020 | ENV_ACT~NOXDIRB~2055 | ENV_ACT~NOXDILB~2010 | ENV_ACT~NOXDILB~2015 | ENV_ACT~NOXDILB~2020 | ENV_ACT~NOXDILB~2055 | ENV_ACT~NOXDIOB~2010 | ENV_ACT~NOXDIOB~2015 | ENV_ACT~NOXDIOB~2020 | ENV_ACT~NOXDIOB~2055 | ENV_ACT~NOXDIGT~2010 | ENV_ACT~NOXDIGT~2015 | ENV_ACT~NOXDIGT~2020 | ENV_ACT~NOXDIGT~2055 | ENV_ACT~NOXDIDT~2010 | ENV_ACT~NOXDIDT~2015 | ENV_ACT~NOXDIDT~2020 | ENV_ACT~NOXDIDT~2055 | ENV_ACT~NOXDIOT~2010 | ENV_ACT~NOXDIOT~2015 | ENV_ACT~NOXDIOT~2020 | ENV_ACT~NOXDIOT~2055 | ENV_ACT~NOXDIGE~2010 | ENV_ACT~NOXDIGE~2015 | ENV_ACT~NOXDIGE~2020 | ENV_ACT~NOXDIGE~2055 | ENV_ACT~NOXDIDE~2010 | ENV_ACT~NOXDIDE~2015 | ENV_ACT~NOXDIDE~2020 | ENV_ACT~NOXDIDE~2055 | ENV_ACT~NOXDICE~2010 | ENV_ACT~NOXDICE~2015 | ENV_ACT~NOXDICE~2020 | ENV_ACT~NOXDICE~2055 | ENV_ACT~NOXDIOE~2010 | ENV_ACT~NOXDIOE~2015 | ENV_ACT~NOXDIOE~2020 | ENV_ACT~NOXDIOE~2055 | ENV_ACT~NOXDICPH~2010 | ENV_ACT~NOXDICPH~2015 | ENV_ACT~NOXDICPH~2020 | ENV_ACT~NOXDICPH~2055 | ENV_ACT~NOXDIGPH~2010 | ENV_ACT~NOXDIGPH~2015 | ENV_ACT~NOXDIGPH~2020 | ENV_ACT~NOXDIGPH~2055 | ENV_ACT~NOXDIDPH~2010 | ENV_ACT~NOXDIDPH~2015 | ENV_ACT~NOXDIDPH~2020 | ENV_ACT~NOXDIDPH~2055 | ENV_ACT~NOXDIRPH~2010 | ENV_ACT~NOXDIRPH~2015 | ENV_ACT~NOXDIRPH~2020 | ENV_ACT~NOXDIRPH~2055 | ENV_ACT~NOXDIOPH~2010 | ENV_ACT~NOXDIOPH~2015 | ENV_ACT~NOXDIOPH~2020 | ENV_ACT~NOXDIOPH~2055 | ENV_ACT~NOXDIFAC~2010 | ENV_ACT~NOXDIFAC~2015 | ENV_ACT~NOXDIFAC~2020 | ENV_ACT~NOXDIFAC~2055 | ENV_ACT~NOXDIOH~2010 | ENV_ACT~NOXDIOH~2015 | ENV_ACT~NOXDIOH~2020 | ENV_ACT~NOXDIOH~2055 | ENV_ACT~NOXDICOK~2010 | ENV_ACT~NOXDICOK~2015 | ENV_ACT~NOXDICOK~2020 | ENV_ACT~NOXDICOK~2055
R2,R3,R4,R5,R6 | IOTEFACRFL | Other Industry Residual Oil Facilities | PJ, PJ/a | INDRFLEA | IOTFAC |  |  | 0.0831 | 0.00284 | 0.000284 | 0.025494 | 0.0068835 | 83.1 | 0.83858 | 0.83858 | 0.83858 | 0.83858 | 0.23454 | 0.23454 | 0.23454 | 0.23454 | 0.084981 | 0.084981 | 0.084981 | 0.084981 | 0.076483 | 0.076483 | 0.076483 | 0.076483 | 0.09352 | 0.09352 | 0.09352 | 0.09352 | 0.3425 | 0.3425 | 0.3425 | 0.3425 | 0.83858 | 0.83858 | 0.83858 | 0.83858 | 0.23454 | 0.23454 | 0.23454 | 0.23454 | 0.084981 | 0.084981 | 0.084981 | 0.084981 | [72 empty] | 0.83858 | 0.83858 | 0.83858 | 0.83858
R2,R3,R4,R5,R6 | IOTEFACNGA | Other Industry Natural Gas Facilities | PJ, PJ/a | INDNGAEA | IOTFAC |  |  | 0.056 | 0.00085304 | 0.00085304 | 0.0036351 | 0.00076337 | 56 | 0.041628 | 0.041628 | 0.041628 | 0.041628 | 0.041773 | 0.041776 | 0.041779 | 0.041779 | 0.04176 | 0.041758 | 0.041756 | 0.041756 | 0.041772 | 0.04177 | 0.041768 | 0.041768 | 0.041773 | 0.041773 | 0.041773 | 0.041773 | 0.041783 | 0.041783 | 0.041783 | 0.041783 | 0.041628 | 0.041628 | 0.041628 | 0.041628 | 0.041773 | 0.041776 | 0.041779 | 0.041779 | 0.04176 | 0.041758 | 0.041756 | 0.041756 | [72 empty] | 0.041628 | 0.041628 | 0.041628 | 0.041628
R2,R3,R4,R5,R6 | SEINDNGA | Emissions: NGA to IND | PJ, PJ/a | INDNGA | INDNGAEA | 2010 | 50 | 0.056 | 0.00085304 | 0.00085304 | 0.00018956 | 0.00031594 | 56 | 0.058533 | 0.058533 | 0.058533 | 0.058533 | 0.0002507 | 0.0002507 | 0.0002507 | 0.0002507 | 0.0031594 | 0.0031594 | 0.0031594 | 0.0031594 | 0.0031594 | 0.0031594 | 0.0031594 | 0.0031594 | 0.0022145 | 0.0022145 | 0.0022145 | 0.0022145 | 0.03317 | 0.03317 | 0.03317 | 0.03317 | 0.058533 | 0.058533 | 0.058533 | 0.058533 | 0.0002507 | 0.0002507 | 0.0002507 | 0.0002507 | 0.0031594 | 0.0031594 | 0.0031594 | 0.0031594
R2,R3,R4,R5,R6 | SEINDRFL | Emissions: RFL to IND | PJ, PJ/a | INDRFL | INDRFLEA | 2010 | 50 | 0.0831 | 0.00284 | 0.000284 | 0.025494 | 0.0068835 | 83.1 | 0.83858 | 0.83858 | 0.83858 | 0.83858 | 0.23454 | 0.23454 | 0.23454 | 0.23454 | 0.084981 | 0.084981 | 0.084981 | 0.084981 | 0.076483 | 0.076483 | 0.076483 | 0.076483 | 0.09352 | 0.09352 | 0.09352 | 0.09352 | 0.3425 | 0.3425 | 0.3425 | 0.3425 | 0.83858 | 0.83858 | 0.83858 | 0.83858 | 0.23454 | 0.23454 | 0.23454 | 0.23454 | 0.084981 | 0.084981 | 0.084981 | 0.084981

## TechData_EmisLITE
FI_T
Region | TechName | TechDesc | Units | CommIN | CommOUT | NCAP_START | NCAP_TLIFE | EFF | ENV_ACT~CO2 | ENV_ACT~CH4 | ENV_ACT~N2O | ENV_ACT~BC | ENV_ACT~OC | ENV_ACT~CO2I | ENV_ACT~NOX~2010 | ENV_ACT~NOX~2015 | ENV_ACT~NOX~2020 | ENV_ACT~NOX~2055 | ENV_ACT~SO2~2010 | ENV_ACT~SO2~2015 | ENV_ACT~SO2~2020 | ENV_ACT~SO2~2055 | ENV_ACT~PM10~2010 | ENV_ACT~PM10~2015 | ENV_ACT~PM10~2020 | ENV_ACT~PM10~2055 | *ENV_ACT~PM10~2010 | *ENV_ACT~PM10~2015 | *ENV_ACT~PM10~2020 | *ENV_ACT~PM10~2055 | ENV_ACT~VOC~2010 | ENV_ACT~VOC~2015 | ENV_ACT~VOC~2020 | ENV_ACT~VOC~2055 | ENV_ACT~CO~2010 | ENV_ACT~CO~2015 | ENV_ACT~CO~2020 | ENV_ACT~CO~2055 | ENV_ACT~NOXI~2010 | ENV_ACT~NOXI~2015 | ENV_ACT~NOXI~2020 | ENV_ACT~NOXI~2055 | ENV_ACT~SO2I~2010 | ENV_ACT~SO2I~2015 | ENV_ACT~SO2I~2020 | ENV_ACT~SO2I~2055 | ENV_ACT~PM10I~2010 | ENV_ACT~PM10I~2015 | ENV_ACT~PM10I~2020 | ENV_ACT~PM10I~2055 | Inout | Output
*Dummy technologies previously used for emissions (kept to keep RES aligned properly)
*R2,R3,R4,R5,R6 | SEINDBIO | Emissions: Biomass combustion | PJ, PJ/a | INDBIO | INDBIOEA | 2010 | 50 | 1 | [42 empty] | 1 | 1
*R2,R3,R4,R5,R6 | SEIPBIO | Emissions: IPBIO Combustion | PJ, PJ/a | IPBIO | IPBIOEA | 2010 | 50 | 1 | [42 empty] | 1 | 1
*R2,R3,R4,R5,R6 | SEINDAGR | Emissions: INDAGR to IND | PJ, PJ/a | INDAGR | INDAGREA | 2010 | 50 | 1 | [42 empty] | 1 | 1
*R2,R3,R4,R5,R6 | SEINDCOA | Emissions: COA to IND | PJ, PJ/a | INDCOA | INDCOAEA | 2010 | 50 | 1 | [42 empty] | 1 | 1
R2,R3,R4,R5,R6 | SEINDNGA | Emissions: NGA to IND | PJ, PJ/a | INDNGA | INDNGAEA | 2010 | 50 | 1 | 0.056 | 0.00085304 | 0.00085304 | 0.00018956 | 0.00031594 | 56 | 0.058533 | 0.058533 | 0.058533 | 0.058533 | 0.0002507 | 0.0002507 | 0.0002507 | 0.0002507 | 0.0031594 | 0.0031594 | 0.0031594 | 0.0031594 | 0.0031594 | 0.0031594 | 0.0031594 | 0.0031594 | 0.0022145 | 0.0022145 | 0.0022145 | 0.0022145 | 0.03317 | 0.03317 | 0.03317 | 0.03317 | 0.058533 | 0.058533 | 0.058533 | 0.058533 | 0.0002507 | 0.0002507 | 0.0002507 | 0.0002507 | 0.0031594 | 0.0031594 | 0.0031594 | 0.0031594 | 1 | 1
*R2,R3,R4,R5,R6 | SEINDRFH | Emissions: RFH to IND | PJ, PJ/a | INDRFH | INDRFHEA | 2010 | 50 | 1 | [42 empty] | 1 | 1
R2,R3,R4,R5,R6 | SEINDRFL | Emissions: RFL to IND | PJ, PJ/a | INDRFL | INDRFLEA | 2010 | 50 | 1 | 0.0831 | 0.00284 | 0.000284 | 0.025494 | 0.0068835 | 83.1 | 0.83858 | 0.83858 | 0.83858 | 0.83858 | 0.23454 | 0.23454 | 0.23454 | 0.23454 | 0.084981 | 0.084981 | 0.084981 | 0.084981 | 0.076483 | 0.076483 | 0.076483 | 0.076483 | 0.09352 | 0.09352 | 0.09352 | 0.09352 | 0.3425 | 0.3425 | 0.3425 | 0.3425 | 0.83858 | 0.83858 | 0.83858 | 0.83858 | 0.23454 | 0.23454 | 0.23454 | 0.23454 | 0.084981 | 0.084981 | 0.084981 | 0.084981 | 1 | 1
*R2,R3,R4,R5,R6 | SEINDDSL | Emissions: DSL to IND | PJ, PJ/a | INDDSL | INDDSLEA | 2010 | 50 | 1 | 0.0771 | 0.00018956 | 0.00037913 | 0.013168 | 0.0010816 | 77.1 | 0.062684 | 0.062684 | 0.062684 | 0.062684 | 0.0013283 | 0.0013283 | 0.0013283 | 0.0013283 | 0.043895 | 0.043895 | 0.043895 | 0.043895 | 0.036053 | 0.036053 | 0.036053 | 0.036053 | 0.00062 | 0.00062 | 0.00062 | 0.00062 | 0.01546 | 0.01546 | 0.01546 | 0.01546 | 0.062684 | 0.062684 | 0.062684 | 0.062684 | 0.0013283 | 0.0013283 | 0.0013283 | 0.0013283 | 0.043895 | 0.043895 | 0.043895 | 0.043895 | 1 | 1
*R2,R3,R4,R5,R6 | SEINDKER | Emissions: KER to IND | PJ, PJ/a | INDKER | INDKEREA | 2010 | 50 | 1 | [42 empty] | 1 | 1
*R2,R3,R4,R5,R6 | SEINDLPG | Emissions: LPG to IND | PJ, PJ/a | INDLPG | INDLPGEA | 2010 | 50 | 1 | [42 empty] | 1 | 1
*R2,R3,R4,R5,R6 | SEINDMET | Emissions: MET to IND | PJ, PJ/a | METCOA | INDMETEA | 2010 | 50 | 1 | [42 empty] | 1 | 1
*R2,R3,R4,R5,R6 | SEINDPFS | Emissions: PFS to IND | PJ, PJ/a | INDPFS | INDPFSEA | 2010 | 50 | 1 | [42 empty] | 1 | 1
*R2,R3,R4,R5,R6 | SEINDASP | Emissions: ASP to IND | PJ, PJ/a | INDASP | INDASPEA | 2010 | 50 | 1 | [42 empty] | 1 | 1

## NYCIND_DMD
[13 empty] | Space Heating |  |  |  | DWH |  |  |  | Space Cooling |  |  |  | Lighting | Other
| Description of Typical Building | CY2014 Site MMBtu % of Total | #2 fuel oil | #4 fuel oil | #6 fuel oil | Biofuel | Electricity | Natural gas | Steam |  |  | Description of Typical Building | Fuel Oil (PJ) | Electricity (PJ) | Natural gas (PJ) | Steam(PJ) | Fuel Oil (PJ) | Electricity (PJ) | Natural gas (PJ) | Steam(PJ) | Fuel Oil (PJ) | Electricity (PJ) | Natural gas (PJ) | Steam(PJ) | Electricity (PJ) | Fuel Oil (PJ) | Electricity (PJ) | Natural gas (PJ) | Steam(PJ)
1 to 4 | 1 to 4 Family, Freestanding, Wood Frame | 6.263% | 9.127% | 1.085% | 0.2707% | 0.1788% | 25.06% | 64.28% | 0% |  | 1 to 4 | 1 to 4 Family, Freestanding, Wood Frame | 3.2288 | 0.18187 | 16.7007 | 0 | 0.64007 | 0.27281 | 6.6279 | 0 | 0 | 1.5459 | 0 | 0 | 1.7278 | 0 | 5.3652 | 0 | 0
| 1 to 4 Family, Row House, Masonry | 8.187% | 11.93% | 1.418% | 0.3539% | 0.2337% | 32.75% | 84.03% | 0% |  |  | 1 to 4 Family, Row House, Masonry | 4.1364 | 0.23774 | 21.8245 | 0 | 0.92085 | 0.3566 | 8.6698 | 0 | 0 | 2.0208 | 0 | 0 | 2.2585 | 0 | 7.0132 | 0 | 0
Multifamily | Multifamily, NYCHA | 0% | 0% | 0% | 0% | 0% | 0% | 0% | 0% |  | Multifamily | Multifamily, NYCHA | 0 | 0 | 0 | 0 | 0 | 0 | 0 | 0 | 0 | 0 | 0 | 0 | 0 | 0 | 0 | 0 | 0
| Multifamily, Post-1980 >7 stories | 2.795% | 0.026012 | 0.021159 | 0.017982 | 0.0021388 | 0.073456 | 0.29171 | 0.013731 |  |  | Multifamily, Post-1980 >7 stories | 1.7667 | 0.10729 | 6.9865 | 0.35433 | 0.67534 | 0.016513 | 3.155 | 0.14397 | 0 | 0.53811 | 0.15479 | 0 | 0.59173 | 0 | 1.4121 | 0.29012 | 0
| Multifamily, Post-1980 up to 7 stories | 1.78% | 1.657% | 1.348% | 1.145% | 0.1362% | 4.679% | 18.58% | 0.8746% |  |  | Multifamily, Post-1980 up to 7 stories | 1.1472 | 0.055648 | 4.3919 | 0.31739 | 0.40831 | 0.0082649 | 2.112 | 0 | 0 | 0.20018 | 0 | 0 | 0.51708 | 0 | 0.9168 | 0.23915 | 0
| Multifamily, Post-war >7 stories | 5.369% | 4.998% | 4.065% | 3.455% | 0.4109% | 14.11% | 56.05% | 2.638% |  |  | Multifamily, Post-war >7 stories | 3.5524 | 0.48332 | 12.3613 | 0.54423 | 1.0144 | 0.095518 | 6.7685 | 0.26553 | 0.12526 | 1.0525 | 0.55449 | 0.14764 | 1.1018 | 0 | 2.3888 | 0.65589 | 0
| Multifamily, Post-war up to 7 stories | 4.358% | 4.057% | 3.3% | 2.804% | 0.3335% | 11.46% | 45.49% | 2.141% |  |  | Multifamily, Post-war up to 7 stories | 2.769 | 0.17906 | 11.3839 | 0.53236 | 0.98624 | 0.05142 | 4.9163 | 0.24475 | 0.053264 | 0.56106 | 0.017613 | 0 | 1.3659 | 0 | 2 | 0.19187 | 0
| Multifamily, Pre-war >7 stories | 3.025% | 2.815% | 2.29% | 1.946% | 0.2315% | 7.95% | 31.57% | 1.486% |  |  | Multifamily, Pre-war >7 stories | 1.9828 | 0.059319 | 7.4378 | 0.36174 | 0.6602 | 0.13485 | 3.4987 | 0.17757 | 0 | 0.39388 | 0 | 0 | 0.84045 | 1.541e-05 | 1.4567 | 0.52101 | 0
| Multifamily, Pre-war up to 7 stories | 14.27% | 13.28% | 10.81% | 9.183% | 1.092% | 37.51% | 149% | 7.012% |  |  | Multifamily, Pre-war up to 7 stories | 9.1286 | 0.94434 | 37.2744 | 1.7208 | 3.3424 | 0.22248 | 16.1015 | 0.82384 | 0 | 1.8543 | 0.00014321 | 0 | 4.6136 | 0 | 5.9787 | 0.68541 | 0
| Multifamily, VeryLarge | 3.64% | 3.388% | 2.756% | 2.342% | 0.2786% | 9.568% | 38% | 1.789% |  |  | Multifamily, VeryLarge | 2.1162 | 0.6836 | 7.3379 | 0.43144 | 1.0648 | 0.15926 | 5.3273 | 0.21501 | 0 | 0.555 | 0.7155 | 0.0026178 | 0.78504 | 0 | 1.2895 | 0.40881 | 0
Commercial | Commercial, Post-1980 >7 stories | 0.809% | 0.4921% | 0.1139% | 0.06355% | 0.01427% | 5.402% | 6.235% | 0.5963% |  | Commercial | Commercial, Post-1980 >7 stories | 0.14553 | 0.14832 | 1.1609 | 0.13929 | 0.10263 | 0.013129 | 1.0663 | 0.057822 | 0 | 0.39433 | 0 | 0 | 0.42407 | 0 | 0.98057 | 0.035436 | 0.019274
| Commercial, Post-1980 up to 7 stories | 1.487% | 0.9048% | 0.2095% | 0.1168% | 0.02624% | 9.932% | 11.46% | 1.096% |  |  | Commercial, Post-1980 up to 7 stories | 0.45629 | 0.10981 | 3.7132 | 0.19649 | 0 | 0.027844 | 0.42497 | 0.20138 | 0 | 0.64783 | 0 | 0 | 0.87891 | 0 | 1.9402 | 0.02205 | 0
| Commercial, Post-war >7 stories | 1.071% | 0.6513% | 0.1508% | 0.08411% | 0.01889% | 7.15% | 8.252% | 0.7892% |  |  | Commercial, Post-war >7 stories | 0.22803 | 0.089943 | 1.6848 | 0.16689 | 0.10042 | 0.01255 | 0.60225 | 0.026265 | 0 | 0.37854 | 0.65637 | 0.093243 | 0.61351 | 0 | 1.5001 | 0.051226 | 0
| Commercial, Post-war up to 7 stories | 1.627% | 0.9897% | 0.2291% | 0.1278% | 0.02871% | 10.86% | 12.54% | 1.199% |  |  | Commercial, Post-war up to 7 stories | 0.4174 | 0.10237 | 3.3736 | 0.20329 | 0.081728 | 0.032529 | 0.55805 | 0.0061992 | 0 | 0.53756 | 0.25813 | 0.22574 | 0.8746 | 0 | 2.3959 | 0.36104 | 0
| Commercial, Pre-war >7 stories | 4.372% | 2.659% | 0.6156% | 0.3434% | 0.07713% | 29.19% | 33.69% | 3.222% |  |  | Commercial, Pre-war >7 stories | 1.1943 | 0.16144 | 7.7492 | 1.054 | 0.14676 | 0.12679 | 2.3846 | 0.11059 | 0 | 2.1231 | 0.79124 | 0 | 2.6415 | 0.00010838 | 5.5418 | 1.3029 | 0.004833
| Commercial, Pre-war up to 7 stories | 4.279% | 2.602% | 0.6025% | 0.3361% | 0.07548% | 28.57% | 32.97% | 3.153% |  |  | Commercial, Pre-war up to 7 stories | 1.2226 | 0.30769 | 8.4822 | 1.1444 | 0.089846 | 0.17405 | 2.3062 | 0 | 0 | 1.8562 | 0.61418 | 0 | 2.5958 | 0 | 5.4344 | 0.56387 | 0
| Commercial, VeryLarge | 9.345% | 5.684% | 1.316% | 0.7341% | 0.1649% | 62.4% | 72.02% | 6.887% |  |  | Commercial, VeryLarge | 2.6448 | 0.71014 | 13.0551 | 1.5572 | 0.22168 | 0.064169 | 4.1213 | 0.25845 | 0 | 3.4608 | 7.2866 | 0.66759 | 5.525 | 0 | 12.8849 | 1.6729 | 0.016247
| Commercial, Mixed use | 4.54% | 2.761% | 0.6392% | 0.3566% | 0.08009% | 30.31% | 34.99% | 3.346% |  |  | Commercial, Mixed use | 1.0275 | 0.38191 | 8.3525 | 0.87255 | 0.35556 | 0.092871 | 3.9041 | 0.31049 | 0.0094418 | 1.8785 | 0.09089 | 0.031208 | 2.612 | 1.3532e-06 | 6.0353 | 0.34892 | 0
Industrial | Industrial, 3 stories of more warehouse/factory building | 1.803% | 1.122% | 0.1789% | 0.0352% | 0.02215% | 14.07% | 11.81% | 1.553% |  | Industrial | Industrial, 3 stories of more warehouse/factory building | 0.46542 | 0.20534 | 4.1942 | 0.37756 | 0.027423 | 0.11601 | 0.072352 | 0.18597 | 0 | 0.66675 | 0 | 0 | 2.4397 | 0 | 1.6787 | 0.018045 | 0
| Industrial, 3 stories or less warehouse/factory building | 5.541% | 3.447% | 0.5499% | 0.1082% | 0.06808% | 43.25% | 36.28% | 4.772% |  |  | Industrial, 3 stories or less warehouse/factory building | 1.4485 | 0.67276 | 12.3975 | 1.1604 | 0.066199 | 0.43205 | 0.3845 | 0.57153 | 0 | 2.4123 | 0 | 0 | 6.6395 | 0 | 5.5375 | 0.38576 | 0
| Industrial, Transportation, Garages, and Utilities | 3.965% | 2.466% | 0.3934% | 0.07739% | 0.04871% | 30.94% | 25.96% | 3.414% |  |  | Industrial, Transportation, Garages, and Utilities | 0.88296 | 0.48736 | 9.0287 | 1.1775 | 0.20068 | 0.052749 | 0.39199 | 0.061591 | 0 | 1.0598 | 0 | 0 | 3.8409 | 0 | 5.7873 | 0 | 0
Institutional | Institutional, Hospital and Health Facilities | 3.032% | 3.64% | 0.3521% | 0.1841% | 0.0785% | 14.59% | 26.35% | 3.217% |  | Institutional | Institutional, Hospital and Health Facilities | 1.1999 | 0.10315 | 7.2641 | 1.0919 | 0.34421 | 0.00076757 | 1.801 | 0.075715 | 0 | 1.0169 | 0.2201 | 0 | 1.6235 | 0 | 2.5499 | 0.27862 | 0
| Institutional, Institutional General | 2.342% | 2.811% | 0.2719% | 0.1421% | 0.06062% | 11.27% | 20.35% | 2.485% |  |  | Institutional, Institutional General | 0.72588 | 0.068647 | 5.3479 | 0.60429 | 0.34049 | 0.0098319 | 0.76303 | 0.08865 | 0.035257 | 0.61316 | 1.0517 | 0.20878 | 0.81584 | 0.090828 | 2.5811 | 0.22022 | 1.4805e-05
| Institutional, K-12 Schools | 3.914% | 4.699% | 0.4544% | 0.2376% | 0.1013% | 18.83% | 34.02% | 4.153% |  |  | Institutional, K-12 Schools | 1.8224 | 0.16169 | 8.9695 | 0.96944 | 0.14847 | 0.055479 | 1.2172 | 0.055455 | 0 | 0.83518 | 1.7453 | 0.48226 | 2.8698 | 0.022203 | 2.9115 | 0.4129 | 0
| Institutional, Religious | 1.252% | 1.503% | 0.1454% | 0.076% | 0.03241% | 6.024% | 10.88% | 1.329% |  |  | Institutional, Religious | 0.63404 | 0.020519 | 3.5003 | 0.32303 | 0.0035315 | 0.096091 | 0.39614 | 0.1591 | 0 | 0.45035 | 0 | 0 | 0.80725 | 0 | 0.81185 | 0.052627 | 0
| Institutional, University | 0.9335% | 1.121% | 0.1084% | 0.05667% | 0.02417% | 4.491% | 8.113% | 0.9905% |  |  | Institutional, University | 0.2157 | 0.0086076 | 1.7669 | 0.35947 | 0.18716 | 0.0017149 | 0.96719 | 0 | 0.072505 | 0.22376 | 0 | 0 | 0.24839 | 0 | 1.1474 | 0.21022 | 0
|  | Fuel consumption values wrt sectors | #2 fuel oil | #4 fuel oil | #6 fuel oil | Biofuel | Electricity | Natural gas | Steam |  |  |  | Space Heating |  |  |  | DWH |  |  |  | Space Cooling |  |  |  | Lighting | Other
|  | 1 to 4 | 9.127% | 1.085% | 0.2707% | 0.1788% | 25.06% | 64.28% | 0% | 100% |  | Description of Typical Building | Fuel Oil (%) | Electricity (%) | Natural gas (%) | Steam(%) | Fuel Oil (%) | Electricity (%) | Natural gas (%) | Steam(%) | Fuel Oil (%) | Electricity (%) | Natural gas (%) | Steam(%) | Electricity (%) | Fuel Oil (%) | Electricity (%) | Natural gas (%) | Steam(%)
|  | Multifamily | 0.058298 | 0.047423 | 0.040301 | 0.0047934 | 0.16463 | 0.65378 | 0.030773 | 100% |  | 1 to 4 | 0.15904 | 0.0090608 | 0.8319 | 0 | 0.089256 | 0.035991 | 0.87475 | 0 | 0 | 1 | 0 | 0 | 1 | 0 | 1 | 0 | 0
|  | Industrial | 3.897% | 0.6215% | 0.1223% | 0.07695% | 48.88% | 41.01% | 5.394% | 100% |  | Multifamily | 0.19296 | 0.021584 | 0.74884 | 0.036614 | 0.155 | 0.013088 | 0.79634 | 0.035571 | 0.025775 | 0.74426 | 0.20827 | 0.021694 | 1 | 8.3593e-07 | 0.83768 | 0.16232 | 0
[12 empty] | Commercial | 0.11785 | 0.032313 | 0.76415 | 0.085684 | 0.061098 | 0.03025 | 0.85464 | 0.05401 | 0.00042915 | 0.51255 | 0.44076 | 0.04626 | 1 | 2.6692e-06 | 0.893 | 0.10601 | 0.00098155
[12 empty] | Industrial | 0.086061 | 0.042017 | 0.78837 | 0.083556 | 0.11483 | 0.23441 | 0.33119 | 0.31958 | 0 | 1 | 0 | 0 | 1 | 0 | 0.96988 | 0.030118 | 0
[12 empty] | Institutional | 0.13078 | 0.010314 | 0.76367 | 0.095233 | 0.15256 | 0.024419 | 0.76656 | 0.05646 | 0.015494 | 0.45136 | 0.43379 | 0.099356 | 1 | 0.010012 | 0.88594 | 0.10404 | 1.3114e-06
[13 empty] | Space Heating |  |  |  | DWH |  |  |  | Space Cooling |  |  |  | Lighting | Other
[12 empty] | Description of Typical Building | Fuel Oil (%) | Electricity (%) | Natural gas (%) | Steam(%) | Fuel Oil (%) | Electricity (%) | Natural gas (%) | Steam(%) | Fuel Oil (%) | Electricity (%) | Natural gas (%) | Steam(%) | Electricity (%) | Fuel Oil (%) | Electricity (%) | Natural gas (%) | Steam(%)
[12 empty] | Residential | 0.18331 | 0.01802 | 0.77248 | 0.026194 | 0.1386 | 0.018804 | 0.81591 | 0.026694 | 0.017014 | 0.83119 | 0.13748 | 0.01432 | 1 | 5.0012e-07 | 0.90289 | 0.09711 | 0
[12 empty] | Commercial | 0.12252 | 0.024373 | 0.76398 | 0.089131 | 0.085956 | 0.028665 | 0.8307 | 0.054676 | 0.0040476 | 0.49785 | 0.43909 | 0.059013 | 1 | 0.0021591 | 0.89148 | 0.10559 | 0.00077037
[12 empty] | Industrial | 0.086061 | 0.042017 | 0.78837 | 0.083556 | 0.11483 | 0.23441 | 0.33119 | 0.31958 | 0 | 1 | 0 | 0 | 1 | 0 | 0.96988 | 0.030118 | 0
[12 empty] | Description of Typical Building | Space Heating | DWH | Space Cooling | Lighting | Oth-ELC | Oth-NGA
[12 empty] | Residential | 28.08% | 12.09% | 1.811% | 2.382% | 4.801% | 0.5164%
[12 empty] | Commercial | 16.81% | 3.916% | 4.997% | 3.888% | 8.062% | 0.9549%
[12 empty] | Industrial | 5.609% | 0.4423% | 0.7143% | 2.23% | 2.244% | 0.06969%
* these percentage values are not included into the model. The building area values are added
[13 empty] | TOTAL (PJ) | BK | BX | MN | QN | SI | NYC
[12 empty] | Industrial | 112.5041 | 42.33% | 14.82% | 13.27% | 26.03% | 3.547% | 100%
[12 empty] | RFL | 7.4772 | 3.1649 | 1.1084 | 0.9921 | 1.9466 | 0.26525 | 0
[12 empty] | ELC | 82.6996 | 35.0041 | 12.2592 | 10.9729 | 21.5297 | 2.9337 | 0
[12 empty] | NGA | 22.3274 | 9.4505 | 3.3098 | 2.9625 | 5.8126 | 0.79205 | 0
[13 empty] | 2010 | 2015 | 2020 | 2025 | 2030 | 2035 | 2040 | 2045 | 2050 | 2055
[12 empty] | NYC | 8242624 | 8550405 | 8550971 | 8685999 | 8821027 | 8923086 | 9025145 | 9292840.2121 | 9446271.7857 | 9599703.3593
[12 empty] | Bronx | 1385108 | 1455444 | 1446788 | 1482893 | 1518998 | 1549121.5 | 1579245 | 1625954.9773 | 1660587.6071 | 1695220.237
[12 empty] | Brooklyn | 2552911 | 2636735 | 2648452 | 2701230.5 | 2754009 | 2797267 | 2840525 | 2908244.5076 | 2959463.6786 | 3010682.8496
[12 empty] | Manhattan | 1585873 | 1644518 | 1638281 | 1657500.5 | 1676720 | 1684168.5 | 1691617 | 1733166.1667 | 1753311.5714 | 1773456.9762
[12 empty] | Queens | 2250002 | 2339150 | 2330295 | 2351923 | 2373551 | 2393100 | 2412649 | 2496538.7576 | 2533665.5714 | 2570792.3853
[12 empty] | Staten Island | 468730 | 474558 | 487155 | 492452 | 497749 | 499429 | 501109 | 528935.803 | 539243.3571 | 549550.9113
[13 empty] | 2010 | 2015 | 2020 | 2025 | 2030 | 2035 | 2040 | 2045 | 2050 | 2055
[12 empty] | Brooklyn | 30.97% | 30.84% | 30.97% | 31.1% | 31.22% | 31.35% | 31.47% | 31.3% | 31.33% | 31.36%
[12 empty] | Bronx | 16.8% | 17.02% | 16.92% | 17.07% | 17.22% | 17.36% | 17.5% | 17.5% | 17.58% | 17.66%
[12 empty] | Manhattan | 19.24% | 19.23% | 19.16% | 19.08% | 19.01% | 18.87% | 18.74% | 18.65% | 18.56% | 18.47%
[12 empty] | Queens | 27.3% | 27.36% | 27.25% | 27.08% | 26.91% | 26.82% | 26.73% | 26.87% | 26.82% | 26.78%
[12 empty] | Staten Island | 5.687% | 5.55% | 5.697% | 5.669% | 5.643% | 5.597% | 5.552% | 5.692% | 5.709% | 5.725%
[13 empty] | 0 | 0 | 0 | 0 | 0 | 0 | 0 | 0 | 0 | 0 |  |  | For water
[12 empty] | (PJ) | 2010 | 2015 | 2020 | 2025 | 2030 | 2035 | 2040 | 2045 | 2050 | 2055
[11 empty] | NYC | RFL | 7.4772 | 7.5229 | 8.4736 | 8.9931 | 9.5317 | 9.9663 | 10.5433 | 10.4318 | 10.7523 | 11.0727
[11 empty] | BK | RFL | 3.1649 | 3.179 | 3.4735 | 3.6363 | 3.8063 | 3.9452 | 4.1299 | 4.0895 | 4.1909 | 4.2925
[11 empty] | BX | RFL | 1.1084 | 1.1162 | 1.277 | 1.3672 | 1.4622 | 1.5405 | 1.6449 | 1.6254 | 1.6841 | 1.7433
[11 empty] | MN | RFL | 0.9921 | 1.0009 | 1.183 | 1.2814 | 1.3826 | 1.4619 | 1.5668 | 1.5432 | 1.6 | 1.6563
[11 empty] | QN | RFL | 1.9466 | 1.9591 | 2.2181 | 2.3571 | 2.4994 | 2.6142 | 2.7662 | 2.7404 | 2.825 | 2.9095
[11 empty] | SI | RFL | 0.26525 | 0.26779 | 0.32202 | 0.3512 | 0.38118 | 0.40457 | 0.43549 | 0.43342 | 0.45221 | 0.47108
[13 empty] | 0 | 0 | 0 | 0 | 0 | 0 | 0 | 0 | 0 | 0
[12 empty] | (PJ) | 2010 | 2015 | 2020 | 2025 | 2030 | 2035 | 2040 | 2045 | 2050 | 2055
[11 empty] | NYC | ELC | 82.6996 | 83.2053 | 93.7205 | 99.4663 | 105.4234 | 110.2304 | 116.612 | 115.3789 | 118.9229 | 122.4668
[11 empty] | BK | ELC | 35.0041 | 35.16 | 38.4175 | 40.2183 | 42.0987 | 43.6346 | 45.6775 | 45.2313 | 46.3526 | 47.476
[11 empty] | BX | ELC | 12.2592 | 12.3453 | 14.1239 | 15.1216 | 16.1723 | 17.0387 | 18.1933 | 17.977 | 18.627 | 19.2817
[11 empty] | MN | ELC | 10.9729 | 11.0702 | 13.0844 | 14.1724 | 15.2923 | 16.1691 | 17.3292 | 17.0678 | 17.6963 | 18.3195
[11 empty] | QN | ELC | 21.5297 | 21.6681 | 24.5331 | 26.0697 | 27.6442 | 28.9132 | 30.5954 | 30.3091 | 31.2455 | 32.1793
[11 empty] | SI | ELC | 2.9337 | 2.9618 | 3.5616 | 3.8843 | 4.216 | 4.4746 | 4.8167 | 4.7938 | 5.0015 | 5.2103
[13 empty] | 0 | 0 | 0 | 0 | 0 | 0 | 0 | 0 | 0 | 0
[12 empty] | (PJ) | 2010 | 2015 | 2020 | 2025 | 2030 | 2035 | 2040 | 2045 | 2050 | 2055
[11 empty] | NYC | NGA | 22.3274 | 22.4639 | 25.3028 | 26.8541 | 28.4624 | 29.7602 | 31.4831 | 31.1502 | 32.107 | 33.0638
[11 empty] | BK | NGA | 9.4505 | 9.4926 | 10.372 | 10.8582 | 11.3659 | 11.7805 | 12.3321 | 12.2116 | 12.5144 | 12.8176
[11 empty] | BX | NGA | 3.3098 | 3.333 | 3.8132 | 4.0826 | 4.3662 | 4.6001 | 4.9118 | 4.8535 | 5.0289 | 5.2057
[11 empty] | MN | NGA | 2.9625 | 2.9887 | 3.5326 | 3.8263 | 4.1286 | 4.3654 | 4.6786 | 4.608 | 4.7777 | 4.9459
[11 empty] | QN | NGA | 5.8126 | 5.85 | 6.6235 | 7.0383 | 7.4634 | 7.806 | 8.2602 | 8.1829 | 8.4357 | 8.6878
[11 empty] | SI | NGA | 0.79205 | 0.79963 | 0.96156 | 1.0487 | 1.1382 | 1.2081 | 1.3004 | 1.2942 | 1.3503 | 1.4067
[12 empty] | (PJ) | 2010 | 2015 | 2020 | 2025 | 2030 | 2035 | 2040 | 2045 | 2050 | 2055
[11 empty] | NYC | DMD | 112.5041 | 113.1921 | 127.497 | 135.3135 | 143.4175 | 149.9569 | 158.6384 | 156.961 | 161.7821 | 166.6033
[11 empty] | R2 | DMD | 47.6194 | 47.8315 | 52.2631 | 54.7128 | 57.2708 | 59.3603 | 62.1394 | 61.5324 | 63.0579 | 64.5861
[11 empty] | R3 | DMD | 16.6773 | 16.7944 | 19.214 | 20.5714 | 22.0007 | 23.1794 | 24.75 | 24.4559 | 25.34 | 26.2307
[11 empty] | R4 | DMD | 14.9275 | 15.0598 | 17.8 | 19.2801 | 20.8036 | 21.9964 | 23.5746 | 23.2189 | 24.0739 | 24.9218
[11 empty] | R5 | DMD | 29.2889 | 29.4771 | 33.3748 | 35.4651 | 37.607 | 39.3335 | 41.6218 | 41.2323 | 42.5062 | 43.7766
[11 empty] | R6 | DMD | 3.991 | 4.0292 | 4.8452 | 5.2842 | 5.7354 | 6.0873 | 6.5526 | 6.5214 | 6.8041 | 7.088

## TechInfo
Back to home page
This sheet contains data on boiler efficiencies as provided by Jim Eddinger, who is listed as the contact for the major source boiler rule. This sheet also contains data on technology costs that were pulled from the previous version of this workbook.
Table 4. Sample boiler efficiency data | [6 empty] | Table P1. Table 4 in pivot form |  |  | Table 6. Industrial Technology Cost Data
Facility Name | City | State | CombustorID | Fuel Type | Combustor Design | Efficiency (%) | Row Labels | Average of Efficiency (%) |  |  | INVCOST | [5 empty] | FIXOM
Abbott Laboratories - Abbott Park Facility | Abbott Park | IL | Unit 5AP | Coal | Stoker/Sloped Grate/Other | 79.2 | Biomass | 69.8037 |  |  | Coal | Distillate Oil | Electricity | LPG | Natural Gas | Residual Oil | Coal | Distillate Oil | Electricity | LPG | Natural Gas | Residual Oil
ADM Corn Division - Marshall Facility | Marshall | MN | Coal Boiler #1 EU049 | Coal | Stoker/Sloped Grate/Other | 68.8 | Dutch Oven/Pile Burner | 56.06 |  | Chemicals
ADM Corn Processing CR | Cedar Rapids | IA | EU-530 | Coal | Fluidized Bed | 96.6 | Fluidized Bed | 73.8667 |  | - Boiler | 4.5443 | 3.6066 | 2.6099 | 3.2623 | 3.2623 | 3.7869 | 1.6319 | 0.65031 | 0.67485 | 0.67485 | 0.58896 | 1.0184
Alcoa Inc. - Warrick Operations | Newburgh | IN | Unit #3 | Coal | Pulverized Coal | 89.2 | Fuel Cell | 56.35 |  | - Superboiler | N/A | N/A | N/A | N/A | 3.5886 | N/A | N/A | N/A | N/A | N/A | 0.61841 | N/A
Alcoa Inc. - Warrick Operations | Newburgh | IN | Unit #2 | Coal | Pulverized Coal | 88.6 | Hybrid Suspension Grate | 57.8333 |  | - Electrochemical | N/A | N/A | 12.27 | N/A | N/A | N/A | N/A | N/A | 1.227 | N/A | N/A | N/A
American Crystal Sugar Company - Crookston | Crookston | MN | Boiler 1 | Coal | Stoker/Sloped Grate/Other | 83.8 | Stoker/Sloped Grate/Other | 75.42 |  | - Machine Drive | 34.9572 | 31.4603 | 2.2387 | N/A | 34.9567 | N/A | 3.4957 | 3.146 | 0.22387 | N/A | 3.4957 | N/A
Andersen Corporation | Bayport | MN | Boiler 11 EU620 | Biomass | Suspension Burner | 78.4 | Suspension Burner | 85.6 |  | - Process Heat | 4.2192 | 3.8269 | 3.8174 | 4.2192 | 3.6197 | 4.0183 | 0.67507 | 0.61231 | 0.61078 | 0.67507 | 0.57914 | 0.64292
Andersen Corporation | Bayport | MN | Boiler 12 EU621 | Biomass | Suspension Burner | 78.4 | Coal | 80.685 |  | Food
Anthony Forest Products Company Urbana Sawmill | Urbana | AR | SN-12 | Biomass | Fuel Cell | 67.2 | Fluidized Bed | 82.2125 |  | - Boiler | 4.5443 | 3.6066 | 2.6099 | 4.5443 | 3.2623 | 3.7869 | 1.6319 | 0.65385 | 0.58846 | 0.58846 | 0.58846 | 0.65385
Appleton | West Carrollton | OH | Boiler 4 (B003) | Coal | Stoker/Sloped Grate/Other | 79.7 | Pulverized Coal | 82.9583 |  | - Superboiler | N/A | N/A | N/A | N/A | 3.5886 | N/A | N/A | N/A | N/A | N/A | 0.68654 | N/A
Archer Daniels Midland Co. - Des Moines | Des Moines | IA | Asea Boiler #1 | Coal | Fluidized Bed | 82.8 | Stoker/Sloped Grate/Other | 78.3 |  | - Machine Drive | N/A | 31.461 | 2.2387 | N/A | 34.9567 | N/A | N/A | 3.1461 | 0.22387 | N/A | 3.4957 | N/A
BOEING CO. IDS ROTORCRAFT | RIDLEY PARK | PA | 033 | Heavy Liquid | N/A | 88.6 | Heavy Liquid | 80.95 |  | - Process Heat | 27.1165 | 24.5955 | 24.534 | 27.1165 | 23.2427 | 25.8253 | 2.7117 | 2.4595 | 2.4534 | 2.7117 | 2.3243 | 2.5825
Cargill Inc. Corn Milling Memphis, TN | Memphis | TN | Stoker Boiler 8001 | Coal | Stoker/Sloped Grate/Other | 80.9 | N/A | 80.95 |  | Primary Metals
Cargill, Inc. Oilseeds Processing | West Fargo | ND | Foster Wheeler Boiler (EU43) | Biomass | Fluidized Bed | 62.9 | Light Liquid | 60.9 |  | - Boiler | 4.7943 | N/A | 3.3784 | N/A | 3.4418 | 3.9952 | 1.6319 | N/A | 0.58846 | N/A | 0.58846 | 0.65385
Catalyst Paper (Snowflake) Inc. | Snowflake | AZ | Power Boiler #2 Coal | Coal | Pulverized Coal | 84.2 | N/A | 60.9 |  | - Superboiler | N/A | N/A | N/A | N/A | 3.7859 | N/A | N/A | N/A | N/A | N/A | 0.61789 | N/A
City of Escanaba Generating Station | Escanaba | MI | EUBOILER#1 | Coal | Stoker/Sloped Grate/Other | 84.9 | Grand Total | 77.2067 |  | - Electrochemical | N/A | N/A | 177.5802 | N/A | N/A | N/A | N/A | N/A | 21.847 | N/A | N/A | N/A
Cogen South L.L.C. | North Charleston | SC | B001 - Main Boiler | Coal | Pulverized Coal | 90.6 |  |  |  | - Machine Drive | N/A | 31.461 | 2.2387 | N/A | 34.9567 | N/A | N/A | 3.1461 | 0.22387 | N/A | 3.4957 | N/A
Consolidated Grain and Barge Company, Inc. | Mount Vernon | IN | P17B | Biomass | Stoker/Sloped Grate/Other | 66.1 | Table 5. All Boiler Efficiencies |  |  | - Process Heat | 25.7072 | 23.3172 | 23.2589 | 25.7072 | 22.0347 | 24.483 | 3.3419 | 3.0312 | 3.0237 | 3.3419 | 2.8645 | 3.1828
District Energy, St. Paul | St. Paul | MN | EU007 | Biomass | Stoker/Sloped Grate/Other | 68.4 | Fuel Type/Combustor Design | Efficiency | INP(ENT)p | - Met Coal Plant | 19.8872 | N/A | N/A | N/A | N/A | N/A | 3.173 | N/A | N/A | N/A | N/A | N/A
Domtar - Johnsonburg Mill | Johnsonburg | PA | #81 Coal Boiler | Coal | Stoker/Sloped Grate/Other | 81.3 | Coal | 80.69% | 1.2394 | Non-Metals
Domtar - Johnsonburg Mill | Johnsonburg | PA | #82 Coal Boiler | Coal | Stoker/Sloped Grate/Other | 82.6 | - Pulverized Coal | 82.96% | 1.2054 | - Boiler | 5.4601 | 4.3334 | 3.1463 | N/A | 3.9329 | N/A | 1.6319 | 0.65385 | 0.58846 | N/A | 0.58846 | N/A
Duke Energy Generation Services of Narrows, LLC | Narrows | VA | Boiler #2 | Coal | Pulverized Coal | 90.8 | - Stoker/Sloped Grate/Other | 78.3% | 1.2771 | - Superboiler | N/A | N/A | N/A | N/A | 4.3262 | N/A | N/A | N/A | N/A | N/A | 0.61789 | N/A
Duke Energy Generation Services of Narrows, LLC | Narrows | VA | Boiler #3 | Coal | Pulverized Coal | 91.4 | - Fluidized Bed | 82.21% | 1.2164 | - Machine Drive | 34.9567 | 31.461 | 2.2387 | N/A | 34.9567 | N/A | 3.4957 | 3.1461 | 0.22387 | N/A | 3.4957 | N/A
Duke Energy Generation Services of Narrows, LLC | Narrows | VA | Boiler #1 | Coal | Pulverized Coal | 90.6 | Biomass | 69.8% | 1.4326 | - Process Heat | 45.8413 | 41.5794 | 41.4754 | N/A | 39.2925 | 43.6584 | 4.1257 | 3.7421 | 3.7328 | N/A | 3.5363 | 3.9293
DuPont Washington Works | Washington | WV | P05 | Coal | Stoker/Sloped Grate/Other | 76.2 | - Stoker/Sloped Grate/Other | 75.42% | 1.3259 | Paper
Georgia Pacific - Big Island | Big Island | VA | PWR04 - No. 4 Power Boiler | Coal | Pulverized Coal | 66.9 | - Fluidized Bed | 73.87% | 1.3538 | - Boiler | 4.3158 | 3.4252 | 2.476 | N/A | 3.095 | 3.5965 | 1.6319 | 0.65385 | 0.58846 | N/A | 0.58846 | 0.65385
Georgia Pacific - Leaf River Cellulose, LLC | New Augusta | MS | AA-015 Power Boiler | Biomass | Stoker/Sloped Grate/Other | 80.2 | - Dutch Oven/Susp. Burner | 70.83% | 1.4118 | - Superboiler | N/A | N/A | N/A | N/A | 3.4045 | N/A | N/A | N/A | N/A | N/A | 0.61789 | N/A
Georgia Pacific - Madison Plywood Facility | Madison | GA | 800 Wood Waste Boiler | Biomass | Stoker/Sloped Grate/Other | 91.9 | - Fuel Cell | 56.35% | 1.7746 | - Electrochemical | N/A | N/A | 177.5802 | N/A | N/A | N/A | N/A | N/A | 21.847 | N/A | N/A | N/A
Georgia-Pacific - Brewton Mill | Brewton | AL | BR-PSG0-S026 No. 3 Power Boiler | Biomass | Stoker/Sloped Grate/Other | 68.7 | - Hybrid Suspension Grate | 57.83% | 1.7291 | - Machine Drive | 34.9572 | N/A | 2.2387 | N/A | 34.9567 | 12.27 | 3.4957 | N/A | 0.22387 | N/A | 3.4957 | 1.227
Georgia-Pacific - Muskogee Mill | Muskogee | OK | B-3 | Coal | Pulverized Coal | 71.5 | Residual Fuel Oil (Heavy Liquid) | 80.95% | 1.2353 | - Process Heat | 150.9085 | 136.8784 | 136.5362 | 150.9085 | 129.3501 | 143.7224 | 6.0363 | 5.4751 | 5.4614 | 6.0363 | 5.174 | 5.7489
Georgia-Pacific Chemicals LLC - Russellville, SC | Russellville | SC | FO Boiler | Light Liquid | N/A | 60.9 | Distillate Fuel Oil (Light Liquid) | 60.9% | 1.642 | Other
Georgia-Pacific Duluth Hardboard | Duluth | MN | EU33 Boiler #3 | Heavy Liquid | N/A | 73.3 | Natural Gas/LPG | 79.5% | 1.2579 | - Boiler | 4.5443 | 3.6066 | 2.6099 | 4.5443 | 3.2623 | 3.7869 | 1.6319 | 0.65385 | 0.58846 | 0.58846 | 0.58846 | 0.65385
Georgia-Pacific Port Hudson Mill | Zachary | LA | EQT0109 - No. 6 CFB Boiler | Biomass | Fluidized Bed | 91.7 | - Chemicals | 76.5% | 1.3072 | - Superboiler | N/A | N/A | N/A | N/A | 3.5886 | N/A | N/A | N/A | N/A | N/A | 0.61789 | N/A
Georgia-Pacific; Wauna Mill | Clatskanie | OR | EU35 - Fluidized Bed Boiler | Biomass | Fluidized Bed | 67 | - Food | 82.5% | 1.2121 | - Electrochemical |  |  | 177.5802 | N/A | N/A | N/A | N/A | N/A | 21.847 | N/A | N/A | N/A
Grays Harbor Paper, L. P. | Hoquiam | WA | No. 6 Boiler (EU2) | Biomass | Dutch Oven/Pile Burner | 58.8 | - Superboiler | 93.5% | 1.0695 | - Machine Drive | 34.9572 | 31.461 | 2.2387 | N/A | 34.9567 | 12.27 | 3.4957 | 3.1461 | 0.22387 | N/A | 3.4957 | 1.227
Green Bay Packaging Inc.- Green Bay Mill Division | Green Bay | WI | Boiler B26- Coal Fired Boiler | Coal | Stoker/Sloped Grate/Other | 80.7 |  |  |  | - Process Heat | 23.2394 | 21.1478 | 25.6632 | 23.2394 | 18.5915 | 22.0774 | 2.3239 | 2.1148 | 2.5663 | 2.3239 | 1.8592 | 2.2077
Hood Industries, Inc. (Beaumont Plywood Plant) | Beaumont | MS | AA-030 (Wood-Fired Boiler) | Biomass | Stoker/Sloped Grate/Other | 81.2 |  |  |  | - Met Coal Plant | 19.8872 | N/A | N/A | N/A | N/A | N/A | 3.173 | N/A | N/A | N/A | N/A | N/A
International Paper Eastover Mill | Eastover | SC | No. 1 Power Boiler | Coal | Stoker/Sloped Grate/Other | 97 |  |  |  | Source: Previous MARKAL Industrial Workbook
Iowa State University Power Plant | Ames | IA | B2 | Coal | Fluidized Bed | 82.7
Marlboro Paper Mill | Bennettsville | SC | Hogged Fuel Boiler | Biomass | Stoker/Sloped Grate/Other | 99.8
Monsanto Company - Muscatine | Muscatine | IA | Boiler #8 (EP-195) | Coal | Stoker/Sloped Grate/Other | 76
Neenah Paper Michigan, Inc. | Munising | MI | Boiler 1 | Coal | Stoker/Sloped Grate/Other | 82.9
Nissan North America, Inc. | Smyrna | TN | Boiler 3 | Coal | Stoker/Sloped Grate/Other | 67.4
PolyOne Corporation | Henry | IL | B1 | Coal | Fluidized Bed | 68.1
Potlatch Forest Products Corporation | St. Maries | ID | PB-1 CE (Boiler No. 2) | Biomass | Fuel Cell | 45.5
Potlatch Forest Products Corporation-Warren | Warren | AR | Wellons Boiler | Biomass | Dutch Oven/Pile Burner | 60.5
PPG Industries, Inc., Natrium Plant | New Martinsville | WV | R011-Boiler 3 | Coal | Pulverized Coal | 82.6
Purdue University | West Lafayette | IN | Boiler 5 | Coal | Fluidized Bed | 76
Riley Creek Lumber Company | Laclede | ID | HFB1 | Biomass | Stoker/Sloped Grate/Other | 60
Rock Island Arsenal | Rock Island Arsenal | IL | NBN 12602 (Boiler #1) | Coal | Stoker/Sloped Grate/Other | 68.1
Roquette America, INC | Keokuk | IA | Circulating Fluidized Bed Boiler (121) | Coal | Fluidized Bed | 87.8
SABIC Innovative Plastics Mt. Vernon, LLC | Mt. Vernon | IN | 01-001 BW1 Boiler | Coal | Pulverized Coal | 86
SABIC Innovative Plastics Mt. Vernon, LLC | Mt. Vernon | IN | 01-001 BW2 Boiler | Coal | Pulverized Coal | 83.3
Smart Papers Holdings LLC | Hamilton | OH | B010 | Coal | Pulverized Coal | 60.9
Smart Papers Holdings LLC | Hamilton | OH | B020 | Coal | Stoker/Sloped Grate/Other | 84.7
Smurfit Stone Container Enterprises, Fernandina Beach Mill | Fernandina Beach | FL | 7PB | Coal | Pulverized Coal | 85.1
SP Newsprint Co. | Dublin | GA | PB2 | Coal | Fluidized Bed | 83.6
T. B. Simon Power Plant | East Lansing | MI | Unit 1 | Coal | Pulverized Coal | 79.9
Tate & Lyle, Sagamore | Lafayette | IN | 31B1 | Coal | Pulverized Coal | 89.2
Temple-Inland | Diboll | TX | PB-44 | Biomass | Suspension Burner | 87.2
Temple-Inland | Thomson | GA | BW-B001 | Biomass | Suspension Burner | 98.4
Tennessee Operations, Eastman Chemical Company | Kingsport | TN | Boiler 30 | Coal | Pulverized Coal | 91.4
Tennessee Operations, Eastman Chemical Company | Kingsport | TN | Boiler 31 | Coal | Pulverized Coal | 84.7
Tennessee Operations, Eastman Chemical Company | Kingsport | TN | Boiler 27 | Coal | Pulverized Coal | 88.2
Tennessee Operations, Eastman Chemical Company | Kingsport | TN | Boiler 25 | Coal | Pulverized Coal | 88.3
The Amalgamated Sugar Company LLC | Nampa | ID | Babcock and Wilcox (B&W) #1 | Coal | Pulverized Coal | 79.6
The Amalgamated Sugar Company LLC | Paul | ID | Erie City Boiler | Coal | Pulverized Coal | 77.2
The Amalgamated Sugar Company LLC | Nampa | ID | Riley Boiler | Coal | Pulverized Coal | 69.8
The Amalgamated Sugar Company LLC | Twin Falls | ID | S-B1 | Coal | Stoker/Sloped Grate/Other | 75.9
The Amalgamated Sugar Company LLC | Paul | ID | Babcock and Wilcox (B&W) Boiler | Coal | Stoker/Sloped Grate/Other | 82.5
The University of Iowa | Iowa City | IA | EP7 Boiler 11 | Coal | Fluidized Bed | 80.1
Thilmany Papers Nicolet Mill | De Pere | WI | B23 | Coal | Stoker/Sloped Grate/Other | 98.5
Tyson Foods, Inc. | Harmony | NC | TYS-ES-21 | Coal | Stoker/Sloped Grate/Other | 56.6
United States Sugar Corporation Clewiston Mill | Clewistion | FL | Boiler No. 7 | Biomass | Hybrid Suspension Grate | 53.6
United States Sugar Corporation Clewiston Mill | Clewistion | FL | Boiler No. 8 | Biomass | Hybrid Suspension Grate | 64.9
United States Sugar Corporation Clewiston Mill | Clewistion | FL | Boiler No. 4 | Biomass | Hybrid Suspension Grate | 55
University of Cincinnati | Cincinnati | OH | B108 | Coal | Stoker/Sloped Grate/Other | 69.8
University of Northern Iowa | Cedar Falls | IA | Boiler #3 | Coal | Pulverized Coal | 81
University of Notre Dame | Notre Dame | IN | B-4 | Coal | Stoker/Sloped Grate/Other | 90.1
University of Virginia | Charlottesville | VA | 7103-1-01R | Coal | Stoker/Sloped Grate/Other | 58.7
University of Virginia | Charlottesville | VA | 7103-1-02R | Coal | Stoker/Sloped Grate/Other | 80
University of Virginia | Charlottesville | VA | 7103-1-05 | Coal | Stoker/Sloped Grate/Other | 71.8
Wausau Paper Corp. | Mosinee | WI | # 5 Power Boiler (B24) | Coal | Stoker/Sloped Grate/Other | 90.2
West Fraser, Inc. - Huttig Mill | Huttig | AR | SN-24 | Biomass | Stoker/Sloped Grate/Other | 60.8
Weyerhaeuser Company | Bruce | MS | AA-002 No.2 Boiler | Biomass | Dutch Oven/Pile Burner | 47.7
Weyerhaeuser Company - Dierks Mill | Dierks | AR | SN-45 | Biomass | Dutch Oven/Pile Burner | 53.4
Weyerhaeuser Company - Dierks Mill | Dierks | AR | SN-32 | Biomass | Stoker/Sloped Grate/Other | 77.1
Weyerhaeuser, Raymond | Raymond | WA | Hog Fuel Boiler EU1 | Biomass | Dutch Oven/Pile Burner | 59.9
Wisconsin Rapids Mill | Wisconsin Rapids | WI | Power Boiler 1 - B21 | Coal | Stoker/Sloped Grate/Other | 67.1
Wisconsin Rapids Mill | Wisconsin Rapids | WI | Power Boiler 2 - B20 | Coal | Stoker/Sloped Grate/Other | 77
Source: Jim Eddinger
eddinger.jim@epa.gov
Note on J39: Jonathan Witt: See RTI 4b sheet
Note on J40: Jonathan Witt: See RTI 4b sheet

## EmissionsSummary
Relevant emission factors were developed by EH Pechan. See the EmissionsUpdate page for details.
Industrial Emission Factors (kTonnes/PJ of fuel input)
|  |  |  | Nox | Nox |  |  | SO2 | SO2 |  |  | PM10 | PM10 |  |  | PM25 | PM25 |  |  | VOC | VOC |  |  | CO | CO |  |  | CH4 | N20 | BC | OC
|  |  |  | 2005 | 2010 | 2015 | 2020-2055 | 2005 | 2010 | 2015 | 2020-2055 | 2005 | 2010 | 2015 | 2020-2055 | 2005 | 2010 | 2015 | 2020-2055 | 2005 | 2010 | 2015 | 2020-2055 | 2005 | 2010 | 2015 | 2020-2055
Boilers | Coal |  |  | 0.31 | 0.25314 | 0.25336 | 0.25359 | 0.85684 | 0.77918 | 0.77945 | 0.77973 | 0.16471 | 0.1094 | 0.11082 | 0.11224 | 0.063126 | 0.045421 | 0.045923 | 0.046425 | 0.0013649 | 0.0013187 | 0.0013189 | 0.0013192 | 0.0754 | 0.075309 | 0.075309 | 0.075309 | 0.010426 | 0.0035897 | 0.062987 | 0.0031563
| Natural gas (large) |  |  | 0.114 | 0.096682 | 0.096749 | 0.096817 | 0.0002 | 0.00019924 | 0.00019924 | 0.00019924 | 0.0031 | 0.0030381 | 0.0030385 | 0.0030389 | 0.0031 | 0.003084 | 0.003084 | 0.003084 | 0.0022 | 0.0021152 | 0.0021154 | 0.0021155 | 0.14412 | 0.14403 | 0.14403 | 0.14403 | 0.00085304 | 0.00059332 | 0.0031755 | 0.00155
| Natural gas (small) |  |  | 0.114 | 0.096682 | 0.096749 | 0.096817 | 0.0002 | 0.00019924 | 0.00019924 | 0.00019924 | 0.0031 | 0.0030381 | 0.0030385 | 0.0030389 | 0.0031 | 0.003084 | 0.003084 | 0.003084 | 0.0022 | 0.0021152 | 0.0021154 | 0.0021155 | 0.14412 | 0.14403 | 0.14403 | 0.14403 | 0.00085304 | 0.00059332 | 0.0031755 | 0.00155
| Diesel |  |  | 0.056133 | 0.04933 | 0.049331 | 0.049332 | 0.0013283 | 0.0013244 | 0.0013256 | 0.0013267 | 0.0076311 | 0.0075575 | 0.0075575 | 0.0075575 | 0.0051745 | 0.0051171 | 0.0051171 | 0.0051171 | 0.00062001 | 0.00061618 | 0.00061618 | 0.00061619 | 0.0155 | 0.0155 | 0.0155 | 0.0155 | 0.00018956 | 0.00080601 | 0.0051745 | 0.00046571
| Residual fuel oil |  |  | 0.14656 | 0.11229 | 0.11229 | 0.1123 | 0.23454 | 0.22961 | 0.22965 | 0.22969 | 0.0086282 | 0.0084467 | 0.0084506 | 0.0084546 | 0.0068062 | 0.0067105 | 0.0067105 | 0.0067105 | 0.00080422 | 0.00076057 | 0.00076057 | 0.00076057 | 0.014361 | 0.01436 | 0.01436 | 0.01436 | 0.00284 | 0.0015223 | 0.0068062 | 0.00020418
| Biomass |  |  | 0.09182 | 0.090312 | 0.090312 | 0.090312 | 0.010749 | 0.010425 | 0.010449 | 0.010472 | 0.012012 | 0.0093041 | 0.0095089 | 0.0097137 | 0.0060062 | 0.0047865 | 0.0048242 | 0.004862 | 0.0073091 | 0.0070211 | 0.0070369 | 0.0070528 | 0.26066 | 0.25769 | 0.25769 | 0.25769 | 0.0088147 | 0.0052237 | 0.00060062 | 0.0012012
| LPG |  |  | 0.089246 | 0.08735 | 0.08735 | 0.08735 | 5.6114e-08 | 5.6114e-08 | 5.6114e-08 | 5.6114e-08 | 0.0051896 | 0.0051862 | 0.0051863 | 0.0051864 | 0.0051898 | 0.0051869 | 0.0051869 | 0.005187 | 0.0017932 | 0.0017932 | 0.0017932 | 0.0017932 | 0.015044 | 0.015044 | 0.015044 | 0.015044 | 0.00085304 | 0.0037913 | 0.0051898 | 0.0025949
Process heat | Coal |  |  | 0.3219 | 0.3219 | 0.3219 | 0.3219 | 0.85684 | 0.85684 | 0.85684 | 0.85684 | 0.16471 | 0.16471 | 0.16471 | 0.16471 | 0.063126 | 0.063126 | 0.063126 | 0.063126 | 0.0013649 | 0.0013649 | 0.0013649 | 0.0013649 | 0.09676 | 0.09676 | 0.09676 | 0.09676 | 0.010426 | 0.0035897 | 0.062987 | 0.0082064
| Natural gas |  |  | 0.058533 | 0.058533 | 0.058533 | 0.058533 | 0.0002507 | 0.0002507 | 0.0002507 | 0.0002507 | 0.0031594 | 0.0031594 | 0.0031594 | 0.0031594 | 0.0031594 | 0.0031594 | 0.0031594 | 0.0031594 | 0.0022145 | 0.0022145 | 0.0022145 | 0.0022145 | 0.03317 | 0.03317 | 0.03317 | 0.03317 | 0.00085304 | 0.00085304 | 0.00018956 | 0.00031594
| Diesel |  |  | 0.062684 | 0.062684 | 0.062684 | 0.062684 | 0.0013283 | 0.0013283 | 0.0013283 | 0.0013283 | 0.043895 | 0.043895 | 0.043895 | 0.043895 | 0.036053 | 0.036053 | 0.036053 | 0.036053 | 0.00062 | 0.00062 | 0.00062 | 0.00062 | 0.01546 | 0.01546 | 0.01546 | 0.01546 | 0.00018956 | 0.00037913 | 0.013168 | 0.0010816
| Residual fuel oil |  |  | 0.158 | 0.158 | 0.158 | 0.158 | 0.23454 | 0.23454 | 0.23454 | 0.23454 | 0.047438 | 0.047438 | 0.047438 | 0.047438 | 0.030835 | 0.030835 | 0.030835 | 0.030835 | 0.0008 | 0.0008 | 0.0008 | 0.0008 | 0.01436 | 0.01436 | 0.01436 | 0.01436 | 0.00284 | 0.000284 | 0.0037951 | 0.015417
| Biomass |  |  | 0.09182 | 0.09182 | 0.09182 | 0.09182 | 0.010749 | 0.010749 | 0.010749 | 0.010749 | 0.012012 | 0.012012 | 0.012012 | 0.012012 | 0.0060062 | 0.0060062 | 0.0060062 | 0.0060062 | 0.0073091 | 0.0073091 | 0.0073091 | 0.0073091 | 0.26066 | 0.26066 | 0.26066 | 0.26066 | 0.0088147 | 0.0055921 | 0.00060062 | 0.0039641
| LPG |  |  | 0.0659 | 0.0659 | 0.0659 | 0.0659 | 5.6114e-08 | 5.6114e-08 | 5.6114e-08 | 5.6114e-08 | 0.0052827 | 0.0052827 | 0.0052827 | 0.0052827 | 0.0052827 | 0.0052827 | 0.0052827 | 0.0052827 | 0.00235 | 0.00235 | 0.00235 | 0.00235 | 0.00894 | 0.00894 | 0.00894 | 0.00894 | 0.00085304 | 0.0037913 | 0.00018461 | 0.0026413
Turbines | Natural gas (large) |  |  | 0.11 | 0.11 | 0.11 | 0.11 | 0.001445 | 0.001445 | 0.001445 | 0.001445 | 0.002823 | 0.002823 | 0.002823 | 0.002823 | 0.002823 | 0.002823 | 0.002823 | 0.002823 | 0.000898 | 0.000898 | 0.000898 | 0.000898 | 0.035068 | 0.035068 | 0.035068 | 0.035068 | 0.036949 | 0.00085304 | 0.00011385 | 0.0014115
| Natural gas (small) |  |  | 0.11 | 0.091115 | 0.091349 | 0.091582 | 0.001445 | 0.0014379 | 0.0014413 | 0.0014447 | 0.002823 | 0.002819 | 0.002819 | 0.002819 | 0.002823 | 0.0028186 | 0.0028186 | 0.0028186 | 0.000898 | 0.00075625 | 0.00075802 | 0.0007598 | 0.035068 | 0.034333 | 0.034333 | 0.034333 | 0.036949 | 0.00085304 | 0.00011385 | 0.0014115
| Natural gas (combined cycle) |  |  | 0.11 | 0.11 | 0.11 | 0.11 | 0.001445 | 0.001445 | 0.001445 | 0.001445 | 0.002823 | 0.002823 | 0.002823 | 0.002823 | 0.002823 | 0.002823 | 0.002823 | 0.002823 | 0.000898 | 0.000898 | 0.000898 | 0.000898 | 0.035068 | 0.035068 | 0.035068 | 0.035068 | 0.036949 | 0.00085304 | 0.00011385 | 0.0014115
| Diesel |  |  | 0.12491 | 0.10305 | 0.10305 | 0.10305 | 0.014113 | 0.014113 | 0.014113 | 0.014113 | 0.016119 | 0.016119 | 0.016119 | 0.016119 | 0.012903 | 0.012903 | 0.012903 | 0.012903 | 0.0012666 | 0.0012666 | 0.0012666 | 0.0012666 | 0.0082676 | 0.0082676 | 0.0082676 | 0.0082676 | 0.00018956 | 0.00037913 | 0.0048356 | 0.0011613
| Biomass |  |  | 0.09182 | 0.09182 | 0.09182 | 0.09182 | 0.010749 | 0.010749 | 0.010749 | 0.010749 | 0.012012 | 0.012012 | 0.012012 | 0.012012 | 0.0060062 | 0.0060062 | 0.0060062 | 0.0060062 | 0.0073091 | 0.0073091 | 0.0073091 | 0.0073091 | 0.26066 | 0.26066 | 0.26066 | 0.26066 | 0.0088147 | 0.0055921 | 0.00060062 | 0.0012012
| LPG |  |  | 1.4231 | 1.4231 | 1.4231 | 1.4231 | 5.6114e-08 | 5.6114e-08 | 5.6114e-08 | 5.6114e-08 | 0.0061006 | 0.0061006 | 0.0061006 | 0.0061006 | 0.0061006 | 0.0061006 | 0.0061006 | 0.0061006 | 0.044175 | 0.044175 | 0.044175 | 0.044175 | 0.3249 | 0.3249 | 0.3249 | 0.3249 | 0.00085304 | 0.0037913 | 0.00036603 | 0.0030503
Engines | Coal |  |  | 0.7309 | 0.7309 | 0.7309 | 0.7309 | 0.85684 | 0.85684 | 0.85684 | 0.85684 | 0.16471 | 0.16471 | 0.16471 | 0.16471 | 0.063126 | 0.063126 | 0.063126 | 0.063126 | 0.00108 | 0.00108 | 0.00108 | 0.00108 | 0.0129 | 0.0129 | 0.0129 | 0.0129 | 0.010426 | 0.0015165 | 0.062987 | 0.0031563
| Natural gas |  |  | 1.4231 | 0.36458 | 0.36458 | 0.36458 | 0.0002507 | 0.0002507 | 0.0002507 | 0.0002507 | 0.0061006 | 0.0061006 | 0.0061006 | 0.0061006 | 0.0061006 | 0.0061006 | 0.0061006 | 0.0061006 | 0.044175 | 0.044175 | 0.044175 | 0.044175 | 0.63985 | 0.63985 | 0.63985 | 0.63985 | 0.00085304 | 0.00085304 | 0.00036603 | 0.0030503
| Diesel |  |  | 1.8931 | 1.8931 | 1.8931 | 1.8931 | 0.15 | 0.15 | 0.15 | 0.15 | 0.084981 | 0.084981 | 0.084981 | 0.084981 | 0.076483 | 0.076483 | 0.076483 | 0.076483 | 0.09352 | 0.09352 | 0.09352 | 0.09352 | 0.4 | 0.4 | 0.4 | 0.4 | 0.00018956 | 0.00037913 | 0.025494 | 0.0068835
| Residual fuel oil |  |  | 0.83858 | 0.83858 | 0.83858 | 0.83858 | 0.23454 | 0.23454 | 0.23454 | 0.23454 | 0.084981 | 0.084981 | 0.084981 | 0.084981 | 0.076483 | 0.076483 | 0.076483 | 0.076483 | 0.09352 | 0.09352 | 0.09352 | 0.09352 | 0.3425 | 0.3425 | 0.3425 | 0.3425 | 0.00284 | 0.000284 | 0.025494 | 0.0022945
| Biomass |  |  | 0.09182 | 0.09182 | 0.09182 | 0.09182 | 0.010749 | 0.010749 | 0.010749 | 0.010749 | 0.012012 | 0.012012 | 0.012012 | 0.012012 | 0.0060062 | 0.0060062 | 0.0060062 | 0.0060062 | 0.0073091 | 0.0073091 | 0.0073091 | 0.0073091 | 0.26066 | 0.26066 | 0.26066 | 0.26066 | 0.0088147 | 0.0055921 | 0.00060062 | 0.0012012
| LPG |  |  | 1.4231 | 1.4231 | 1.4231 | 1.4231 | 5.6114e-08 | 5.6114e-08 | 5.6114e-08 | 5.6114e-08 | 0.0061006 | 0.0061006 | 0.0061006 | 0.0061006 | 0.0061006 | 0.0061006 | 0.0061006 | 0.0061006 | 0.044175 | 0.044175 | 0.044175 | 0.044175 | 0.3249 | 0.3249 | 0.3249 | 0.3249 | 0.00085304 | 0.0037913 | 0.00036603 | 0.0030503
Space heat | Coal |  |  | 0.17552 | 0.17552 | 0.17552 | 0.17552 | 0.85684 | 0.17552 | 0.17552 | 0.17552 | 0.16471 | 0.17552 | 0.17552 | 0.17552 | 0.063126 | 0.17552 | 0.17552 | 0.17552 | 0.0013649 | 0.17553 | 0.17552 | 0.17552 | 0.072282 | 0.17552 | 0.17552 | 0.17552 | 0.010426 | 0.0015165 | 0.062987 | 0.031563
| Natural gas |  |  | 0.041783 | 0.041628 | 0.041628 | 0.041628 | 0.0002507 | 0.041773 | 0.041776 | 0.041779 | 0.0036351 | 0.04176 | 0.041758 | 0.041756 | 0.0036351 | 0.041772 | 0.04177 | 0.041768 | 0.0022145 | 0.041773 | 0.041773 | 0.041773 | 0.0083566 | 0.041783 | 0.041783 | 0.041783 | 0.00085304 | 0.00085304 | 0.0036351 | 0.00076337
| Diesel |  |  | 0.079187 | 0.079165 | 0.079165 | 0.079165 | 0.0013283 | 0.079187 | 0.079187 | 0.079187 | 0.011656 | 0.079185 | 0.079186 | 0.079186 | 0.0059366 | 0.079186 | 0.079187 | 0.079188 | 0.0012211 | 0.079158 | 0.079179 | 0.079201 | 0.016312 | 0.079187 | 0.079187 | 0.079188 | 0.00018956 | 0.00037913 | 0.0059366 | 0.0029683
| LPG |  |  | 0.093831 | 0.093778 | 0.093778 | 0.093778 | 5.6114e-08 | 0.093829 | 0.093829 | 0.093828 | 0.0052827 | 0.093809 | 0.093811 | 0.093814 | 0.0052827 | 0.093796 | 0.093805 | 0.093813 | 0.0017932 | 0.093792 | 0.093794 | 0.093796 | 0.015951 | 0.093825 | 0.093829 | 0.093832 | 0.00085304 | 0.0037913 | 0.0052827 | 0.00026413
| Residual fuel oil |  |  | 0.83858 | 0.83858 | 0.83858 | 0.83858 | 0.23454 | 0.23454 | 0.23454 | 0.23454 | 0.084981 | 0.084981 | 0.084981 | 0.084981 | 0.076483 | 0.076483 | 0.076483 | 0.076483 | 0.09352 | 0.09352 | 0.09352 | 0.09352 | 0.3425 | 0.3425 | 0.3425 | 0.3425 | 0.00284 | 0.000284 | 0.025494 | 0.0068835
| Biomass |  |  | 0.09182 | 0.09182 | 0.09182 | 0.09182 | 0.010749 | 0.010749 | 0.010749 | 0.010749 | 0.012012 | 0.012012 | 0.012012 | 0.012012 | 0.0060062 | 0.0060062 | 0.0060062 | 0.0060062 | 0.0073091 | 0.0073091 | 0.0073091 | 0.0073091 | 0.26066 | 0.26066 | 0.26066 | 0.26066 | 0.0088147 | 0.0055921 | 0.00060062 | 0.00018019
Other | Coke |  |  | 0.7309 | 0.7309 | 0.7309 | 0.7309 | 0.7823 | 0.7823 | 0.7823 | 0.7823 | 0.16471 | 0.16471 | 0.16471 | 0.16471 | 0.063126 | 0.063126 | 0.063126 | 0.063126 | 0.00108 | 0.00108 | 0.00108 | 0.00108 | 0.0129 | 0.0129 | 0.0129 | 0.0129 | 0.010426 | 0.0015165 | 0.062987 | 0.0018938
emission factor adjustments for 2010 and 2020, developed by EH Pechan. 2015 values are interpolated
| Demand | Technology | Fuel |  | 2010 NOx | 2015 NOx | 2020 NOx |  | 2010 SO2 | 2015 SO2 | 2020 SO2 |  | 2010 PM10 | 2015 PM10 | 2020 PM10 |  | 2010 PM25 | 2015 PM25 | 2020 PM25 |  | 2010 VOC | 2015 VOC | 2020 VOC |  | 2010 CO | 2015 CO | 2020 CO
| Boilers | N/A | Coal |  | 0.81658 | 0.8173 | 0.81802 |  | 0.90936 | 0.90969 | 0.91001 |  | 0.66424 | 0.67283 | 0.68142 |  | 0.71952 | 0.72747 | 0.73543 |  | 0.96616 | 0.96632 | 0.96648 |  | 0.99879 | 0.99879 | 0.99879
| Boilers | N/A | Natural gas |  | 0.84808 | 0.84868 | 0.84927 |  | 0.9962 | 0.9962 | 0.99621 |  | 0.98002 | 0.98015 | 0.98028 |  | 0.99485 | 0.99485 | 0.99485 |  | 0.96146 | 0.96153 | 0.9616 |  | 0.99936 | 0.99936 | 0.99936
| Boilers | N/A | Distillate oil |  | 0.87879 | 0.87881 | 0.87883 |  | 0.99705 | 0.99793 | 0.99881 |  | 0.99035 | 0.99035 | 0.99035 |  | 0.98891 | 0.98891 | 0.98891 |  | 0.99382 | 0.99383 | 0.99384 |  | 1 | 1 | 1
| Boilers | N/A | Residual oil |  | 0.76617 | 0.7662 | 0.76623 |  | 0.979 | 0.97917 | 0.97935 |  | 0.97896 | 0.97942 | 0.97987 |  | 0.98594 | 0.98594 | 0.98594 |  | 0.94571 | 0.94571 | 0.94571 |  | 0.99991 | 0.99991 | 0.99991
| Boilers | N/A | Wood/biomass |  | 0.98358 | 0.98358 | 0.98358 |  | 0.96987 | 0.97209 | 0.9743 |  | 0.77455 | 0.7916 | 0.80865 |  | 0.79693 | 0.80321 | 0.8095 |  | 0.9606 | 0.96277 | 0.96493 |  | 0.98859 | 0.98859 | 0.98859
| Boilers | N/A | LPG |  | 0.97876 | 0.97876 | 0.97876 |  | 1 | 1 | 1 |  | 0.99936 | 0.99938 | 0.9994 |  | 0.99943 | 0.99945 | 0.99946 |  | 1 | 1 | 1 |  | 1 | 1 | 1
| CHP | Boiler | Coal |  | 0.81658 | 0.8173 | 0.81802 |  | 0.90936 | 0.90969 | 0.91001 |  | 0.66424 | 0.67283 | 0.68142 |  | 0.71952 | 0.72747 | 0.73543 |  | 0.96616 | 0.96632 | 0.96648 |  | 0.99879 | 0.99879 | 0.99879
| CHP | Microturbine | Natural gas |  | 0.82832 | 0.83044 | 0.83257 |  | 0.99511 | 0.99745 | 0.99978 |  | 0.9986 | 0.9986 | 0.9986 |  | 0.99846 | 0.99846 | 0.99846 |  | 0.84215 | 0.84412 | 0.8461 |  | 0.97905 | 0.97905 | 0.97905
| CHP | Boiler | Distillate oil |  | 0.87879 | 0.87881 | 0.87883 |  | 0.99705 | 0.99793 | 0.99881 |  | 0.99035 | 0.99035 | 0.99035 |  | 0.98891 | 0.98891 | 0.98891 |  | 0.99382 | 0.99383 | 0.99384 |  | 1 | 1 | 1
| Facility | Space heater | Coal |  | 1 | 1 | 1 |  | 1 | 1 | 1 |  | 1 | 1 | 1 |  | 1 | 1 | 1 |  | 1 | 1 | 0.99998 |  | 1 | 1 | 1
| Facility | Space heater | Natural gas |  | 0.99629 | 0.99629 | 0.99629 |  | 0.99977 | 0.99984 | 0.99991 |  | 0.99945 | 0.99941 | 0.99937 |  | 0.99974 | 0.9997 | 0.99966 |  | 0.99976 | 0.99976 | 0.99976 |  | 1 | 1 | 1
| Facility | Space heater | Distillate oil |  | 0.99972 | 0.99972 | 0.99972 |  | 1 | 1 | 1 |  | 0.99998 | 0.99999 | 0.99999 |  | 0.99999 | 1 | 1 |  | 0.99964 | 0.9999 | 1.0002 |  | 1 | 1 | 1
| Facility | Space heater | LPG |  | 0.99944 | 0.99944 | 0.99944 |  | 0.99998 | 0.99998 | 0.99997 |  | 0.99977 | 0.99979 | 0.99982 |  | 0.99963 | 0.99972 | 0.99981 |  | 0.99959 | 0.99961 | 0.99964 |  | 0.99994 | 0.99998 | 1
| Machine drive | N/A | LPG |  | 0.88621 | 0.88621 | 0.88621 |  | 0.99999 | 0.99999 | 1 |  | 1 | 1 | 1 |  | 1 | 1 | 1 |  | 0.87183 | 0.87183 | 0.87183 |  | 0.99995 | 0.99995 | 0.99995
Efs for new natural gas and diesel engines from 2010, accounting for NSPS
| Demand | Technology | Fuel |  | Nox |  |  | VOC | VOC |  |  | CO | CO
|  |  |  | 2005 | 2010 | 2015 | 2020-2055 | 2005 | 2010 | 2015 | 2020-2055 | 2005 | 2010 | 2015 | 2020-2055
Engines | Compression ignition |  |  | 1.8583 | 0.5 | 0.5 | 0.5
| Spark ignition |  |  | 0.833 | 0.4167 | 0.4167 | 0.4167 |  | 0.8334 | 0.8334 | 0.8334 |  | 2.9169 | 2.9169 | 2.9169

## Original
|  | 2015 NYC GHG Inventory (CY 2014) |  |  | Citywide Site MMBtu, by Fuel Type, per 2015 NYC GHG Inventory (CY2014) | [6 empty] | Fuel Oil | [7 empty] | Electricity | [7 empty] | Natural Gas | [7 empty] | Steam | [7 empty] | MMBtu by End Use
| Description of Typical Building | CY2014 Site MMBtu | CY2014 Site MMBtu % of Total | CY2014 Site kBtu/SF | #2 fuel oil | #4 fuel oil | #6 fuel oil | Biofuel | Electricity | Natural gas | Steam | % Fuel Oil, Space Heating | % Fuel Oil, DHW | % Fuel Oil, Space Cooling | % Fuel Oil, Ventilation | % Fuel Oil, Lighting | % Fuel Oil, Conveyance | % Fuel Oil, Process Loads | % Fuel Oil, Plug Loads/Misc | % Electricity, Space Heating | % Electricity, DHW | % Electricity, Space Cooling | % Electricity, Ventilation | % Electricity, Lighting | % Electricity, Conveyance | % Electricity, Process Loads | % Electricity, Plug Loads/Misc | % Natural Gas, Space Heating | % Natural Gas, DHW | % Natural Gas, Space Cooling | % Natural Gas, Ventilation | % Natural Gas, Lighting | % Natural Gas, Conveyance | % Natural Gas, Process Loads | % Natural Gas, Plug Loads/Misc | % Steam, Space Heating | % Steam, DHW | % Steam, Space Cooling | % Steam, Ventilation | % Steam, Lighting | % Steam, Conveyance | % Steam, Process Loads | % Steam, Plug Loads/Misc | Space Heating | DHW | Space Cooling | Ventilation | Lighting | Conveyance | Process Loads | Plug Loads/Misc
1 to 4 | 1 to 4 Family, Freestanding, Wood Frame | 34397279.6177 | 6.263% | 55.3836 | 3139269.7532 | 373088.3616 | 93126.8493 | 61486.8087 | 8619051.6035 | 22111256.2414 | 0 | 3060305.6637 | 606666.1091 | 0 | 0 | 0 | 0 | 0 | 0 | 172381.0321 | 258571.5481 | 1465238.7726 | 0 | 1637619.8047 | 0 | 0 | 5085240.4461 | 15829244.5996 | 6282011.6418 | 0 | 0 | 0 | 0 | 0 | 0 | 0 | 0 | 0 | 0 | 0 | 0 | 0 |  | 19061931.2954 | 7147249.299 | 1465238.7726 | 0 | 1637619.8047 | 0 | 0 | 5085240.4461 | 34397279.6177
| 1 to 4 Family, Row House, Masonry | 44962795.526 | 8.187% | 55.3836 | 4103532.1857 | 487686.698 | 121731.8209 | 80373.1818 | 11266491.3965 | 28902980.2431 | 0 | 3920530.1321 | 872793.7544 | 0 | 0 | 0 | 0 | 0 | 0 | 225329.8279 | 337994.7419 | 1915303.5374 | 0 | 2140633.3653 | 0 | 0 | 6647229.9239 | 20685590.1241 | 8217390.1189 | 0 | 0 | 0 | 0 | 0 | 0 | 0 | 0 | 0 | 0 | 0 | 0 | 0 | 0 | 24831450.0841 | 9428178.6152 | 1915303.5374 | 0 | 2140633.3653 | 0 | 0 | 6647229.9239 | 44962795.526
Multifamily | Multifamily, NYCHA | 0 | 0% | 0 | 0 | 0 | 0 | 0 | 0 | 0 | 0 | 0 | 0 | 0 | 0 | 0 | 0 | 0 | 0 | 0 | 0 | 0 | 0 | 0 | 0 | 0 | 0 | 0 | 0 | 0 | 0 | 0 | 0 | 0 | 0 | 0 | 0 | 0 | 0 | 0 | 0 | 0 | 0 | 0 | 0 | 0 | 0 | 0 | 0 | 0 | 0 | 0
| Multifamily, Post-1980 >7 stories | 15347555.1175 | 2.795% | 92.3251 | 894733.8605 | 727824.0311 | 618523.4065 | 73567.5672 | 2526671.9476 | 10033937.6789 | 472296.6258 | 1674553.9025 | 640094.9628 | 0 | 0 | 0 | 0 | 0 | 0 | 101687.8363 | 15651.0926 | 510031.842 | 219597.2104 | 560848.0719 | 220104.1269 | 80459.3167 | 818292.4506 | 6621879.4125 | 2990361.2979 | 146714.1218 | 0 | 0 | 0 | 59878.8072 | 215104.0395 | 335837.6681 | 136458.9576 | 0 | 0 | 0 | 0 | 0 | 0 | 8733958.8195 | 3782566.3109 | 656745.9638 | 219597.2104 | 560848.0719 | 220104.1269 | 140338.1238 | 1033396.4901 | 15347555.1175
| Multifamily, Post-1980 up to 7 stories | 9775689.7233 | 1.78% | 92.3251 | 569904.4922 | 463590.5749 | 393971.0829 | 46859.171 | 1609374.3142 | 6391158.7677 | 300831.3204 | 1087319.1817 | 387006.1393 | 0 | 0 | 0 | 0 | 0 | 0 | 52744.2685 | 7833.6525 | 189737.6397 | 112144.0159 | 490099.4715 | 69103.1673 | 44811.8997 | 642900.1991 | 4162711.5008 | 2001773.4881 | 0 | 0 | 0 | 0 | 0 | 226673.7788 | 300831.3204 | 0 | 0 | 0 | 0 | 0 | 0 | 0 | 5603606.2714 | 2396613.2798 | 189737.6397 | 112144.0159 | 490099.4715 | 69103.1673 | 44811.8997 | 869573.9779 | 9775689.7233
| Multifamily, Post-war >7 stories | 29488103.8965 | 5.369% | 92.3251 | 1719101.5009 | 1398408.4424 | 1188403.1258 | 141349.4232 | 4854634.1311 | 19278757.7241 | 907449.5491 | 3367038.5104 | 961497.2419 | 118726.74 | 0 | 0 | 0 | 0 | 0 | 458100.473 | 90534.0025 | 997559.4594 | 343545.6415 | 1044313.7466 | 411164.9844 | 157665.958 | 1351749.8658 | 11716275.5112 | 6415268.9986 | 525550.5713 | 0 | 0 | 0 | 91338.9029 | 530323.7401 | 515834.8851 | 251675.4133 | 139939.2506 | 0 | 0 | 0 | 0 | 0 | 16057249.3797 | 7718975.6562 | 1781776.0213 | 343545.6415 | 1044313.7466 | 411164.9844 | 249004.8609 | 1882073.6059 | 29488103.8965
| Multifamily, Post-war up to 7 stories | 23935005.2401 | 4.358% | 92.3251 | 1395366.1984 | 1135064.9575 | 964607.1223 | 114730.9843 | 3940426.0706 | 15648248.1467 | 736561.7602 | 2624514.1567 | 934770.827 | 50484.2788 | 0 | 0 | 0 | 0 | 0 | 169716.879 | 48736.7919 | 531778.8269 | 192001.2402 | 1294596.4117 | 357113.4848 | 143757.1126 | 1202725.3235 | 10789896.8786 | 4659798.3434 | 16694.1918 | 0 | 0 | 0 | 19414.9219 | 162443.8109 | 504583.6226 | 231978.1377 | 0 | 0 | 0 | 0 | 0 | 0 | 14088711.5368 | 5875284.1 | 598957.2976 | 192001.2402 | 1294596.4117 | 357113.4848 | 163172.0345 | 1365169.1344 | 23935005.2401
| Multifamily, Pre-war >7 stories | 16610568.5372 | 3.025% | 92.3251 | 968365.189 | 787719.6634 | 669424.241 | 79621.7448 | 2734602.1718 | 10859671.6701 | 511163.8572 | 1879371.1136 | 625745.1185 | 0 | 0 | 0 | 0 | 0 | 14.6061 | 56223.7173 | 127817.403 | 373327.4758 | 78583.1434 | 796593.0395 | 315192.9558 | 84312.1926 | 902552.2444 | 7049694.2244 | 3316152.7858 | 0 | 0 | 0 | 0 | 90424.7895 | 403399.8703 | 342864.0435 | 168299.8137 | 0 | 0 | 0 | 0 | 0 | 0 | 9328153.0989 | 4238015.1209 | 373327.4758 | 78583.1434 | 796593.0395 | 315192.9558 | 174736.9821 | 1305966.7208 | 16610568.5372
| Multifamily, Pre-war up to 7 stories | 78375533.7137 | 14.27% | 92.3251 | 4569147.549 | 3716787.2308 | 3158620.4924 | 375688.3292 | 12902984.2794 | 51240423.2997 | 2411882.5332 | 8652265.4779 | 3167978.1234 | 0 | 0 | 0 | 0 | 0 | 0 | 895064.589 | 210870.6649 | 1757502.0345 | 203770.5284 | 4372867.9796 | 1094017.398 | 290102.8315 | 4078788.2534 | 35329320.8717 | 15261320.8683 | 135.7365 | 0 | 0 | 0 | 63110.8743 | 586534.9489 | 1631033.8933 | 780848.6399 | 0 | 0 | 0 | 0 | 0 | 0 | 46507684.8319 | 19421018.2965 | 1757637.771 | 203770.5284 | 4372867.9796 | 1094017.398 | 353213.7058 | 4665323.2023 | 78375533.7137
| Multifamily, VeryLarge | 19991192.0193 | 3.64% | 92.3251 | 1165449.2376 | 948038.2934 | 805667.0977 | 95826.5567 | 3291155.0854 | 13069858.5744 | 615197.174 | 2005770.7506 | 1009210.4349 | 0 | 0 | 0 | 0 | 0 | 0 | 647923.3668 | 150950.3405 | 526039.4198 | 134887.8393 | 744069.7016 | 203339.3065 | 87693.0584 | 796252.0525 | 6954956.5114 | 5049265.2736 | 678159.066 | 0 | 0 | 0 | 17382.1505 | 370095.573 | 408924.5901 | 203791.365 | 2481.2189 | 0 | 0 | 0 | 0 | 0 | 10017575.2189 | 6413217.4139 | 1206679.7047 | 134887.8393 | 744069.7016 | 203339.3065 | 105075.2089 | 1166347.6255 | 19991192.0193
Commercial | Commercial, Post-1980 >7 stories | 4442987.8062 | 0.809% | 141.6046 | 169259.1752 | 39183.8431 | 21859.0988 | 4909.2263 | 1858111.8173 | 2144566.6445 | 205098.0009 | 137934.0268 | 97277.3167 | 0 | 0 | 0 | 0 | 0 | 0 | 140576.7215 | 12443.728 | 373753.553 | 359660.2244 | 401941.4218 | 70590.525 | 116825.6693 | 382319.9742 | 1100353.0825 | 1010626.7033 | 0 | 0 | 0 | 0 | 17302.8889 | 16283.9698 | 132025.2597 | 54804.6477 | 0 | 0 | 0 | 0 | 18268.0936 | 0 | 1510889.0905 | 1175152.3957 | 373753.553 | 359660.2244 | 401941.4218 | 70590.525 | 152396.6518 | 398603.944 | 4442987.8062
| Commercial, Post-1980 up to 7 stories | 8169233.5181 | 1.487% | 141.6046 | 311213.4868 | 72046.5548 | 40191.8913 | 9026.4971 | 3416473.3284 | 3943172.1351 | 377109.6246 | 432478.43 | 0 | 0 | 0 | 0 | 0 | 0 | 0 | 104084.0343 | 26391.4645 | 614021.9581 | 462107.205 | 833042.0827 | 152820.746 | 150115.9364 | 1073889.9015 | 3519474.5995 | 402798.3 | 0 | 0 | 0 | 0 | 20899.2355 | 0 | 186238.1853 | 190871.4394 | 0 | 0 | 0 | 0 | 0 | 0 | 4242275.2491 | 620061.2039 | 614021.9581 | 462107.205 | 833042.0827 | 152820.746 | 171015.1719 | 1073889.9015 | 8169233.5181
| Commercial, Post-war >7 stories | 5880425.3125 | 1.071% | 141.6046 | 224019.507 | 51860.9712 | 28931.1616 | 6497.5058 | 2459265.7555 | 2838397.1621 | 271453.2492 | 216126.2093 | 95182.9363 | 0 | 0 | 0 | 0 | 0 | 0 | 85249.5709 | 11895.3119 | 358786.6626 | 316930.8485 | 581493.7209 | 142879.8466 | 74215.2645 | 887814.5295 | 1596893.5483 | 570827.2747 | 622123.3833 | 0 | 0 | 0 | 973.698 | 47579.2579 | 158181.0885 | 24894.615 | 88377.5458 | 0 | 0 | 0 | 0 | 0 | 2056450.4169 | 702800.1379 | 1069287.5918 | 316930.8485 | 581493.7209 | 142879.8466 | 75188.9625 | 935393.7874 | 5880425.3125
| Commercial, Post-war up to 7 stories | 8936194.1314 | 1.627% | 141.6046 | 340431.465 | 78810.5761 | 43965.2683 | 9873.941 | 3737225.6332 | 4313373.0495 | 412514.1982 | 395618.3902 | 77462.8603 | 0 | 0 | 0 | 0 | 0 | 0 | 97028.5335 | 30831.7031 | 509509.2325 | 213033.68 | 828961.9893 | 52957.6697 | 89973.0579 | 1914929.7672 | 3197591.127 | 528926.295 | 244655.9869 | 0 | 0 | 0 | 107566.5711 | 234633.0697 | 192682.2213 | 5875.6934 | 213956.2835 | 0 | 0 | 0 | 0 | 0 | 3882920.2719 | 643096.5517 | 968121.5029 | 213033.68 | 828961.9893 | 52957.6697 | 197539.6289 | 2149562.8369 | 8936194.1314
| Commercial, Pre-war >7 stories | 24011211.6937 | 4.372% | 141.6046 | 914726.3201 | 211761.0024 | 118132.9936 | 26530.9018 | 10041782.2741 | 11589868.3358 | 1108409.8659 | 1131949.9174 | 139098.5742 | 0 | 0 | 0 | 0 | 0 | 102.7262 | 153017.3566 | 120172.0684 | 2012264.5993 | 994494.4652 | 2503680.4403 | 839592.8837 | 352019.1132 | 3066541.3473 | 7344800.4364 | 2260162.9561 | 749953.9273 | 0 | 0 | 0 | 596568.0563 | 638382.9597 | 999014.4782 | 104814.5786 | 0 | 0 | 0 | 0 | 4558.5029 | 22.3063 | 9628782.1886 | 2624248.1774 | 2762218.5266 | 994494.4652 | 2503680.4403 | 839592.8837 | 953145.6724 | 3705049.3395 | 24011211.6937
| Commercial, Pre-war up to 7 stories | 23497676.7528 | 4.279% | 141.6046 | 895162.7956 | 207232.0068 | 115606.448 | 25963.4775 | 9827015.6837 | 11341992.3674 | 1084703.9738 | 1158807.0052 | 85157.7227 | 0 | 0 | 0 | 0 | 0 | 0 | 291635.7059 | 164970.0024 | 1759308.9043 | 1019206.0228 | 2460315.9204 | 245311.521 | 422349.8673 | 3463917.7395 | 8039578.3763 | 2185836.3868 | 582131.6917 | 0 | 0 | 0 | 157972.423 | 376473.4896 | 1084703.9738 | 0 | 0 | 0 | 0 | 0 | 0 | 0 | 10574725.0612 | 2435964.1119 | 2341440.596 | 1019206.0228 | 2460315.9204 | 245311.521 | 580322.2904 | 3840391.2291 | 23497676.7528
| Commercial, VeryLarge | 51321318.4085 | 9.345% | 141.6046 | 1955126.6853 | 452615.8018 | 252496.2528 | 56706.8782 | 21463202.7759 | 24772066.0983 | 2369103.9162 | 2506828.8751 | 210116.743 | 0 | 0 | 0 | 0 | 0 | 0 | 673084.2874 | 60820.114 | 3280161.1701 | 3604871.3887 | 5236646.1461 | 725372.905 | 1584772.7835 | 6297473.9809 | 12373881.4525 | 3906258.955 | 6906360.6438 | 294677.9365 | 0 | 0 | 0 | 1290887.1105 | 1475986.3082 | 244963.4417 | 632755.2606 | 12282.4384 | 49.0744 | 0 | 28.0403 | 3039.3527 | 17029780.9232 | 4422159.2538 | 10819277.0745 | 3911831.7636 | 5236695.2205 | 725372.905 | 1584800.8238 | 7591400.4441 | 51321318.4085
| Commercial, Mixed use | 24931224.5219 | 4.54% | 141.6046 | 949774.9449 | 219874.8303 | 122659.3736 | 27547.459 | 10426542.8862 | 12033945.3646 | 1150879.6633 | 973904.6349 | 337001.612 | 8949.0783 | 0 | 0 | 0 | 0 | 1.2826 | 361984.7097 | 88025.1402 | 1780466.8304 | 1318812.1591 | 2475680.8443 | 442917.974 | 466119.2633 | 3492535.9652 | 7916677.5939 | 3700405.4141 | 86146.7683 | 0 | 0 | 0 | 43130.5801 | 287585.0081 | 827016.7655 | 294283.0647 | 29579.8332 | 0 | 0 | 0 | 0 | 0 | 10079583.7039 | 4419715.231 | 1905142.5102 | 1318812.1591 | 2475680.8443 | 442917.974 | 509249.8434 | 3780122.2559 | 24931224.5219
Industrial | Industrial, 3 stories of more warehouse/factory building | 9902317.5424 | 1.803% | 199.9495 | 385851.8503 | 61543.9933 | 12107.1432 | 7619.9839 | 4840100.3852 | 4060971.9174 | 534122.2691 | 441131.4379 | 25991.5327 | 0 | 0 | 0 | 0 | 0 | 0 | 194622.3767 | 109952.3054 | 631958.4457 | 561009.8239 | 2312431.8372 | 401398.737 | 75495.7387 | 553231.1206 | 3975291.4974 | 68576.8906 | 0 | 0 | 0 | 0 | 16990.0256 | 113.5039 | 357859.9443 | 176262.3249 | 0 | 0 | 0 | 0 | 0 | 0 | 4968905.2563 | 380783.0535 | 631958.4457 | 561009.8239 | 2312431.8372 | 401398.737 | 92485.7643 | 553344.6244 | 9902317.5424
| Industrial, 3 stories or less warehouse/factory building | 30432882.1889 | 5.541% | 199.9495 | 1185841.9861 | 189143.7119 | 37208.9928 | 23418.5655 | 14875124.3508 | 12480621.7744 | 1641522.8074 | 1372869.0065 | 62744.2499 | 0 | 0 | 0 | 0 | 0 | 0 | 637653.949 | 409501.2053 | 2286383.1696 | 671721.3313 | 6293049.2567 | 583677.1545 | 2136992.0715 | 1856146.2129 | 11750552.2366 | 364440.3232 | 0 | 0 | 0 | 0 | 280955.0239 | 84674.1907 | 1099812.17 | 541710.6374 | 0 | 0 | 0 | 0 | 0 | 0 | 14860887.362 | 1378396.4158 | 2286383.1696 | 671721.3313 | 6293049.2567 | 583677.1545 | 2417947.0954 | 1940820.4036 | 30432882.1889
| Industrial, Transportation, Garages, and Utilities | 21772801.9405 | 3.965% | 199.9495 | 848394.9215 | 135320.3601 | 26620.6804 | 16754.5021 | 10642210.4328 | 8929095.322 | 1174405.7215 | 836881.0656 | 190209.3985 | 0 | 0 | 0 | 0 | 0 | 0 | 461930.8656 | 49996.449 | 1004531.2533 | 1365548.5754 | 3640490.8667 | 862352.6079 | 1842260.5998 | 1415099.2151 | 8557564.091 | 371531.231 | 0 | 0 | 0 | 0 | 0 | 0 | 1116028.8289 | 58376.8926 | 0 | 0 | 0 | 0 | 0 | 0 | 10972404.8512 | 670113.9711 | 1004531.2533 | 1365548.5754 | 3640490.8667 | 862352.6079 | 1842260.5998 | 1415099.2151 | 21772801.9405
Institutional | Institutional, Hospital and Health Facilities | 16652838.7256 | 3.032% | 117.9472 | 1252079.6222 | 121098.8293 | 63312.2247 | 27001.0964 | 5017909.532 | 9064746.4766 | 1106690.9443 | 1137241.6209 | 326250.1518 | 0 | 0 | 0 | 0 | 0 | 0 | 97764.1443 | 727.5124 | 963798.3824 | 1022049.9099 | 1538782.5608 | 140870.3509 | 242865.2208 | 1011051.4506 | 6885020.5947 | 1707030.818 | 208611.306 | 0 | 0 | 0 | 0 | 264083.7579 | 1034927.2914 | 71763.6529 | 0 | 0 | 0 | 0 | 0 | 0 | 9154953.6513 | 2105772.135 | 1172409.6884 | 1022049.9099 | 1538782.5608 | 140870.3509 | 242865.2208 | 1275135.2085 | 16652838.7256
| Institutional, Institutional General | 12860737.7089 | 2.342% | 117.9472 | 966962.3226 | 93522.8105 | 48895.0821 | 20852.542 | 3875256.3093 | 7000567.8164 | 854680.8262 | 688004.5418 | 322722.6532 | 33417.1935 | 0 | 0 | 0 | 86088.3686 | 0 | 65064.7546 | 9318.8609 | 581162.7714 | 1268168.8604 | 773271.2507 | 98967.8061 | 141230.1878 | 938071.8174 | 5068799.7869 | 723209.5733 | 996808.5124 | 1314.391 | 3019.547 | 0 | 31302.5869 | 176113.4188 | 572755.3606 | 84023.9891 | 197887.4444 | 0 | 0 | 0 | 0 | 14.0321 | 6394624.4438 | 1139275.0765 | 1809275.9218 | 1269483.2515 | 776290.7977 | 98967.8061 | 258621.1434 | 1114199.2683 | 12860737.7089
| Institutional, K-12 Schools | 21495373.1825 | 3.914% | 117.9472 | 1616176.0272 | 156313.5614 | 81722.9975 | 34852.8352 | 6477084.1635 | 11700714.3065 | 1428509.2913 | 1727296.9977 | 140724.4045 | 0 | 0 | 0 | 0 | 21044.0191 | 0 | 153249.3868 | 52584.293 | 791597.1034 | 1191254.7416 | 2720084.1966 | 115857.1568 | 290443.8772 | 1162013.4081 | 8501405.3288 | 1153717.8386 | 1654240.5823 | 0 | 0 | 0 | 206073.2887 | 185277.268 | 918853.5636 | 52561.0615 | 457094.6662 | 0 | 0 | 0 | 0 | 0 | 11300805.277 | 1399587.5977 | 2902932.3519 | 1191254.7416 | 2720084.1966 | 115857.1568 | 517561.185 | 1347290.6761 | 21495373.1825
| Institutional, Religious | 6876260.3858 | 1.252% | 117.9472 | 517006.4785 | 50003.912 | 26142.7706 | 11149.2444 | 2071986.2303 | 3742998.9044 | 456972.8456 | 600955.1494 | 3347.2561 | 0 | 0 | 0 | 0 | 0 | 0 | 19448.0087 | 91076.4379 | 426850.1667 | 11046.667 | 765123.5959 | 102053.6536 | 122611.1692 | 533776.5312 | 3317646.6658 | 375471.7078 | 0 | 0 | 0 | 0 | 0 | 49880.5308 | 306176.2287 | 150796.6169 | 0 | 0 | 0 | 0 | 0 | 0 | 4244226.0526 | 620692.0187 | 426850.1667 | 11046.667 | 765123.5959 | 102053.6536 | 122611.1692 | 583657.062 | 6876260.3858
| Institutional, University | 5126798.6832 | 0.9335% | 117.9472 | 385469.4244 | 37281.891 | 19491.5135 | 8312.6479 | 1544830.4283 | 2790703.1987 | 340709.5793 | 204440.3537 | 177393.172 | 68721.9511 | 0 | 0 | 0 | 0 | 0 | 8158.4535 | 1625.3881 | 212082.5933 | 228368.8789 | 235423.6869 | 30114.622 | 0 | 829056.8057 | 1674732.0321 | 916723.3599 | 0 | 0 | 0 | 0 | 5841.7452 | 193406.0616 | 340709.5793 | 0 | 0 | 0 | 0 | 0 | 0 | 0 | 2228040.4186 | 1095741.92 | 280804.5444 | 228368.8789 | 235423.6869 | 30114.622 | 5841.7452 | 1022462.8673 | 5126798.6832
| NoData | [42 empty] | 277360574.7547 | 92254677.3441 | 41313813.0389 | 16201089.1673 | 46685130.0312 | 7677771.5837 | 10954205.7838 | 56746744.1905 | 549194005.8941
Total |  | 549194005.8941 | 100% |  | 31442366.9795 | 12215822.9093 | 9073419.1315 | 1386521.0708 | 164319512.9866 | 310284093.2196 | 20472269.5968 | 42234136.5517 | 11496443.2952 | 280299.2418 | 0 | 0 | 0 | 107132.3877 | 118.6148 | 6323724.8488 | 2489292.2223 | 25853155.8044 | 15892814.4013 | 46682061.4099 | 7677771.5837 | 8997092.1899 | 50403600.5262 | 213959832.084 | 74439886.8438 | 13418286.4895 | 295992.3276 | 3019.547 | 0 | 1827126.5695 | 6339949.3584 | 14842881.2702 | 3829054.9828 | 1762071.5033 | 12282.4384 | 49.0744 | 0 | 22854.6367 | 3075.6911 | 0.50503 | 0.16798 | 0.075226 | 0.0295 | 0.085007 | 0.01398 | 0.019946 | 0.10333 | 1
[19 empty] | 54118130.0912 | [7 empty] | 164319512.9866 | [7 empty] | 310284093.2196 | [7 empty] | 20472269.5968 | [8 empty] | 0
Percent
|  |  |  | RFL | 2882033.6397 | 0.049089
|  |  |  | ELC | 30357435.1688 | 0.51707
|  |  |  | NGA | 25470689.0138 | 0.43384
|  |  |  | Total | 58710157.8222

## BldgArea
BldgArea (Data belong to 2010 Pluto) | BK | BX | MN | QN | SI | TOTAL
1 to 4 Family, Freestanding, Wood Frame | 100238397 | 61656101 | 605237 | 92312897 | 124702895 | 379515527
1 to 4 Family, Row House, Masonry | 350813707 | 80143652 | 29579569 | 148501259 | 64134866 | 673173053
Commercial, Post-1980 >7 stories | 11175112 | 4687612 | 100174639 | 8460567 | 227761 | 124725691
Commercial, Post-1980 up to 7 stories | 24928580 | 9631034 | 8644389 | 16393935 | 10040532 | 69638470
Commercial, Post-war >7 stories | 1841492 |  | 55266499 | 2416419 | 503024 | 60027434
Commercial, Post-war up to 7 stories | 12579348 | 8116321 | 8294436 | 16562110 | 5806579 | 51358794
Commercial, Pre-war >7 stories | 8862811 | 1414088 | 188053925 | 2157023 | 166056 | 200653903
Commercial, Pre-war up to 7 stories | 45165708 | 17994206 | 68498322 | 21127957 | 3828790 | 156614983
Commercial, VeryLarge | 15983878 | 11001670 | 309058726 | 14499093 | 683200 | 351226567
Industrial, 3 stories of more warehouse/factory building | 19359520 | 5161979 | 10231449 | 8209800 | 1569692 | 44532440
Industrial, 3 stories or less warehouse/factory building | 49343718 | 20164414 | 2134926 | 44986188 | 3961842 | 120591088
Industrial, Transportation, Garages, and Utilities | 56575732 | 18548958 | 26905448 | 23858469 | 4968196 | 130856803
Institutional, Hospital and Health Facilities | 20102803 | 20259704 | 43465088 | 8212732 | 6020716 | 98061043
Institutional, Institutional General | 45702338 | 20574306 | 45403463 | 6569454 | 4522730 | 122772291
Institutional, K-12 Schools | 59939504 | 35313570 | 36690485 | 22921793 | 11155804 | 166021156
Institutional, Religious | 21861810 | 7916013 | 13939383 | 7726422 | 2421406 | 53865034
Institutional, University | 6873370 | 8353434 | 23642097 | 3123968 | 1344822 | 43337691
Multifamily, NYCHA | 55763715 | 44540254 | 47863138 | 9399763 | 3981592 | 161548462
Multifamily, Post-1980 >7 stories | 11732766 | 12414969 | 59308583 | 9902591 | 409499 | 93768408
Multifamily, Post-1980 up to 7 stories | 35677148 | 14016762 | 11316483 | 11812709 | 3094076 | 75917178
Multifamily, Post-war >7 stories | 23050098 | 29482617 | 112087072 | 21421455 | 644740 | 186685982
Multifamily, Post-war up to 7 stories | 57199987 | 29161513 | 13169973 | 75619951 | 8499339 | 183650763
Multifamily, Pre-war >7 stories | 5882842 | 8589220 | 139624673 | 454302 |  | 154551037
Multifamily, Pre-war up to 7 stories | 271498137 | 197523809 | 260397109 | 91787001 | 2954823 | 824160879
Multifamily, VeryLarge | 27268944 | 30201907 | 99906525 | 15120511 | 1051067 | 173548954
NoData | 86118897 | 20923590 | 41718143 | 84241760 | 13784064 | 246786454
#N/A | 9183619 | 3393581 | 25754210 | 2610683 | 1136460 | 42078553
No Data + N/A percentage | 7.115% | 3.489% | 3.936% | 12.71% | 5.595% | 6.145%
TOTAL BLDGAREA Nodata and N/A exclueded) | 1339421465 | 696868113 | 1714261637 | 683558369 | 266694047 | 4700803631
TOTAL BLDGAREA (%) (Nodata and N/A exclueded) | BK | BX | MN | QN | SI | NYC
1 to 4 | 33.68% | 20.35% | 1.761% | 35.23% | 70.81% | 22.39%
Commercial | 8.999% | 7.583% | 43.05% | 11.94% | 7.97% | 21.58%
Industrial | 9.353% | 6.296% | 2.291% | 11.27% | 3.937% | 6.296%
Institutional | 11.53% | 13.26% | 9.517% | 7.103% | 9.549% | 10.3%
Multifamily | 36.44% | 52.51% | 43.38% | 34.45% | 7.737% | 39.44%
| 100% | 100% | 100% | 100% | 100% | 100%
TOTAL BLDGAREA | BK | BX | MN | QN | SI | NYC
1 to 4 | 451052104 | 141799753 | 30184806 | 240814156 | 188837761 | 1052688580
Commercial | 120536929 | 52844931 | 737990936 | 81617104 | 21255942 | 1014245842
Industrial | 125278970 | 43875351 | 39271823 | 77054457 | 10499730 | 295980331
Institutional | 154479825 | 92417027 | 163140516 | 48554369 | 25465478 | 484057215
Multifamily | 488073637 | 365931051 | 743673556 | 235518283 | 20635136 | 1853831663
| 1339421465 | 696868113 | 1714261637 | 683558369 | 266694047 | 4700803631
TOTAL BLDGAREA | BK | BX | MN | QN | SI | NYC
Industrial | 125278970 | 43875351 | 39271823 | 77054457 | 10499730 | 295980331
Percentage | 42.33% | 14.82% | 13.27% | 26.03% | 3.547% | 100%

## Fuel Share
| 1 to 4 | Multifamily | Commercial | Institutional | Industrial | TOTAL
Fuel Oil | 8460295.6593 | 29186361.5662 | 8003998.3411 | 5537647.8335 | 2929826.6912 | 54118130.0912
Electricity | 19885543 | 31859848 | 63229620.1544 | 18987066.6634 | 30357435.1688 | 164319512.9866
Natural gas | 51014236.4845 | 126522055.8615 | 72977381.1573 | 34299730.7025 | 25470689.0138 | 310284093.2196
STM | 0 | 0 | 5976355.7606 | 3532567.344 | 0 | 9508923.1046
TOTAL BLDGAREA | BK | BX | MN | QN | SI | NYC | TOTAL BLDGAREA | BK | BX | MN | QN | SI | NYC
1 to 4 | 451052104 | 141799753 | 30184806 | 240814156 | 188837761 | 1052688580 | 1 to 4 | 0.42848 | 0.1347 | 0.028674 | 0.22876 | 0.17939 | 1
Multifamily | 488073637 | 365931051 | 743673556 | 235518283 | 20635136 | 1853831663 | Multifamily | 0.26328 | 0.19739 | 0.40115 | 0.12704 | 0.011131 | 1
Commercial | 120536929 | 52844931 | 737990936 | 81617104 | 21255942 | 1014245842 | Commercial | 0.11884 | 0.052103 | 0.72763 | 0.080471 | 0.020957 | 1
Industrial | 125278970 | 43875351 | 39271823 | 77054457 | 10499730 | 295980331 | Industrial | 0.42327 | 0.14824 | 0.13268 | 0.26034 | 0.035474 | 1
Institutional | 154479825 | 92417027 | 163140516 | 48554369 | 25465478 | 484057215 | Institutional | 0.31914 | 0.19092 | 0.33703 | 0.10031 | 0.052608 | 1
| 275016754 | 145261958 | 901131452 | 130171473 | 46721420 | 1498303057
Commercial | BK | BX | MN | QN | SI
Commercial | 0.43829 | 0.36379 | 0.81896 | 0.627 | 0.45495
Institutional | 0.56171 | 0.63621 | 0.18104 | 0.373 | 0.54505
| 0.18355 | 0.096951 | 0.60143 | 0.086879 | 0.031183
Fuel consumption | Fuel Shares
| 1 to 4 | Multifamily | Commercial | Industrial | Institutional |  |  |  | 2010 Fuel Cons | 1 to 4 | Multifamily | Commercial | Industrial | Institutional | Control |  | Commercial | Institutional | Commercial | Industrial | Institutional
ELC | 12.1% | 19.39% | 38.48% | 18.47% | 11.55% | 1 | ELC | 73.51% | 447.6383 | 54.1721 | 86.7924 | 172.2498 | 82.6996 | 51.7245 | 0 | ELC | -172.2498 | -51.7245
NGA | 16.44% | 40.78% | 23.52% | 8.209% | 11.05% | 1 | NGA | 19.85% | 271.9921 | 44.7186 | 110.908 | 63.9713 | 22.3274 | 30.0668 | 0 | NGA | -63.9713 | -30.0668
DSL | 15.63% | 53.93% | 14.79% | 5.414% | 10.23% | 1 | DSL | 6.646% | 138.1144 | 21.5914 | 74.4862 | 20.4269 | 7.4772 | 14.1326 | 0 | DSL | -20.4269 | -14.1326
STM | 0% | 0% | 62.85% | 0% | 37.15% | 1 | STM |  | 16.3423 | 0 | 0 | 7.5953 | 4.2575 | 4.4895
112.5041

## Demand
Back to home page
This sheet determines projections for demand for each sub-sector up until 2055. The demand data is broken up into the MARKAL sub-sectors and then adjusted to account for boiler and CHP inefficiencies. In addition to demand, this sheet also projects increases in fuel efficiency.
http://www.eia.gov/oiaf/aeo/tablebrowser/
Table 96. 2005 - 2055 AEO Demand Data
|  | Available Data | [7 empty] | Projected data
Industry/Sub-industry/End-use | Descriptors | 2005 | 2010 | 2015 | 2020 | 2025 | 2030 | 2035 | 2040 | 2045 | 2050 | 2055
Food | Value of Shipments (billion 2005 dollars) | 474.0539 | 555.1581 | 624.3834 | 698.3091 | 763.4904 | 827.5941 | 893.8552 | 963.1505 | 1035.2837 | 1104.2358 | 1173.1878
| Total Energy Consumption (trillion Btu) | 1071.7274 | 1148.7 | 1199.2927 | 1294.2117 | 1370.3058 | 1442.1656 | 1511.228 | 1585.3145 | 1660.6787 | 1734.6366 | 1808.5945
| Total Energy Consumption per Unit of Output (thousand Btu per 2005 dollar shipments) | 2.2608 | 2.0691 | 1.9208 | 1.8534 | 1.7948 | 1.7426 | 1.6907 | 1.646 | 1.6041 | 1.5709 | 1.5416
| MARKAL demand (PJ) |  | 1211.8785 | 1265.2543 | 1415.0577 | 1547.1416 | 1677.0416 | 1811.3136 | 1951.7339 | 2097.9051 | 2237.63 | 2377.3549
| MARKAL demand adjusted for inefficiencies (PJ) |  | 1020.9886 | 1065.9569 | 1192.1639 | 1303.4425 | 1412.8812 | 1526.0033 | 1644.3052 | 1767.4521 | 1885.1682 | 2002.8842
| Total Energy Consumption (PJ) |  | 1211.8785 | 1265.2538 | 1365.3933 | 1445.6726 | 1521.4848 | 1594.3456 | 1672.5067 | 1752.016 | 1830.0416 | 1908.0672
| INP values based on growth |  | 1 | 1 | 0.9649 | 0.93442 | 0.90724 | 0.88022 | 0.85693 | 0.83513 | 0.81785 | 0.8026
Pulp and Paper | Value of Shipments (billion 2005 dollars) | 153.6632 | 141.5761 | 145.051 | 161.2047 | 178.0254 | 192.4358 | 206.461 | 221.6181 | 226.3839 | 237.8016 | 249.2192
| Total Energy Consumption (trillion Btu) | 2239.7307 | 1991.7672 | 2061.9202 | 2216.0569 | 2389.0193 | 2553.656 | 2735.8574 | 2922.0391 | 2932.2262 | 3052.9974 | 3173.7685
| Total Energy Consumption per Unit of Output (thousand Btu per 2005 dollar shipments) | 14.5756 | 14.0685 | 14.2151 | 13.7469 | 13.4195 | 13.2702 | 13.2512 | 13.185 | 12.9525 | 12.8384 | 12.7348
| MARKAL demand (PJ) |  | 2101.3144 | 2175.3258 | 2417.5817 | 2669.8411 | 2885.9535 | 3096.2888 | 3323.6002 | 3395.0724 | 3566.3028 | 3737.5332
| - Pulp |  | 248.1947 | 244.7373 | 271.9926 | 300.3733 | 324.6873 | 348.3513 | 373.9252 | 381.9662 | 401.2307 | 420.4952
| - Paper |  | 933.6267 | 920.6213 | 1023.1466 | 1129.9055 | 1221.3666 | 1310.3828 | 1406.5834 | 1436.8313 | 1509.2978 | 1581.7644
| - Paperboard |  | 854.8514 | 842.9433 | 936.818 | 1034.5691 | 1118.313 | 1199.8184 | 1287.9021 | 1315.5977 | 1381.9499 | 1448.302
| - Other Pulp and Paper |  | 169.3833 | 167.0238 | 185.6245 | 204.9932 | 221.5865 | 237.7363 | 255.1895 | 260.6772 | 273.8245 | 286.9717
MARKAL demand adjusted for inefficiencies (PJ)
| - Pulp |  | 204.3589 | 201.5122 | 223.9537 | 247.3218 | 267.3415 | 286.826 | 307.8831 | 314.5039 | 330.3659 | 346.2279
| - Paper |  | 724.3327 | 714.2428 | 793.7847 | 876.6111 | 947.5691 | 1016.6302 | 1091.2652 | 1114.7323 | 1170.9538 | 1227.1753
| - Paperboard |  | 683.4533 | 673.9328 | 748.9855 | 827.1375 | 894.0907 | 959.2543 | 1029.6771 | 1051.8197 | 1104.8683 | 1157.9168
| - Other Pulp and Paper |  | 157.3229 | 155.1314 | 172.4076 | 190.3973 | 205.8091 | 220.809 | 237.0195 | 242.1165 | 254.3276 | 266.5388
| Total Energy Consumption (PJ) |  | 2101.3144 | 2175.3258 | 2337.94 | 2520.4153 | 2694.1071 | 2886.3296 | 3082.7512 | 3093.4986 | 3220.9122 | 3348.3258
| INP values based on growth |  | 1 | 1 | 0.96706 | 0.94403 | 0.93352 | 0.93219 | 0.92753 | 0.91117 | 0.90315 | 0.89587
Chemicals | Value of Shipments (billion 2005 dollars) | 224.1549 | 301.8852 | 315.1469 | 397.1344 | 444.0692 | 459.2714 | 455.5076 | 448.5484 | 475.1861 | 486.6127 | 498.0393
| MARKAL demand (PJ) | 7242.1597 | 5792.6089 | 6183.124 | 7791.7032 | 8712.5555 | 9010.8194 | 8936.9732 | 8800.4351 | 9323.0617 | 9547.2499 | 9771.438
| - Organic Chemicals |  | 3130.9217 | 3382.5002 | 4262.4793 | 4766.2348 | 4929.4012 | 4889.0034 | 4814.3097 | 5100.2145 | 5222.8574 | 5345.5003
| - Inorganic Chemicals |  | 615.6258 | 665.0931 | 838.1214 | 937.1736 | 969.2567 | 961.3133 | 946.6265 | 1002.8433 | 1026.9583 | 1051.0733
| - Plastics, Fibers, and Resins |  | 1557.5782 | 1682.7341 | 2120.5081 | 2371.1176 | 2452.2899 | 2432.1928 | 2395.034 | 2537.2665 | 2598.2792 | 2659.2919
| - Agricultural Chemicals |  | 419.1191 | 452.7966 | 570.5945 | 638.0294 | 659.8716 | 654.4638 | 644.4649 | 682.7374 | 699.155 | 715.5725
MARKAL demand adjusted for inefficiencies (PJ)
| - Organic Chemicals |  | 2915.3822 | 3149.6415 | 3969.0409 | 4438.1168 | 4590.0504 | 4552.4337 | 4482.8821 | 4749.1045 | 4863.3045 | 4977.5044
| - Inorganic Chemicals |  | 551.7036 | 596.0346 | 751.0968 | 839.8641 | 868.6159 | 861.4973 | 848.3355 | 898.7151 | 920.3262 | 941.9372
| - Plastics, Fibers, and Resins |  | 1442.0295 | 1557.9007 | 1963.1984 | 2195.2165 | 2270.3671 | 2251.7608 | 2217.3586 | 2349.0397 | 2405.5262 | 2462.0127
| - Agricultural Chemicals |  | 407.819 | 440.5884 | 555.2103 | 620.8271 | 642.0804 | 636.8183 | 627.0891 | 664.3297 | 680.3046 | 696.2795
| INP values based on growth |  | 1 | 1 | 0.92493 | 0.88554 | 0.86286 | 0.84852 | 0.83905 | 0.85018 | 0.8492 | 0.84828
Fuels (Heat and Power) | Total Heat and Power Energy Consumption (trillion Btu) | 2744.6509 | 2160.8792 | 2502.8513 | 2740.8926 | 2830.9907 | 2791.1423 | 2675.4434 | 2579.8206 | 2755.5114 | 2783.773 | 2812.0347
| Total Heat and Power Energy Consumption per Unit of Output (thousand Btu per 2005 dollar shipments) | 12.2444 | 7.158 | 7.9419 | 6.9017 | 6.3751 | 6.0773 | 5.8735 | 5.7515 | 5.7988 | 5.7207 | 5.6462
| Partial MARKAL demand (PJ) | 2895.6067 | 2279.7279 | 2640.5081 | 3327.4532 | 3720.7039 | 3848.0777 | 3816.5417 | 3758.233 | 3981.4211 | 4077.1608 | 4172.9006
| Total Heat and Power Energy Consumption (PJ) | 2895.6067 | 2279.7275 | 2640.5081 | 2891.6417 | 2986.6952 | 2944.6552 | 2822.5927 | 2721.7107 | 2907.0645 | 2936.8805 | 2966.6966
Feedstock | Total Feedstock Energy Consumption (trillion Btu) | 4119.9561 | 3329.7456 | 3357.9297 | 4090.186 | 4482.1392 | 4578.6128 | 4512.4653 | 4419.2646 | 4757.5068 | 4901.1111 | 5044.7154
| Total Feedstock Energy Consumption per Unit of Output (thousand Btu per 2005 dollar shipments) | 18.3799 | 11.0298 | 10.6551 | 10.2992 | 10.0933 | 9.9693 | 9.9065 | 9.8524 | 10.0119 | 10.0719 | 10.1292
| Partial MARKAL demand (PJ) | 4346.553 | 3512.881 | 3542.6159 | 4464.25 | 4991.8516 | 5162.7416 | 5120.4315 | 5042.2021 | 5341.6406 | 5470.0891 | 5598.5375
| Total Feedstock Energy Consumption (PJ) | 4346.5536 | 3512.8816 | 3542.6158 | 4315.1463 | 4728.6568 | 4830.4365 | 4760.6509 | 4662.3242 | 5019.1696 | 5170.6722 | 5322.1747
Glass | Value of Shipments (billion 2005 dollars) | 22.5403 | 19.3139 | 22.5656 | 25.0199 | 27.2764 | 29.2718 | 30.5296 | 31.8513 | 33.7406 | 35.4505 | 37.1603
| Total Energy Consumption (trillion Btu) | 209.4746 | 253.7201 | 220.4827 | 231.8576 | 233.7201 | 242.7965 | 232.2061 | 224.6617 | 234.7333 | 235.5374 | 236.3415
| Total Energy Consumption per Unit of Output (thousand Btu per 2005 dollar shipments) | 9.2933 | 13.1367 | 9.7707 | 9.2669 | 8.5686 | 8.2945 | 7.6059 | 7.0535 | 6.957 | 6.6441 | 6.36
| MARKAL demand (PJ) | 220.9957 | 267.6748 | 232.6093 | 257.9079 | 281.1688 | 301.7379 | 314.7033 | 328.3268 | 347.8023 | 365.428 | 383.0537
| Total Energy Consumption (PJ) | 220.9957 | 267.6747 | 232.6093 | 244.6097 | 246.5747 | 256.1503 | 244.9774 | 237.0181 | 247.6436 | 248.4919 | 249.3402
| INP values based on growth | 1 | 1 | 1 | 0.94844 | 0.87696 | 0.84892 | 0.77844 | 0.7219 | 0.71202 | 0.68 | 0.65093
Cement and Lime | Value of Shipments (billion 2005 dollars) | 8.4693 | 5.6083 | 8.1092 | 9.6044 | 10.1663 | 11.0586 | 11.7996 | 12.6398 | 13.4084 | 14.2364 | 15.0645
| Total Energy Consumption (trillion Btu) | 451.1639 | 247.7797 | 368.1567 | 430.9317 | 447.8525 | 465.2763 | 476.1711 | 494.8435 | 516.843 | 537.7477 | 558.6524
| Total Energy Consumption per Unit of Output (thousand Btu per 2005 dollar shipments) | 53.2705 | 44.1805 | 45.3996 | 44.8682 | 44.0526 | 42.0737 | 40.355 | 39.1496 | 38.5463 | 37.7726 | 37.0839
| MARKAL demand (PJ) | 475.9779 | 261.4077 | 388.4053 | 460.0175 | 486.9312 | 529.6696 | 565.1588 | 605.4035 | 642.2144 | 681.8771 | 721.5398
| - Cement |  | 228.5591 | 279.7355 | 331.3116 | 350.6953 | 381.4762 | 407.036 | 436.0209 | 462.5326 | 491.0983 | 519.664
| - Other Non-Metals: Lime |  | 88.7892 | 108.6698 | 128.7058 | 136.2359 | 148.1934 | 158.1227 | 169.3826 | 179.6817 | 190.7787 | 201.8758
MARKAL demand adjusted for inefficiencies (PJ)
| - Cement |  | 228.2607 | 279.3702 | 330.8791 | 350.2375 | 380.9782 | 406.5046 | 435.4517 | 461.9288 | 490.4572 | 518.9856
| Total Energy Consumption (PJ) | 475.978 | 261.4076 | 388.4053 | 454.6329 | 472.4844 | 490.8665 | 502.3605 | 522.0599 | 545.2694 | 567.3238 | 589.3783
| INP values based on growth | 1 | 1 | 1 | 0.98829 | 0.97033 | 0.92674 | 0.88888 | 0.86233 | 0.84905 | 0.832 | 0.81683
Iron and Steel | Value of Shipments (billion 2005 dollars) | 73.466 | 102.1425 | 131.345 | 146.9225 | 164.6255 | 164.6888 | 158.9677 | 148.2041 | 155.7534 | 155.4439 | 155.1344
| Total Energy Consumption (trillion Btu) | 1469.958 | 1271.5476 | 1441.3872 | 1491.5725 | 1555.1665 | 1479.3193 | 1367.8271 | 1279.8318 | 1383.5711 | 1375.57 | 1367.5689
| Total Energy Consumption per Unit of Output (thousand Btu per 2005 dollar shipments) | 20.0087 | 12.4488 | 10.9741 | 10.1521 | 9.4467 | 8.9825 | 8.6044 | 8.6356 | 8.8831 | 8.8493 | 8.8154
| MARKAL demand (PJ) | 1550.8058 | 1341.4828 | 1520.6634 | 1701.014 | 1905.9734 | 1906.7067 | 1840.4697 | 1715.8521 | 1803.2549 | 1799.6722 | 1796.0894
| - Primary Steel |  | 959.7258 | 1128.6475 | 1262.505 | 1414.6273 | 1415.1716 | 1366.01 | 1273.5179 | 1338.3889 | 1335.7298 | 1333.0707
| - Secondary Steel |  | 255.117 | 300.0202 | 335.6026 | 376.0402 | 376.1849 | 363.1166 | 338.5301 | 355.7743 | 355.0674 | 354.3606
| - Other Metals: Other Iron and Steel |  | 78.227 | 91.9957 | 102.9064 | 115.3059 | 115.3502 | 111.3431 | 103.8041 | 109.0917 | 108.875 | 108.6582
MARKAL demand adjusting for inefficiencies (PJ)
| - Primary Steel |  | 845.4392 | 994.2453 | 1112.1627 | 1246.1699 | 1246.6494 | 1203.3421 | 1121.8642 | 1179.0102 | 1176.6677 | 1174.3252
| - Secondary Steel |  | 224.737 | 264.293 | 295.6382 | 331.2604 | 331.3878 | 319.8757 | 298.2171 | 313.4078 | 312.7851 | 312.1624
| Total Energy Consumption (PJ) | 1550.8057 | 1341.4827 | 1520.6635 | 1573.609 | 1640.7007 | 1560.6819 | 1443.0576 | 1350.2225 | 1459.6676 | 1451.2264 | 1442.7852
| INP values based on growth | 1 | 1 | 1 | 0.9251 | 0.86082 | 0.81852 | 0.78407 | 0.78691 | 0.80946 | 0.80638 | 0.80329
Aluminum | Value of Shipments (billion 2005 dollars) | 29.6278 | 30.6414 | 37.34 | 42.3313 | 50.6117 | 51.8796 | 50.2662 | 47.5753 | 51.5756 | 52.5898 | 53.6041
| Total Energy Consumption (trillion Btu) | 399.3771 | 348.9727 | 393.5922 | 418.6698 | 455.2469 | 423.2562 | 357.3636 | 320.0863 | 368.811 | 364.1978 | 359.5846
| Total Energy Consumption per Unit of Output (thousand Btu per 2005 dollar shipments) | 13.4798 | 11.3889 | 10.5408 | 9.8903 | 8.9949 | 8.1584 | 7.1094 | 6.728 | 7.1509 | 6.9252 | 6.7082
| MARKAL demand (PJ) | 421.3429 | 368.1661 | 415.2397 | 470.7455 | 562.8274 | 576.9278 | 558.9858 | 529.0616 | 573.5468 | 584.8259 | 596.105
| - Primary Aluminum |  | 349.9593 | 377.9699 | 428.4938 | 512.3109 | 525.1457 | 508.8141 | 481.5758 | 522.0682 | 532.3349 | 542.6016
| - Secondary Aluminum |  | 34.5078 | 37.2698 | 42.2517 | 50.5165 | 51.7821 | 50.1717 | 47.4859 | 51.4786 | 52.491 | 53.5033
MARKAL demand adjusting for inefficiencies (PJ)
| - Primary Aluminum |  | 299.3461 | 323.3057 | 366.5224 | 438.2175 | 449.196 | 435.2264 | 411.9274 | 446.5636 | 455.3455 | 464.1273
| - Secondary Aluminum |  | 33.8021 | 36.5077 | 41.3877 | 49.4835 | 50.7232 | 49.1457 | 46.5148 | 50.4259 | 51.4176 | 52.4092
| Total Energy Consumption (PJ) | 421.3429 | 368.1662 | 415.2397 | 441.6966 | 480.2855 | 446.5353 | 377.0186 | 337.6911 | 389.0956 | 384.2287 | 379.3617
| INP values based on growth | 1 | 1 | 1 | 0.93829 | 0.85334 | 0.77399 | 0.67447 | 0.63828 | 0.6784 | 0.657 | 0.6364
Other: Except Balance of Manufacturing | Value of Shipments (billion 2005 dollars) | 2058.6335 | 1817.4984 | 2331.5901 | 2715.4532 | 3145.8757 | 3593.4124 | 3996.5087 | 4381.5794 | 4685.6883 | 5059.1593 | 5432.6303
| Total Energy Consumption (trillion Btu) | 1947.2432 | 1823.8076 | 2186.4814 | 2327.7837 | 2480.0323 | 2587.0031 | 2652.3962 | 2717.1924 | 2923.4425 | 3053.0425 | 3182.6426
| Total Energy Consumption (PJ) | 2054.3416 | 1924.117 | 2306.7378 | 2455.8118 | 2616.4341 | 2729.2883 | 2798.278 | 2866.6379 | 3084.2319 | 3220.9599 | 3357.6879
| Total Energy Consumption per Unit of Output (thousand Btu per 2005 dollar shipments) | 0.94589 | 1.0035 | 0.93776 | 0.85724 | 0.78834 | 0.71993 | 0.66368 | 0.62014 | 0.62391 | 0.60347 | 0.58584
| Partial MARKAL demand (PJ) | 2054.3416 | 1924.117 | 2306.7378 | 2686.5094 | 3112.344 | 3555.1105 | 3953.9103 | 4334.8765 | 4635.744 | 5005.2342 | 5374.7244
| INP values based on growth | 1 | 1 | 1 | 0.91413 | 0.84066 | 0.76771 | 0.70772 | 0.6613 | 0.66532 | 0.64352 | 0.62472
Fabricated Metal Products | Total Energy Consumption (trillion Btu) | 362.5037 | 345.8284 | 366.052 | 390.4735 | 406.8633 | 403.8668 | 397.6899 | 393.6823
| Value of Shipments (billion 2005 dollars) | 252.1799 | 250.1505 | 303.9846 | 352.7341 | 392.7714 | 417.9455 | 440.2084 | 465.5843
Machinery | Total Energy Consumption (trillion Btu) | 166.0833 | 184.7722 | 201.6106 | 218.2444 | 234.2318 | 242.3805 | 242.1242 | 241.8631
| Value of Shipments (billion 2005 dollars) | 283.0576 | 277.5531 | 371.2571 | 440.4533 | 509.797 | 575.0507 | 624.9335 | 675.8492
Computers | Total Energy Consumption (trillion Btu) | 187.231 | 248.2244 | 424.7584 | 477.0977 | 551.255 | 604.0327 | 643.3823 | 674.2908
| Value of Shipments (billion 2005 dollars) | 469.366 | 392.4444 | 430.7179 | 531.3941 | 675.5958 | 803.8809 | 905.6779 | 996.5889
Transportation Equipment | Total Energy Consumption (trillion Btu) | 371.3907 | 401.5828 | 408.5837 | 423.0331 | 444.0839 | 487.1267 | 526.5859 | 558.1317
| Value of Shipments (billion 2005 dollars) | 667.537 | 567.3931 | 825.1687 | 936.0041 | 1062.7175 | 1249.0341 | 1444.64 | 1623.9755
Electrical Equipment | Total Energy Consumption (trillion Btu) | 160.4963 | 61.187 | 73.1158 | 79.1875 | 85.7364 | 91.2607 | 94.4914 | 97.5615
| Value of Shipments (billion 2005 dollars) | 108.9529 | 96.544 | 110.6888 | 132.1974 | 153.7388 | 176.6669 | 195.7655 | 214.3499
Wood Products | Total Energy Consumption (trillion Btu) | 378.9003 | 285.3461 | 391.9089 | 398.6987 | 403.2765 | 399.8701 | 392.0837 | 392.9961
| Value of Shipments (billion 2005 dollars) | 101.8499 | 73.2668 | 105.9546 | 107.0412 | 108.6108 | 107.0757 | 104.5988 | 105.1436
Plastics | Total Energy Consumption (trillion Btu) | 320.638 | 296.8667 | 320.4518 | 341.0487 | 354.5854 | 358.4658 | 356.0388 | 358.6669
| Value of Shipments (billion 2005 dollars) | 175.6902 | 160.1464 | 183.8184 | 215.629 | 242.6443 | 263.7586 | 280.6847 | 300.0879
Balance of Manufacturing | Total Energy Consumption (trillion Btu) | 1732.8424 | 1377.3461 | 1684.7097 | 1766.26 | 1851.8945 | 1919.6526 | 2003.9229 | 2136.7849 | 2170.8344 | 2251.2028 | 2331.5712
| Value of Shipments (billion 2005 dollars) | 941.871 | 847.704 | 941.3705 | 1087.7867 | 1239.6509 | 1383.7712 | 1550.371 | 1758.1233 | 1792.3757 | 1919.8301 | 2047.2845
| Total Energy Consumption per Unit of Output (thousand Btu per 2005 dollar shipments) | 1.8398 | 1.6248 | 1.7896 | 1.6237 | 1.4939 | 1.3873 | 1.2925 | 1.2154 | 1.2111 | 1.1726 | 1.1389
| Partial MARKAL demand (PJ) | 1828.1487 | 1453.1001 | 1777.3687 | 2053.812 | 2340.5413 | 2612.6499 | 2927.2011 | 3319.4509 | 3632.081 | 3890.3553 | 4148.6296
| - Other: Balance of Manf. excluding Petroleum/Coal Prod. |  | 135.7924 | 163.4747 | 188.9008 | 215.2729 | 240.3003 | 269.2313 | 305.3088 | 334.0632 | 357.8181 | 381.5731
| - Other Chemicals |  | 349.3789 | 420.6023 | 486.0207 | 553.8733 | 618.2659 | 692.7023 | 785.5256 | 859.5074 | 920.6263 | 981.7451
| - Glass: Mineral Wool |  | 48.3958 | 58.2616 | 67.3233 | 76.7222 | 85.6419 | 95.9528 | 108.8106 | 119.0585 | 127.5247 | 135.9908
| - Other Non-Metals: Excluding Lime |  | 206.5802 | 248.6931 | 287.3736 | 327.4934 | 365.5674 | 409.58 | 464.4645 | 508.2083 | 544.3466 | 580.4849
| - Other Metals: Other Primary Metals |  | 257.215 | 309.6502 | 357.8116 | 407.7651 | 455.1714 | 509.972 | 578.3091 | 632.775 | 677.7711 | 722.7672
| - Other: Balance of Manufacturing |  | 479.0325 | 576.6868 | 666.3819 | 759.4144 | 847.703 | 949.7626 | 1077.0324 | 1178.4686 | 1262.2685 | 1346.0685
MARKAL demand (PJ)
| - Glass |  | 316.0706 | 290.8709 | 325.2313 | 357.891 | 387.3798 | 410.6561 | 437.1375 | 466.8608 | 492.9527 | 519.0445
| - Other Non-Metals |  | 295.3694 | 357.363 | 416.0795 | 463.7293 | 513.7608 | 567.7028 | 633.8471 | 687.89 | 735.1253 | 782.3606
| - Other Metals |  | 335.442 | 401.6459 | 460.7181 | 523.071 | 570.5217 | 621.3151 | 682.1132 | 741.8667 | 786.646 | 831.4254
| - Other |  | 2403.1496 | 2470.2126 | 2875.4102 | 3327.617 | 3795.4108 | 4223.1416 | 4640.1853 | 4969.8072 | 5363.0523 | 5756.2974
MARKAL demand adjusted for inefficiencies (PJ)
| - Other Chemicals |  | 304.6455 | 366.7497 | 423.7921 | 482.957 | 539.1051 | 604.0108 | 684.9493 | 749.4587 | 802.7521 | 856.0455
| - Glass |  | 337.5714 | 310.6576 | 347.3553 | 382.2367 | 413.7315 | 438.5912 | 466.8739 | 498.6192 | 526.486 | 554.3528
| - Other Non-Metals |  | 290.5414 | 351.5216 | 409.2783 | 456.1493 | 505.363 | 558.4233 | 623.4864 | 676.646 | 723.1092 | 769.5724
| - Other Metals |  | 327.1665 | 391.7372 | 449.352 | 510.1667 | 556.4467 | 605.9871 | 665.2852 | 723.5646 | 767.2393 | 810.9139
| - Other |  | 2253.9188 | 2316.8173 | 2696.853 | 3120.9786 | 3559.7234 | 3960.8929 | 4352.039 | 4661.192 | 5030.0174 | 5398.8428
| Total Energy Consumption (PJ) |  | 1453.1001 | 1777.3688 | 1863.4043 | 1953.7487 | 2025.2335 | 2114.1386 | 2254.3081 | 2290.2303 | 2375.0189 | 2459.8076
| INP values based on growth |  | 1 | 1 | 0.90729 | 0.83474 | 0.77516 | 0.72224 | 0.67912 | 0.63056 | 0.61049 | 0.59292
| - Glass |  | 1 | 1 | 0.92789 | 0.86791 | 0.83261 | 0.76531 | 0.71125 | 0.69125 | 0.66202 | 0.63573
| - Other Non-Metals |  | 1 | 1 | 0.93235 | 0.87458 | 0.81889 | 0.76865 | 0.72808 | 0.68763 | 0.66798 | 0.6507
| - Other Metals |  | 1 | 1 | 0.91127 | 0.84049 | 0.78393 | 0.73332 | 0.69552 | 0.65686 | 0.6376 | 0.62041
| - Other |  | 1 | 1 | 0.91368 | 0.84028 | 0.76818 | 0.70865 | 0.66247 | 0.66298 | 0.64131 | 0.62261
Non-Manufacturing | Demand (PJ) | 2136.8555 | 1697.6915 | 1708.0737 | 1923.9347 | 2041.8866 | 2164.1754 | 2262.8554 | 2393.8601 | 2368.5474 | 2441.2987 | 2514.05
| INP values based on growth | 1 | 1 | 1 | 0.95705 | 0.93024 | 0.91187 | 0.90124 | 0.89264 | 0.87244 | 0.85894 | 0.84622
| MARKAL demand (PJ) | 2136.8555 | 1697.6915 | 1708.0737 | 1841.3101 | 1899.452 | 1973.4536 | 2039.3842 | 2136.8451 | 2066.4192 | 2096.9272 | 2127.4352
| Adjusted MARKAL demand (PJ) |  | 112.5041 | 113.1921 | 122.0216 | 125.8746 | 130.7786 | 135.1477 | 141.6063 | 136.9393 | 138.961 | 140.9827
Agriculture | Distillate Fuel Oil Energy Consumption (trillion Btu) | 497.0008 | 313.4755 | 469.9616 | 492.3939 | 499.8738 | 504.5336 | 508.6135 | 513.1499
| Motor Gasoline Energy Consumption (trillion Btu) | 161.0671 | 187.8576 | 114.2809 | 119.5538 | 121.0703 | 122.3647 | 123.675 | 125.1182
| Total Energy Consumption (trillion Btu) | 971.9973 | 896.7854 | 882.8805 | 926.5602 | 943.1332 | 955.2497 | 966.2452 | 978.8841
| Value of Shipments (billion 2005 dollars) | 262.4512 | 290.3997 | 297.3308 | 326.1582 | 344.24 | 361.6673 | 378.0363 | 394.4131
| Energy Consumption less Transportation Fuels (trillion Btu) | 313.9294 | 395.4523 | 298.638 | 314.6125 | 322.1891 | 328.3514 | 333.9567 | 340.616 | 329.6849 | 329.3997 | 329.1145
| Energy Consumption per Unit of Output (thousand Btu per 2005 dollar shipments) | 1.1961 | 1.3618 | 1.0044 | 0.9646 | 0.93594 | 0.90788 | 0.8834 | 0.8636 | 0.74483 | 0.68486 | 0.62489
| Partial MARKAL demand (PJ) | 331.1956 | 417.2022 | 315.0631 | 345.6096 | 364.7698 | 383.2364 | 400.5817 | 417.9352 | 412.0075 | 420.9094 | 429.8112
| Energy Consumption less Transportation Fuels (PJ) | 331.1956 | 417.2022 | 315.0631 | 331.9162 | 339.9095 | 346.4107 | 352.3243 | 359.3499 | 347.8175 | 347.5167 | 347.2158
Construction | Distillate Fuel Oil Energy Consumption (trillion Btu) | 505.3285 | 417.9018 | 343.2108 | 366.4485 | 372.637 | 382.2367 | 391.0357 | 407.3344
| Motor Gasoline Energy Consumption (trillion Btu) | 157.6558 | 76.5374 | 109.9368 | 121.1823 | 125.9217 | 130.972 | 134.4189 | 139.835
| Total Energy Consumption (trillion Btu) | 2374.5103 | 1708.1731 | 1773.5367 | 1918.3359 | 1976.7981 | 2055.4294 | 2124.5635 | 2231.999
| Value of Shipments (billion 2005 dollars) | 1043.8131 | 889.5652 | 1169.1973 | 1324.7375 | 1407.6565 | 1494.7977 | 1563.0645 | 1658.4554
| Energy Consumption less Transportation Fuels (trillion Btu) | 1711.526 | 1213.7339 | 1320.3892 | 1430.7051 | 1478.2394 | 1542.2207 | 1599.1089 | 1684.8296 | 1629.0063 | 1658.2091 | 1687.4118
| Energy Consumption per Unit of Output (thousand Btu per 2005 dollar shipments) | 1.6397 | 1.3644 | 1.1293 | 1.08 | 1.0501 | 1.0317 | 1.0231 | 1.0159 | 0.82414 | 0.748 | 0.67186
| Partial MARKAL demand (PJ) | 1805.6599 | 1280.4893 | 1393.0106 | 1578.3251 | 1677.1168 | 1780.939 | 1862.2737 | 1975.9249 | 1956.5399 | 2020.3894 | 2084.2388
| Energy Consumption less Transportation Fuels (PJ) | 1805.6599 | 1280.4893 | 1393.0106 | 1509.3938 | 1559.5425 | 1627.0429 | 1687.0598 | 1777.4952 | 1718.6017 | 1749.4106 | 1780.2194